## us feature prices 2021-07-06
cto_code | feature_code | description | price
0449HCP | 747 | UID Asset Tag Label | 20
0449HCP | 2305 | Integration 1U Component | 59
0449HCP | 2321 | Custom MFG SVCS Fee - Small Increment | 3
0449HCP | 3791 | 0.6m Yellow Cat5e Cable | 24
0449HCP | 3792 | 1.5m Yellow Cat5e Cable | 24
0449HCP | 3793 | 3m Yellow Cat5e Cable | 25
0449HCP | 3794 | 10m Yellow Cat5e Cable | 34
0449HCP | 3795 | 25m Yellow Cat5e Cable | 69
0449HCP | 3796 | 0.6m Green Cat5e Cable | 16
0449HCP | 3797 | 1.5m Green Cat5e Cable | 17
0449HCP | 3798 | 3m Green Cat5e Cable | 19
0449HCP | 3799 | 10m Green Cat5e Cable | 29
0449HCP | 3800 | 25m Green Cat5e Cable | 69
0449HCP | 3801 | 0.6m Blue Cat5e Cable | 24
0449HCP | 3802 | 1.5m Blue Cat5e Cable | 14
0449HCP | 3803 | 3m Blue Cat5e Cable | 25
0449HCP | 3804 | 10m Blue Cat5e Cable | 34
0449HCP | 3805 | 25m Blue Cat5e Cable | 69
0449HCP | 6124 | SOFS Solution Code MFG Instruction | 0
0449HCP | 6126 | InfoSphere-BWA Solution Code MFG Instruction | 0
0449HCP | 6127 | GMAS Solution Code MFG Instruction | 0
0449HCP | 6128 | IBW-SSD Solution Code MFG Instruction | 0
0449HCP | 6129 | Cloudburst Solution Code MFG Instruction | 0
0449HCP | 6130 | SoNAS Solution Code MFG Instruction | 0
0449HCP | 6201 | 1.5m, 10A/100-250V, C13 to IEC 320-C14 Rack Power Cable | 19
0449HCP | 6204 | 2.8m, 10A/100-250V, C13 to IEC 320-C20 Rack Power Cable | 19
0449HCP | 6263 | 4.3m, 10A/100-250V, C13 to IEC 320-C14 Rack Power Cable | 19
0449HCP | 6311 | 2.8m, 10A/100-250V, C13 to IEC 320-C14 Rack Power Cable | 9
0449HCP | 6568 | 1.8m, 10A/100-250V, 2xC13PM to IEC 320-C14 Rack Power Cable | 19
0449HCP | 7829 | Integrate Network Switch in MFG | 0
0449HCP | 7831 | Customer Solution Center Services | 0
0449HCP | 7929 | e1350 Special Bid Solution Component | 0
0449HCP | 8034 | LeSI Solution Component | 0
0449HCP | 8067 | TAA Compliant Order | 0
0449HCP | 8072 | General Racking Solution | 0
0449HCP | 8971 | Integrate in manufacturing | 0
0449HCP | 8972 | Ship Uninstalled (Safety) | 0
0449HCP | A103 | System x Cluster Upgrade | 0
0449HCP | A193 | Integrated Solutions | 0
0449HCP | A1MS | 10m Cat6 Yellow Cable | 49
0449HCP | A1MT | 10m Green Cat6 Cable | 49
0449HCP | A1MU | 10m Cat6 Blue Cable | 49
0449HCP | A1MV | 25m Cat6 Yellow Cable | 105
0449HCP | A1MW | 25m Green Cat6 Cable | 105
0449HCP | A1MX | 25m Cat6 Blue Cable | 105
0449HCP | A1NN | High Performance Analytics Appliance | 0
0449HCP | A3BB | GNRx Solution | 0
0449HCP | AU06 | Intel OPA 100 Series 24-port Unmanaged Edge Switch (PSE) | 11859
0449HCP | AU0C | Intel OPA 100 Series Edge Switch Management Card | 2239
0449HCP | AU0D | Intel 1U Switch Air Duct Kit for Enterprise Racks | 99
0449HCP | AU0E | 0.5m Intel OPA 100 Series Passive Copper QSFP28 Cable | 79
0449HCP | AU0F | 0.75m Intel OPA Passive Copper QSFP28 Cable | 139
0449HCP | AU0G | 1m Intel OPA 100 Series Passive Copper QSFP28 Cable | 99
0449HCP | AU0H | 1.25m Intel OPA 100 Series Passive Copper QSFP28 Cable | 159
0449HCP | AU0J | 1.5m Intel OPA 100 Series Passive Copper QSFP28 Cable | 109
0449HCP | AU0K | 2m Intel OPA 100 Series Passive Copper QSFP28 Cable | 129
0449HCP | AU0M | 5m Intel OPA 100 Series Active Optical QSFP28 Cable | 899
0449HCP | AU0P | 15m Intel OPA 100 Series Active Optical QSFP28 Cable | 949
0449HCP | AVFQ | 0.75m Green Cat5e Cable | 15
0449HCP | AVFR | 1.0m Green Cat5e Cable | 19
0449HCP | AVFS | 1.25m Green Cat5e Cable | 19
0449HCP | AVFT | 0.75m Blue Cat5e Cable | 15
0449HCP | AVFU | 1.0m Blue Cat5e Cable | 19
0449HCP | AVFV | 1.25m Blue Cat5e Cable | 19
0449HCP | AVFW | 0.75m Green Cat6 Cable | 19
0449HCP | AVFX | 1.0m Green Cat6 Cable | 19
0449HCP | AVFY | 1.25m Green Cat6 Cable | 19
0449HCP | AVFZ | 1.5m Green Cat6 Cable | 19
0449HCP | AVG0 | 3m Green Cat6 Cable | 25
0449HCP | B22J | 5m Intel OPA 100 Series Active Optical QSFP28 Low Power Cable | 809
0449HCP | B22K | 10m Intel OPA 100 Series Active Optical QSFP28 Low Power Cable | 829
0449HCP | B22L | 15m Intel OPA 100 Series Active Optical QSFP28 Low Power Cable | 839
0449HCP | B22M | 20m Intel OPA 100 Series Active Optical QSFP28 Low Power Cable | 849
0449HCQ | 747 | UID Asset Tag Label | 20
0449HCQ | 2305 | Integration 1U Component | 59
0449HCQ | 2321 | Custom MFG SVCS Fee - Small Increment | 3
0449HCQ | 3791 | 0.6m Yellow Cat5e Cable | 24
0449HCQ | 3792 | 1.5m Yellow Cat5e Cable | 24
0449HCQ | 3793 | 3m Yellow Cat5e Cable | 25
0449HCQ | 3794 | 10m Yellow Cat5e Cable | 34
0449HCQ | 3795 | 25m Yellow Cat5e Cable | 69
0449HCQ | 3796 | 0.6m Green Cat5e Cable | 16
0449HCQ | 3797 | 1.5m Green Cat5e Cable | 17
0449HCQ | 3798 | 3m Green Cat5e Cable | 19
0449HCQ | 3799 | 10m Green Cat5e Cable | 29
0449HCQ | 3800 | 25m Green Cat5e Cable | 69
0449HCQ | 3801 | 0.6m Blue Cat5e Cable | 24
0449HCQ | 3802 | 1.5m Blue Cat5e Cable | 14
0449HCQ | 3803 | 3m Blue Cat5e Cable | 25
0449HCQ | 3804 | 10m Blue Cat5e Cable | 34
0449HCQ | 3805 | 25m Blue Cat5e Cable | 69
0449HCQ | 6124 | SOFS Solution Code MFG Instruction | 0
0449HCQ | 6126 | InfoSphere-BWA Solution Code MFG Instruction | 0
0449HCQ | 6127 | GMAS Solution Code MFG Instruction | 0
0449HCQ | 6128 | IBW-SSD Solution Code MFG Instruction | 0
0449HCQ | 6129 | Cloudburst Solution Code MFG Instruction | 0
0449HCQ | 6130 | SoNAS Solution Code MFG Instruction | 0
0449HCQ | 6201 | 1.5m, 10A/100-250V, C13 to IEC 320-C14 Rack Power Cable | 19
0449HCQ | 6204 | 2.8m, 10A/100-250V, C13 to IEC 320-C20 Rack Power Cable | 19
0449HCQ | 6263 | 4.3m, 10A/100-250V, C13 to IEC 320-C14 Rack Power Cable | 19
0449HCQ | 6311 | 2.8m, 10A/100-250V, C13 to IEC 320-C14 Rack Power Cable | 9
0449HCQ | 6568 | 1.8m, 10A/100-250V, 2xC13PM to IEC 320-C14 Rack Power Cable | 19
0449HCQ | 7829 | Integrate Network Switch in MFG | 0
0449HCQ | 7831 | Customer Solution Center Services | 0
0449HCQ | 7929 | e1350 Special Bid Solution Component | 0
0449HCQ | 8034 | LeSI Solution Component | 0
0449HCQ | 8067 | TAA Compliant Order | 0
0449HCQ | 8072 | General Racking Solution | 0
0449HCQ | 8971 | Integrate in manufacturing | 0
0449HCQ | 8972 | Ship Uninstalled (Safety) | 0
0449HCQ | A103 | System x Cluster Upgrade | 0
0449HCQ | A193 | Integrated Solutions | 0
0449HCQ | A1MS | 10m Cat6 Yellow Cable | 49
0449HCQ | A1MT | 10m Green Cat6 Cable | 49
0449HCQ | A1MU | 10m Cat6 Blue Cable | 49
0449HCQ | A1MV | 25m Cat6 Yellow Cable | 105
0449HCQ | A1MW | 25m Green Cat6 Cable | 105
0449HCQ | A1MX | 25m Cat6 Blue Cable | 105
0449HCQ | A1NN | High Performance Analytics Appliance | 0
0449HCQ | A3BB | GNRx Solution | 0
0449HCQ | A4WX | Switch Seal Kit | 69
0449HCQ | AU07 | Intel OPA 100 Series 24-port Unmanaged Edge Switch (oPSE) | 11859
0449HCQ | AU0C | Intel OPA 100 Series Edge Switch Management Card | 2239
0449HCQ | AU0E | 0.5m Intel OPA 100 Series Passive Copper QSFP28 Cable | 79
0449HCQ | AU0F | 0.75m Intel OPA Passive Copper QSFP28 Cable | 139
0449HCQ | AU0G | 1m Intel OPA 100 Series Passive Copper QSFP28 Cable | 99
0449HCQ | AU0H | 1.25m Intel OPA 100 Series Passive Copper QSFP28 Cable | 159
0449HCQ | AU0J | 1.5m Intel OPA 100 Series Passive Copper QSFP28 Cable | 109
0449HCQ | AU0K | 2m Intel OPA 100 Series Passive Copper QSFP28 Cable | 129
0449HCQ | AU0M | 5m Intel OPA 100 Series Active Optical QSFP28 Cable | 899
0449HCQ | AU0P | 15m Intel OPA 100 Series Active Optical QSFP28 Cable | 949
0449HCQ | AVFQ | 0.75m Green Cat5e Cable | 15
0449HCQ | AVFR | 1.0m Green Cat5e Cable | 19
0449HCQ | AVFS | 1.25m Green Cat5e Cable | 19
0449HCQ | AVFT | 0.75m Blue Cat5e Cable | 15
0449HCQ | AVFU | 1.0m Blue Cat5e Cable | 19
0449HCQ | AVFV | 1.25m Blue Cat5e Cable | 19
0449HCQ | AVFW | 0.75m Green Cat6 Cable | 19
0449HCQ | AVFX | 1.0m Green Cat6 Cable | 19
0449HCQ | AVFY | 1.25m Green Cat6 Cable | 19
0449HCQ | AVFZ | 1.5m Green Cat6 Cable | 19
0449HCQ | AVG0 | 3m Green Cat6 Cable | 25
0449HCQ | B22J | 5m Intel OPA 100 Series Active Optical QSFP28 Low Power Cable | 809
0449HCQ | B22K | 10m Intel OPA 100 Series Active Optical QSFP28 Low Power Cable | 829
0449HCQ | B22L | 15m Intel OPA 100 Series Active Optical QSFP28 Low Power Cable | 839
0449HCQ | B22M | 20m Intel OPA 100 Series Active Optical QSFP28 Low Power Cable | 849
0449HCR | 747 | UID Asset Tag Label | 20
0449HCR | 2305 | Integration 1U Component | 59
0449HCR | 2321 | Custom MFG SVCS Fee - Small Increment | 3
0449HCR | 3791 | 0.6m Yellow Cat5e Cable | 24
0449HCR | 3792 | 1.5m Yellow Cat5e Cable | 24
0449HCR | 3793 | 3m Yellow Cat5e Cable | 25
0449HCR | 3794 | 10m Yellow Cat5e Cable | 34
0449HCR | 3795 | 25m Yellow Cat5e Cable | 69
0449HCR | 3796 | 0.6m Green Cat5e Cable | 16
0449HCR | 3797 | 1.5m Green Cat5e Cable | 17
0449HCR | 3798 | 3m Green Cat5e Cable | 19
0449HCR | 3799 | 10m Green Cat5e Cable | 29
0449HCR | 3800 | 25m Green Cat5e Cable | 69
0449HCR | 3801 | 0.6m Blue Cat5e Cable | 24
0449HCR | 3802 | 1.5m Blue Cat5e Cable | 14
0449HCR | 3803 | 3m Blue Cat5e Cable | 25
0449HCR | 3804 | 10m Blue Cat5e Cable | 34
0449HCR | 3805 | 25m Blue Cat5e Cable | 69
0449HCR | 6124 | SOFS Solution Code MFG Instruction | 0
0449HCR | 6126 | InfoSphere-BWA Solution Code MFG Instruction | 0
0449HCR | 6127 | GMAS Solution Code MFG Instruction | 0
0449HCR | 6128 | IBW-SSD Solution Code MFG Instruction | 0
0449HCR | 6129 | Cloudburst Solution Code MFG Instruction | 0
0449HCR | 6130 | SoNAS Solution Code MFG Instruction | 0
0449HCR | 6201 | 1.5m, 10A/100-250V, C13 to IEC 320-C14 Rack Power Cable | 19
0449HCR | 6204 | 2.8m, 10A/100-250V, C13 to IEC 320-C20 Rack Power Cable | 19
0449HCR | 6263 | 4.3m, 10A/100-250V, C13 to IEC 320-C14 Rack Power Cable | 19
0449HCR | 6311 | 2.8m, 10A/100-250V, C13 to IEC 320-C14 Rack Power Cable | 9
0449HCR | 6568 | 1.8m, 10A/100-250V, 2xC13PM to IEC 320-C14 Rack Power Cable | 19
0449HCR | 7829 | Integrate Network Switch in MFG | 0
0449HCR | 7831 | Customer Solution Center Services | 0
0449HCR | 7929 | e1350 Special Bid Solution Component | 0
0449HCR | 8034 | LeSI Solution Component | 0
0449HCR | 8067 | TAA Compliant Order | 0
0449HCR | 8072 | General Racking Solution | 0
0449HCR | 8971 | Integrate in manufacturing | 0
0449HCR | 8972 | Ship Uninstalled (Safety) | 0
0449HCR | A103 | System x Cluster Upgrade | 0
0449HCR | A193 | Integrated Solutions | 0
0449HCR | A1MS | 10m Cat6 Yellow Cable | 49
0449HCR | A1MT | 10m Green Cat6 Cable | 49
0449HCR | A1MU | 10m Cat6 Blue Cable | 49
0449HCR | A1MV | 25m Cat6 Yellow Cable | 105
0449HCR | A1MW | 25m Green Cat6 Cable | 105
0449HCR | A1MX | 25m Cat6 Blue Cable | 105
0449HCR | A1NN | High Performance Analytics Appliance | 0
0449HCR | A3BB | GNRx Solution | 0
0449HCR | AU08 | Intel OPA 100 Series 48-port Unmanaged Edge Switch (PSE) | 18575
0449HCR | AU0C | Intel OPA 100 Series Edge Switch Management Card | 2239
0449HCR | AU0D | Intel 1U Switch Air Duct Kit for Enterprise Racks | 99
0449HCR | AU0E | 0.5m Intel OPA 100 Series Passive Copper QSFP28 Cable | 79
0449HCR | AU0F | 0.75m Intel OPA Passive Copper QSFP28 Cable | 139
0449HCR | AU0G | 1m Intel OPA 100 Series Passive Copper QSFP28 Cable | 99
0449HCR | AU0H | 1.25m Intel OPA 100 Series Passive Copper QSFP28 Cable | 159
0449HCR | AU0J | 1.5m Intel OPA 100 Series Passive Copper QSFP28 Cable | 109
0449HCR | AU0K | 2m Intel OPA 100 Series Passive Copper QSFP28 Cable | 129
0449HCR | AU0M | 5m Intel OPA 100 Series Active Optical QSFP28 Cable | 899
0449HCR | AU0P | 15m Intel OPA 100 Series Active Optical QSFP28 Cable | 949
0449HCR | AVFQ | 0.75m Green Cat5e Cable | 15
0449HCR | AVFR | 1.0m Green Cat5e Cable | 19
0449HCR | AVFS | 1.25m Green Cat5e Cable | 19
0449HCR | AVFT | 0.75m Blue Cat5e Cable | 15
0449HCR | AVFU | 1.0m Blue Cat5e Cable | 19
0449HCR | AVFV | 1.25m Blue Cat5e Cable | 19
0449HCR | AVFW | 0.75m Green Cat6 Cable | 19
0449HCR | AVFX | 1.0m Green Cat6 Cable | 19
0449HCR | AVFY | 1.25m Green Cat6 Cable | 19
0449HCR | AVFZ | 1.5m Green Cat6 Cable | 19
0449HCR | AVG0 | 3m Green Cat6 Cable | 25
0449HCR | B22J | 5m Intel OPA 100 Series Active Optical QSFP28 Low Power Cable | 809
0449HCR | B22K | 10m Intel OPA 100 Series Active Optical QSFP28 Low Power Cable | 829
0449HCR | B22L | 15m Intel OPA 100 Series Active Optical QSFP28 Low Power Cable | 839
0449HCR | B22M | 20m Intel OPA 100 Series Active Optical QSFP28 Low Power Cable | 849
0449HCS | 747 | UID Asset Tag Label | 20
0449HCS | 2305 | Integration 1U Component | 59
0449HCS | 2321 | Custom MFG SVCS Fee - Small Increment | 3
0449HCS | 3791 | 0.6m Yellow Cat5e Cable | 24
0449HCS | 3792 | 1.5m Yellow Cat5e Cable | 24
0449HCS | 3793 | 3m Yellow Cat5e Cable | 25
0449HCS | 3794 | 10m Yellow Cat5e Cable | 34
0449HCS | 3795 | 25m Yellow Cat5e Cable | 69
0449HCS | 3796 | 0.6m Green Cat5e Cable | 16
0449HCS | 3797 | 1.5m Green Cat5e Cable | 17
0449HCS | 3798 | 3m Green Cat5e Cable | 19
0449HCS | 3799 | 10m Green Cat5e Cable | 29
0449HCS | 3800 | 25m Green Cat5e Cable | 69
0449HCS | 3801 | 0.6m Blue Cat5e Cable | 24
0449HCS | 3802 | 1.5m Blue Cat5e Cable | 14
0449HCS | 3803 | 3m Blue Cat5e Cable | 25
0449HCS | 3804 | 10m Blue Cat5e Cable | 34
0449HCS | 3805 | 25m Blue Cat5e Cable | 69
0449HCS | 6124 | SOFS Solution Code MFG Instruction | 0
0449HCS | 6126 | InfoSphere-BWA Solution Code MFG Instruction | 0
0449HCS | 6127 | GMAS Solution Code MFG Instruction | 0
0449HCS | 6128 | IBW-SSD Solution Code MFG Instruction | 0
0449HCS | 6129 | Cloudburst Solution Code MFG Instruction | 0
0449HCS | 6130 | SoNAS Solution Code MFG Instruction | 0
0449HCS | 6201 | 1.5m, 10A/100-250V, C13 to IEC 320-C14 Rack Power Cable | 19
0449HCS | 6204 | 2.8m, 10A/100-250V, C13 to IEC 320-C20 Rack Power Cable | 19
0449HCS | 6263 | 4.3m, 10A/100-250V, C13 to IEC 320-C14 Rack Power Cable | 19
0449HCS | 6311 | 2.8m, 10A/100-250V, C13 to IEC 320-C14 Rack Power Cable | 9
0449HCS | 6568 | 1.8m, 10A/100-250V, 2xC13PM to IEC 320-C14 Rack Power Cable | 19
0449HCS | 7829 | Integrate Network Switch in MFG | 0
0449HCS | 7831 | Customer Solution Center Services | 0
0449HCS | 7929 | e1350 Special Bid Solution Component | 0
0449HCS | 8034 | LeSI Solution Component | 0
0449HCS | 8067 | TAA Compliant Order | 0
0449HCS | 8072 | General Racking Solution | 0
0449HCS | 8971 | Integrate in manufacturing | 0
0449HCS | 8972 | Ship Uninstalled (Safety) | 0
0449HCS | A103 | System x Cluster Upgrade | 0
0449HCS | A193 | Integrated Solutions | 0
0449HCS | A1MS | 10m Cat6 Yellow Cable | 49
0449HCS | A1MT | 10m Green Cat6 Cable | 49
0449HCS | A1MU | 10m Cat6 Blue Cable | 49
0449HCS | A1MV | 25m Cat6 Yellow Cable | 105
0449HCS | A1MW | 25m Green Cat6 Cable | 105
0449HCS | A1MX | 25m Cat6 Blue Cable | 105
0449HCS | A1NN | High Performance Analytics Appliance | 0
0449HCS | A3BB | GNRx Solution | 0
0449HCS | A4WX | Switch Seal Kit | 69
0449HCS | AU09 | Intel OPA 100 Series 48-port Unmanaged Edge Switch (oPSE) | 18575
0449HCS | AU0C | Intel OPA 100 Series Edge Switch Management Card | 2239
0449HCS | AU0E | 0.5m Intel OPA 100 Series Passive Copper QSFP28 Cable | 79
0449HCS | AU0F | 0.75m Intel OPA Passive Copper QSFP28 Cable | 139
0449HCS | AU0G | 1m Intel OPA 100 Series Passive Copper QSFP28 Cable | 99
0449HCS | AU0H | 1.25m Intel OPA 100 Series Passive Copper QSFP28 Cable | 159
0449HCS | AU0J | 1.5m Intel OPA 100 Series Passive Copper QSFP28 Cable | 109
0449HCS | AU0K | 2m Intel OPA 100 Series Passive Copper QSFP28 Cable | 129
0449HCS | AU0M | 5m Intel OPA 100 Series Active Optical QSFP28 Cable | 899
0449HCS | AU0P | 15m Intel OPA 100 Series Active Optical QSFP28 Cable | 949
0449HCS | AVFQ | 0.75m Green Cat5e Cable | 15
0449HCS | AVFR | 1.0m Green Cat5e Cable | 19
0449HCS | AVFS | 1.25m Green Cat5e Cable | 19
0449HCS | AVFT | 0.75m Blue Cat5e Cable | 15
0449HCS | AVFU | 1.0m Blue Cat5e Cable | 19
0449HCS | AVFV | 1.25m Blue Cat5e Cable | 19
0449HCS | AVFW | 0.75m Green Cat6 Cable | 19
0449HCS | AVFX | 1.0m Green Cat6 Cable | 19
0449HCS | AVFY | 1.25m Green Cat6 Cable | 19
0449HCS | AVFZ | 1.5m Green Cat6 Cable | 19
0449HCS | AVG0 | 3m Green Cat6 Cable | 25
0449HCS | B22J | 5m Intel OPA 100 Series Active Optical QSFP28 Low Power Cable | 809
0449HCS | B22K | 10m Intel OPA 100 Series Active Optical QSFP28 Low Power Cable | 829
0449HCS | B22L | 15m Intel OPA 100 Series Active Optical QSFP28 Low Power Cable | 839
0449HCS | B22M | 20m Intel OPA 100 Series Active Optical QSFP28 Low Power Cable | 849
0724HD3 | 747 | UID Asset Tag Label | 20
0724HD3 | 2305 | Integration 1U Component | 59
0724HD3 | 2321 | Custom MFG SVCS Fee - Small Increment | 3
0724HD3 | 3791 | 0.6m Yellow Cat5e Cable | 24
0724HD3 | 3792 | 1.5m Yellow Cat5e Cable | 24
0724HD3 | 3793 | 3m Yellow Cat5e Cable | 25
0724HD3 | 3794 | 10m Yellow Cat5e Cable | 34
0724HD3 | 3796 | 0.6m Green Cat5e Cable | 16
0724HD3 | 3797 | 1.5m Green Cat5e Cable | 17
0724HD3 | 3798 | 3m Green Cat5e Cable | 19
0724HD3 | 3799 | 10m Green Cat5e Cable | 29
0724HD3 | 3800 | 25m Green Cat5e Cable | 69
0724HD3 | 3801 | 0.6m Blue Cat5e Cable | 24
0724HD3 | 3802 | 1.5m Blue Cat5e Cable | 14
0724HD3 | 3803 | 3m Blue Cat5e Cable | 25
0724HD3 | 3804 | 10m Blue Cat5e Cable | 34
0724HD3 | 3805 | 25m Blue Cat5e Cable | 69
0724HD3 | 6201 | 1.5m, 10A/100-250V, C13 to IEC 320-C14 Rack Power Cable | 19
0724HD3 | 6204 | 2.8m, 10A/100-250V, C13 to IEC 320-C20 Rack Power Cable | 19
0724HD3 | 6263 | 4.3m, 10A/100-250V, C13 to IEC 320-C14 Rack Power Cable | 19
0724HD3 | 6311 | 2.8m, 10A/100-250V, C13 to IEC 320-C14 Rack Power Cable | 9
0724HD3 | 7829 | Integrate Network Switch in MFG | 0
0724HD3 | 7831 | Customer Solution Center Services | 0
0724HD3 | 7929 | e1350 Special Bid Solution Component | 0
0724HD3 | 8034 | LeSI Solution Component | 0
0724HD3 | 8067 | TAA Compliant Order | 0
0724HD3 | 8072 | General Racking Solution | 0
0724HD3 | 8971 | Integrate in manufacturing | 0
0724HD3 | 8972 | Ship Uninstalled (Safety) | 0
0724HD3 | A103 | System x Cluster Upgrade | 0
0724HD3 | A193 | Integrated Solutions | 0
0724HD3 | A1MS | 10m Cat6 Yellow Cable | 49
0724HD3 | A1MT | 10m Green Cat6 Cable | 49
0724HD3 | A1MU | 10m Cat6 Blue Cable | 49
0724HD3 | A1MV | 25m Cat6 Yellow Cable | 105
0724HD3 | A1MW | 25m Green Cat6 Cable | 105
0724HD3 | A1MX | 25m Cat6 Blue Cable | 105
0724HD3 | A1NN | High Performance Analytics Appliance | 0
0724HD3 | A3BB | GNRx Solution | 0
0724HD3 | ASQT | 0.5m Mellanox EDR IB Passive Copper QSFP28 Cable | 229
0724HD3 | ASQU | 0.75m Mellanox EDR IB Passive Copper QSFP28 Cable | 249
0724HD3 | ASQV | 1m Mellanox EDR IB Passive Copper QSFP28 Cable | 249
0724HD3 | ASQW | 1.25m Mellanox EDR IB Passive Copper QSFP28 Cable | 289
0724HD3 | ASQX | 1.5m Mellanox EDR IB Passive Copper QSFP28 Cable | 289
0724HD3 | ASQY | 2m Mellanox EDR IB Passive Copper QSFP28 Cable | 289
0724HD3 | ASQZ | 5m Mellanox EDR IB Optical QSFP28 Cable | 1359
0724HD3 | ASR0 | 10m Mellanox EDR IB Optical QSFP28 Cable | 1419
0724HD3 | ASR1 | 15m Mellanox EDR IB Optical QSFP28 Cable | 1509
0724HD3 | ASR2 | 20m Mellanox EDR IB Optical QSFP28 Cable | 1569
0724HD3 | ASR3 | 30m Mellanox EDR IB Optical QSFP28 Cable | 1789
0724HD3 | ASRM | 3m Mellanox EDR IB Passive Copper QSFP28 Cable | 319
0724HD3 | ASRN | 3m Mellanox EDR IB Optical QSFP28 Cable | 1359
0724HD3 | ASRP | 50m Mellanox EDR IB Optical QSFP28 Cable | 2329
0724HD3 | AUPK | Mellanox SB7800 EDR IB Managed Switch (PSE) | 29999
0724HD3 | AVFQ | 0.75m Green Cat5e Cable | 15
0724HD3 | AVFR | 1.0m Green Cat5e Cable | 19
0724HD3 | AVFS | 1.25m Green Cat5e Cable | 19
0724HD3 | AVFT | 0.75m Blue Cat5e Cable | 15
0724HD3 | AVFU | 1.0m Blue Cat5e Cable | 19
0724HD3 | AVFV | 1.25m Blue Cat5e Cable | 19
0724HD3 | AVFW | 0.75m Green Cat6 Cable | 19
0724HD3 | AVFX | 1.0m Green Cat6 Cable | 19
0724HD3 | AVFY | 1.25m Green Cat6 Cable | 19
0724HD3 | AVFZ | 1.5m Green Cat6 Cable | 19
0724HD3 | AVG0 | 3m Green Cat6 Cable | 25
0724HD3 | B4QQ | 0.5m Mellanox HDR IB Passive Copper QSFP56 Cable | 299
0724HD3 | B4QR | 1m Mellanox HDR IB Passive Copper QSFP56 Cable | 399
0724HD3 | B4QS | 1.5m Mellanox HDR IB Passive Copper QSFP56 Cable | 449
0724HD3 | B4QT | 2m Mellanox HDR IB Passive Copper QSFP56 Cable | 499
0724HD3 | B4R1 | 1m Mellanox HDR IB to 2x HDR100 Splitter Passive Copper QSFP56 Cable | 399
0724HD3 | B4R2 | 1.5m Mellanox HDR IB to 2x HDR100 Splitter Passive Copper QSFP56 Cable | 449
0724HD3 | B68K | 30m Mellanox HDR IB to 2x HDR100 Splitter Optical QSFP56 Cable | 3499
0724HD3 | B68L | 2m Mellanox HDR IB to 2x HDR100 Splitter Passive Copper QSFP56 Cable | 499
0724HD4 | 747 | UID Asset Tag Label | 20
0724HD4 | 2305 | Integration 1U Component | 59
0724HD4 | 2321 | Custom MFG SVCS Fee - Small Increment | 3
0724HD4 | 3791 | 0.6m Yellow Cat5e Cable | 24
0724HD4 | 3792 | 1.5m Yellow Cat5e Cable | 24
0724HD4 | 3793 | 3m Yellow Cat5e Cable | 25
0724HD4 | 3794 | 10m Yellow Cat5e Cable | 34
0724HD4 | 3796 | 0.6m Green Cat5e Cable | 16
0724HD4 | 3797 | 1.5m Green Cat5e Cable | 17
0724HD4 | 3798 | 3m Green Cat5e Cable | 19
0724HD4 | 3799 | 10m Green Cat5e Cable | 29
0724HD4 | 3800 | 25m Green Cat5e Cable | 69
0724HD4 | 3801 | 0.6m Blue Cat5e Cable | 24
0724HD4 | 3802 | 1.5m Blue Cat5e Cable | 14
0724HD4 | 3803 | 3m Blue Cat5e Cable | 25
0724HD4 | 3804 | 10m Blue Cat5e Cable | 34
0724HD4 | 3805 | 25m Blue Cat5e Cable | 69
0724HD4 | 6201 | 1.5m, 10A/100-250V, C13 to IEC 320-C14 Rack Power Cable | 19
0724HD4 | 6204 | 2.8m, 10A/100-250V, C13 to IEC 320-C20 Rack Power Cable | 19
0724HD4 | 6263 | 4.3m, 10A/100-250V, C13 to IEC 320-C14 Rack Power Cable | 19
0724HD4 | 6311 | 2.8m, 10A/100-250V, C13 to IEC 320-C14 Rack Power Cable | 9
0724HD4 | 7829 | Integrate Network Switch in MFG | 0
0724HD4 | 7831 | Customer Solution Center Services | 0
0724HD4 | 7929 | e1350 Special Bid Solution Component | 0
0724HD4 | 8034 | LeSI Solution Component | 0
0724HD4 | 8067 | TAA Compliant Order | 0
0724HD4 | 8072 | General Racking Solution | 0
0724HD4 | 8971 | Integrate in manufacturing | 0
0724HD4 | 8972 | Ship Uninstalled (Safety) | 0
0724HD4 | A103 | System x Cluster Upgrade | 0
0724HD4 | A193 | Integrated Solutions | 0
0724HD4 | A1MS | 10m Cat6 Yellow Cable | 49
0724HD4 | A1MT | 10m Green Cat6 Cable | 49
0724HD4 | A1MU | 10m Cat6 Blue Cable | 49
0724HD4 | A1MV | 25m Cat6 Yellow Cable | 105
0724HD4 | A1MW | 25m Green Cat6 Cable | 105
0724HD4 | A1MX | 25m Cat6 Blue Cable | 105
0724HD4 | A1NN | High Performance Analytics Appliance | 0
0724HD4 | A3BB | GNRx Solution | 0
0724HD4 | A4WX | Switch Seal Kit | 69
0724HD4 | ASQT | 0.5m Mellanox EDR IB Passive Copper QSFP28 Cable | 229
0724HD4 | ASQU | 0.75m Mellanox EDR IB Passive Copper QSFP28 Cable | 249
0724HD4 | ASQV | 1m Mellanox EDR IB Passive Copper QSFP28 Cable | 249
0724HD4 | ASQW | 1.25m Mellanox EDR IB Passive Copper QSFP28 Cable | 289
0724HD4 | ASQX | 1.5m Mellanox EDR IB Passive Copper QSFP28 Cable | 289
0724HD4 | ASQY | 2m Mellanox EDR IB Passive Copper QSFP28 Cable | 289
0724HD4 | ASQZ | 5m Mellanox EDR IB Optical QSFP28 Cable | 1359
0724HD4 | ASR0 | 10m Mellanox EDR IB Optical QSFP28 Cable | 1419
0724HD4 | ASR1 | 15m Mellanox EDR IB Optical QSFP28 Cable | 1509
0724HD4 | ASR2 | 20m Mellanox EDR IB Optical QSFP28 Cable | 1569
0724HD4 | ASR3 | 30m Mellanox EDR IB Optical QSFP28 Cable | 1789
0724HD4 | ASRM | 3m Mellanox EDR IB Passive Copper QSFP28 Cable | 319
0724HD4 | ASRN | 3m Mellanox EDR IB Optical QSFP28 Cable | 1359
0724HD4 | ASRP | 50m Mellanox EDR IB Optical QSFP28 Cable | 2329
0724HD4 | AUPL | Mellanox SB7800 EDR IB Managed Switch (oPSE) | 29999
0724HD4 | AVFQ | 0.75m Green Cat5e Cable | 15
0724HD4 | AVFR | 1.0m Green Cat5e Cable | 19
0724HD4 | AVFS | 1.25m Green Cat5e Cable | 19
0724HD4 | AVFT | 0.75m Blue Cat5e Cable | 15
0724HD4 | AVFU | 1.0m Blue Cat5e Cable | 19
0724HD4 | AVFV | 1.25m Blue Cat5e Cable | 19
0724HD4 | AVFW | 0.75m Green Cat6 Cable | 19
0724HD4 | AVFX | 1.0m Green Cat6 Cable | 19
0724HD4 | AVFY | 1.25m Green Cat6 Cable | 19
0724HD4 | AVFZ | 1.5m Green Cat6 Cable | 19
0724HD4 | AVG0 | 3m Green Cat6 Cable | 25
0724HD4 | B4QQ | 0.5m Mellanox HDR IB Passive Copper QSFP56 Cable | 299
0724HD4 | B4QR | 1m Mellanox HDR IB Passive Copper QSFP56 Cable | 399
0724HD4 | B4QS | 1.5m Mellanox HDR IB Passive Copper QSFP56 Cable | 449
0724HD4 | B4QT | 2m Mellanox HDR IB Passive Copper QSFP56 Cable | 499
0724HD4 | B4R1 | 1m Mellanox HDR IB to 2x HDR100 Splitter Passive Copper QSFP56 Cable | 399
0724HD4 | B4R2 | 1.5m Mellanox HDR IB to 2x HDR100 Splitter Passive Copper QSFP56 Cable | 449
0724HD4 | B68K | 30m Mellanox HDR IB to 2x HDR100 Splitter Optical QSFP56 Cable | 3499
0724HD4 | B68L | 2m Mellanox HDR IB to 2x HDR100 Splitter Passive Copper QSFP56 Cable | 499
0724HD5 | 747 | UID Asset Tag Label | 20
0724HD5 | 2305 | Integration 1U Component | 59
0724HD5 | 2321 | Custom MFG SVCS Fee - Small Increment | 3
0724HD5 | 3791 | 0.6m Yellow Cat5e Cable | 24
0724HD5 | 3792 | 1.5m Yellow Cat5e Cable | 24
0724HD5 | 3793 | 3m Yellow Cat5e Cable | 25
0724HD5 | 3794 | 10m Yellow Cat5e Cable | 34
0724HD5 | 3796 | 0.6m Green Cat5e Cable | 16
0724HD5 | 3797 | 1.5m Green Cat5e Cable | 17
0724HD5 | 3798 | 3m Green Cat5e Cable | 19
0724HD5 | 3799 | 10m Green Cat5e Cable | 29
0724HD5 | 3800 | 25m Green Cat5e Cable | 69
0724HD5 | 3801 | 0.6m Blue Cat5e Cable | 24
0724HD5 | 3802 | 1.5m Blue Cat5e Cable | 14
0724HD5 | 3803 | 3m Blue Cat5e Cable | 25
0724HD5 | 3804 | 10m Blue Cat5e Cable | 34
0724HD5 | 3805 | 25m Blue Cat5e Cable | 69
0724HD5 | 6201 | 1.5m, 10A/100-250V, C13 to IEC 320-C14 Rack Power Cable | 19
0724HD5 | 6204 | 2.8m, 10A/100-250V, C13 to IEC 320-C20 Rack Power Cable | 19
0724HD5 | 6263 | 4.3m, 10A/100-250V, C13 to IEC 320-C14 Rack Power Cable | 19
0724HD5 | 6311 | 2.8m, 10A/100-250V, C13 to IEC 320-C14 Rack Power Cable | 9
0724HD5 | 7829 | Integrate Network Switch in MFG | 0
0724HD5 | 7831 | Customer Solution Center Services | 0
0724HD5 | 7929 | e1350 Special Bid Solution Component | 0
0724HD5 | 8034 | LeSI Solution Component | 0
0724HD5 | 8067 | TAA Compliant Order | 0
0724HD5 | 8072 | General Racking Solution | 0
0724HD5 | 8971 | Integrate in manufacturing | 0
0724HD5 | 8972 | Ship Uninstalled (Safety) | 0
0724HD5 | A103 | System x Cluster Upgrade | 0
0724HD5 | A193 | Integrated Solutions | 0
0724HD5 | A1MS | 10m Cat6 Yellow Cable | 49
0724HD5 | A1MT | 10m Green Cat6 Cable | 49
0724HD5 | A1MU | 10m Cat6 Blue Cable | 49
0724HD5 | A1MV | 25m Cat6 Yellow Cable | 105
0724HD5 | A1MW | 25m Green Cat6 Cable | 105
0724HD5 | A1MX | 25m Cat6 Blue Cable | 105
0724HD5 | A1NN | High Performance Analytics Appliance | 0
0724HD5 | A3BB | GNRx Solution | 0
0724HD5 | ASQT | 0.5m Mellanox EDR IB Passive Copper QSFP28 Cable | 229
0724HD5 | ASQU | 0.75m Mellanox EDR IB Passive Copper QSFP28 Cable | 249
0724HD5 | ASQV | 1m Mellanox EDR IB Passive Copper QSFP28 Cable | 249
0724HD5 | ASQW | 1.25m Mellanox EDR IB Passive Copper QSFP28 Cable | 289
0724HD5 | ASQX | 1.5m Mellanox EDR IB Passive Copper QSFP28 Cable | 289
0724HD5 | ASQY | 2m Mellanox EDR IB Passive Copper QSFP28 Cable | 289
0724HD5 | ASQZ | 5m Mellanox EDR IB Optical QSFP28 Cable | 1359
0724HD5 | ASR0 | 10m Mellanox EDR IB Optical QSFP28 Cable | 1419
0724HD5 | ASR1 | 15m Mellanox EDR IB Optical QSFP28 Cable | 1509
0724HD5 | ASR2 | 20m Mellanox EDR IB Optical QSFP28 Cable | 1569
0724HD5 | ASR3 | 30m Mellanox EDR IB Optical QSFP28 Cable | 1789
0724HD5 | ASRM | 3m Mellanox EDR IB Passive Copper QSFP28 Cable | 319
0724HD5 | ASRN | 3m Mellanox EDR IB Optical QSFP28 Cable | 1359
0724HD5 | ASRP | 50m Mellanox EDR IB Optical QSFP28 Cable | 2329
0724HD5 | AUPM | Mellanox SB7890 EDR IB Unmanaged Switch (PSE) | 24999
0724HD5 | AVFQ | 0.75m Green Cat5e Cable | 15
0724HD5 | AVFR | 1.0m Green Cat5e Cable | 19
0724HD5 | AVFS | 1.25m Green Cat5e Cable | 19
0724HD5 | AVFT | 0.75m Blue Cat5e Cable | 15
0724HD5 | AVFU | 1.0m Blue Cat5e Cable | 19
0724HD5 | AVFV | 1.25m Blue Cat5e Cable | 19
0724HD5 | AVFW | 0.75m Green Cat6 Cable | 19
0724HD5 | AVFX | 1.0m Green Cat6 Cable | 19
0724HD5 | AVFY | 1.25m Green Cat6 Cable | 19
0724HD5 | AVFZ | 1.5m Green Cat6 Cable | 19
0724HD5 | AVG0 | 3m Green Cat6 Cable | 25
0724HD5 | B4QQ | 0.5m Mellanox HDR IB Passive Copper QSFP56 Cable | 299
0724HD5 | B4QR | 1m Mellanox HDR IB Passive Copper QSFP56 Cable | 399
0724HD5 | B4QS | 1.5m Mellanox HDR IB Passive Copper QSFP56 Cable | 449
0724HD5 | B4QT | 2m Mellanox HDR IB Passive Copper QSFP56 Cable | 499
0724HD5 | B4R1 | 1m Mellanox HDR IB to 2x HDR100 Splitter Passive Copper QSFP56 Cable | 399
0724HD5 | B4R2 | 1.5m Mellanox HDR IB to 2x HDR100 Splitter Passive Copper QSFP56 Cable | 449
0724HD5 | B68K | 30m Mellanox HDR IB to 2x HDR100 Splitter Optical QSFP56 Cable | 3499
0724HD5 | B68L | 2m Mellanox HDR IB to 2x HDR100 Splitter Passive Copper QSFP56 Cable | 499
0724HD6 | 747 | UID Asset Tag Label | 20
0724HD6 | 2305 | Integration 1U Component | 59
0724HD6 | 2321 | Custom MFG SVCS Fee - Small Increment | 3
0724HD6 | 3791 | 0.6m Yellow Cat5e Cable | 24
0724HD6 | 3792 | 1.5m Yellow Cat5e Cable | 24
0724HD6 | 3793 | 3m Yellow Cat5e Cable | 25
0724HD6 | 3794 | 10m Yellow Cat5e Cable | 34
0724HD6 | 3796 | 0.6m Green Cat5e Cable | 16
0724HD6 | 3797 | 1.5m Green Cat5e Cable | 17
0724HD6 | 3798 | 3m Green Cat5e Cable | 19
0724HD6 | 3799 | 10m Green Cat5e Cable | 29
0724HD6 | 3800 | 25m Green Cat5e Cable | 69
0724HD6 | 3801 | 0.6m Blue Cat5e Cable | 24
0724HD6 | 3802 | 1.5m Blue Cat5e Cable | 14
0724HD6 | 3803 | 3m Blue Cat5e Cable | 25
0724HD6 | 3804 | 10m Blue Cat5e Cable | 34
0724HD6 | 3805 | 25m Blue Cat5e Cable | 69
0724HD6 | 6201 | 1.5m, 10A/100-250V, C13 to IEC 320-C14 Rack Power Cable | 19
0724HD6 | 6204 | 2.8m, 10A/100-250V, C13 to IEC 320-C20 Rack Power Cable | 19
0724HD6 | 6263 | 4.3m, 10A/100-250V, C13 to IEC 320-C14 Rack Power Cable | 19
0724HD6 | 6311 | 2.8m, 10A/100-250V, C13 to IEC 320-C14 Rack Power Cable | 9
0724HD6 | 7829 | Integrate Network Switch in MFG | 0
0724HD6 | 7831 | Customer Solution Center Services | 0
0724HD6 | 7929 | e1350 Special Bid Solution Component | 0
0724HD6 | 8034 | LeSI Solution Component | 0
0724HD6 | 8067 | TAA Compliant Order | 0
0724HD6 | 8072 | General Racking Solution | 0
0724HD6 | 8971 | Integrate in manufacturing | 0
0724HD6 | 8972 | Ship Uninstalled (Safety) | 0
0724HD6 | A103 | System x Cluster Upgrade | 0
0724HD6 | A193 | Integrated Solutions | 0
0724HD6 | A1MS | 10m Cat6 Yellow Cable | 49
0724HD6 | A1MT | 10m Green Cat6 Cable | 49
0724HD6 | A1MU | 10m Cat6 Blue Cable | 49
0724HD6 | A1MV | 25m Cat6 Yellow Cable | 105
0724HD6 | A1MW | 25m Green Cat6 Cable | 105
0724HD6 | A1MX | 25m Cat6 Blue Cable | 105
0724HD6 | A1NN | High Performance Analytics Appliance | 0
0724HD6 | A3BB | GNRx Solution | 0
0724HD6 | A4WX | Switch Seal Kit | 69
0724HD6 | ASQT | 0.5m Mellanox EDR IB Passive Copper QSFP28 Cable | 229
0724HD6 | ASQU | 0.75m Mellanox EDR IB Passive Copper QSFP28 Cable | 249
0724HD6 | ASQV | 1m Mellanox EDR IB Passive Copper QSFP28 Cable | 249
0724HD6 | ASQW | 1.25m Mellanox EDR IB Passive Copper QSFP28 Cable | 289
0724HD6 | ASQX | 1.5m Mellanox EDR IB Passive Copper QSFP28 Cable | 289
0724HD6 | ASQY | 2m Mellanox EDR IB Passive Copper QSFP28 Cable | 289
0724HD6 | ASQZ | 5m Mellanox EDR IB Optical QSFP28 Cable | 1359
0724HD6 | ASR0 | 10m Mellanox EDR IB Optical QSFP28 Cable | 1419
0724HD6 | ASR1 | 15m Mellanox EDR IB Optical QSFP28 Cable | 1509
0724HD6 | ASR2 | 20m Mellanox EDR IB Optical QSFP28 Cable | 1569
0724HD6 | ASR3 | 30m Mellanox EDR IB Optical QSFP28 Cable | 1789
0724HD6 | ASRM | 3m Mellanox EDR IB Passive Copper QSFP28 Cable | 319
0724HD6 | ASRN | 3m Mellanox EDR IB Optical QSFP28 Cable | 1359
0724HD6 | ASRP | 50m Mellanox EDR IB Optical QSFP28 Cable | 2329
0724HD6 | AUPN | Mellanox SB7890 EDR IB Unmanaged Switch (oPSE) | 24999
0724HD6 | AVFQ | 0.75m Green Cat5e Cable | 15
0724HD6 | AVFR | 1.0m Green Cat5e Cable | 19
0724HD6 | AVFS | 1.25m Green Cat5e Cable | 19
0724HD6 | AVFT | 0.75m Blue Cat5e Cable | 15
0724HD6 | AVFU | 1.0m Blue Cat5e Cable | 19
0724HD6 | AVFV | 1.25m Blue Cat5e Cable | 19
0724HD6 | AVFW | 0.75m Green Cat6 Cable | 19
0724HD6 | AVFX | 1.0m Green Cat6 Cable | 19
0724HD6 | AVFY | 1.25m Green Cat6 Cable | 19
0724HD6 | AVFZ | 1.5m Green Cat6 Cable | 19
0724HD6 | AVG0 | 3m Green Cat6 Cable | 25
0724HD6 | B4QQ | 0.5m Mellanox HDR IB Passive Copper QSFP56 Cable | 299
0724HD6 | B4QR | 1m Mellanox HDR IB Passive Copper QSFP56 Cable | 399
0724HD6 | B4QS | 1.5m Mellanox HDR IB Passive Copper QSFP56 Cable | 449
0724HD6 | B4QT | 2m Mellanox HDR IB Passive Copper QSFP56 Cable | 499
0724HD6 | B4R1 | 1m Mellanox HDR IB to 2x HDR100 Splitter Passive Copper QSFP56 Cable | 399
0724HD6 | B4R2 | 1.5m Mellanox HDR IB to 2x HDR100 Splitter Passive Copper QSFP56 Cable | 449
0724HD6 | B68K | 30m Mellanox HDR IB to 2x HDR100 Splitter Optical QSFP56 Cable | 3499
0724HD6 | B68L | 2m Mellanox HDR IB to 2x HDR100 Splitter Passive Copper QSFP56 Cable | 499
0724HD7 | 747 | UID Asset Tag Label | 20
0724HD7 | 2305 | Integration 1U Component | 59
0724HD7 | 3797 | 1.5m Green Cat5e Cable | 17
0724HD7 | 3798 | 3m Green Cat5e Cable | 19
0724HD7 | 3799 | 10m Green Cat5e Cable | 29
0724HD7 | 3800 | 25m Green Cat5e Cable | 69
0724HD7 | 3802 | 1.5m Blue Cat5e Cable | 14
0724HD7 | 3803 | 3m Blue Cat5e Cable | 25
0724HD7 | 3804 | 10m Blue Cat5e Cable | 34
0724HD7 | 3805 | 25m Blue Cat5e Cable | 69
0724HD7 | 6201 | 1.5m, 10A/100-250V, C13 to IEC 320-C14 Rack Power Cable | 19
0724HD7 | 6204 | 2.8m, 10A/100-250V, C13 to IEC 320-C20 Rack Power Cable | 19
0724HD7 | 6263 | 4.3m, 10A/100-250V, C13 to IEC 320-C14 Rack Power Cable | 19
0724HD7 | 6311 | 2.8m, 10A/100-250V, C13 to IEC 320-C14 Rack Power Cable | 9
0724HD7 | 7829 | Integrate Network Switch in MFG | 0
0724HD7 | 7831 | Customer Solution Center Services | 0
0724HD7 | 7929 | e1350 Special Bid Solution Component | 0
0724HD7 | 8034 | LeSI Solution Component | 0
0724HD7 | 8067 | TAA Compliant Order | 0
0724HD7 | 8072 | General Racking Solution | 0
0724HD7 | 8971 | Integrate in manufacturing | 0
0724HD7 | 8972 | Ship Uninstalled (Safety) | 0
0724HD7 | A103 | System x Cluster Upgrade | 0
0724HD7 | A193 | Integrated Solutions | 0
0724HD7 | A1MT | 10m Green Cat6 Cable | 49
0724HD7 | A1MW | 25m Green Cat6 Cable | 105
0724HD7 | ASQT | 0.5m Mellanox EDR IB Passive Copper QSFP28 Cable | 229
0724HD7 | ASQU | 0.75m Mellanox EDR IB Passive Copper QSFP28 Cable | 249
0724HD7 | ASQV | 1m Mellanox EDR IB Passive Copper QSFP28 Cable | 249
0724HD7 | ASQW | 1.25m Mellanox EDR IB Passive Copper QSFP28 Cable | 289
0724HD7 | ASQX | 1.5m Mellanox EDR IB Passive Copper QSFP28 Cable | 289
0724HD7 | ASQY | 2m Mellanox EDR IB Passive Copper QSFP28 Cable | 289
0724HD7 | ASQZ | 5m Mellanox EDR IB Optical QSFP28 Cable | 1359
0724HD7 | ASR0 | 10m Mellanox EDR IB Optical QSFP28 Cable | 1419
0724HD7 | ASR1 | 15m Mellanox EDR IB Optical QSFP28 Cable | 1509
0724HD7 | ASR2 | 20m Mellanox EDR IB Optical QSFP28 Cable | 1569
0724HD7 | ASR3 | 30m Mellanox EDR IB Optical QSFP28 Cable | 1789
0724HD7 | ASRM | 3m Mellanox EDR IB Passive Copper QSFP28 Cable | 319
0724HD7 | ASRN | 3m Mellanox EDR IB Optical QSFP28 Cable | 1359
0724HD7 | ASRP | 50m Mellanox EDR IB Optical QSFP28 Cable | 2329
0724HD7 | AVFQ | 0.75m Green Cat5e Cable | 15
0724HD7 | AVFR | 1.0m Green Cat5e Cable | 19
0724HD7 | AVFS | 1.25m Green Cat5e Cable | 19
0724HD7 | AVFT | 0.75m Blue Cat5e Cable | 15
0724HD7 | AVFU | 1.0m Blue Cat5e Cable | 19
0724HD7 | AVFV | 1.25m Blue Cat5e Cable | 19
0724HD7 | AVFW | 0.75m Green Cat6 Cable | 19
0724HD7 | AVFX | 1.0m Green Cat6 Cable | 19
0724HD7 | AVFY | 1.25m Green Cat6 Cable | 19
0724HD7 | AVFZ | 1.5m Green Cat6 Cable | 19
0724HD7 | AVG0 | 3m Green Cat6 Cable | 25
0724HD7 | B4QQ | 0.5m Mellanox HDR IB Passive Copper QSFP56 Cable | 299
0724HD7 | B4QR | 1m Mellanox HDR IB Passive Copper QSFP56 Cable | 399
0724HD7 | B4QS | 1.5m Mellanox HDR IB Passive Copper QSFP56 Cable | 449
0724HD7 | B4QT | 2m Mellanox HDR IB Passive Copper QSFP56 Cable | 499
0724HD7 | B4QW | 3m Mellanox HDR IB Active Optical QSFP56 Cable | 2099
0724HD7 | B4QX | 5m Mellanox HDR IB Active Optical QSFP56 Cable | 2149
0724HD7 | B4QY | 10m Mellanox HDR IB Active Optical QSFP56 Cable | 2199
0724HD7 | B4QZ | 15m Mellanox HDR IB Active Optical QSFP56 Cable | 2249
0724HD7 | B4R0 | 20m Mellanox HDR IB Active Optical QSFP56 Cable | 2299
0724HD7 | B4R1 | 1m Mellanox HDR IB to 2x HDR100 Splitter Passive Copper QSFP56 Cable | 399
0724HD7 | B4R2 | 1.5m Mellanox HDR IB to 2x HDR100 Splitter Passive Copper QSFP56 Cable | 449
0724HD7 | B4R4 | 3m Mellanox HDR IB to 2x HDR100 Splitter Optical QSFP56 Cable | 2799
0724HD7 | B4R5 | 5m Mellanox HDR IB to 2x HDR100 Splitter Optical QSFP56 Cable | 2899
0724HD7 | B4R6 | 10m Mellanox HDR IB to 2x HDR100 Splitter Optical QSFP56 Cable | 2999
0724HD7 | B4R7 | 15m Mellanox HDR IB to 2x HDR100 Splitter Optical QSFP56 Cable | 3199
0724HD7 | B4R8 | 20m Mellanox HDR IB to 2x HDR100 Splitter Optical QSFP56 Cable | 3299
0724HD7 | B4RH | Mellanox QM8700 HDR IB Managed Switch (PSE) | 28999
0724HD7 | B5RV | Mellanox QM87xx Enterprise RMK w/Air Duct | 899
0724HD7 | B68K | 30m Mellanox HDR IB to 2x HDR100 Splitter Optical QSFP56 Cable | 3499
0724HD7 | B68L | 2m Mellanox HDR IB to 2x HDR100 Splitter Passive Copper QSFP56 Cable | 499
0724HD7 | B68M | 100m Mellanox HDR IB Optical QSFP56 Cable | 5099
0724HD7 | B68N | 50m Mellanox HDR IB Optical QSFP56 Cable | 3699
0724HD7 | B68P | 30m Mellanox HDR IB Optical QSFP56 Cable | 2399
0724HD8 | 747 | UID Asset Tag Label | 20
0724HD8 | 2305 | Integration 1U Component | 59
0724HD8 | 3797 | 1.5m Green Cat5e Cable | 17
0724HD8 | 3798 | 3m Green Cat5e Cable | 19
0724HD8 | 3799 | 10m Green Cat5e Cable | 29
0724HD8 | 3800 | 25m Green Cat5e Cable | 69
0724HD8 | 3802 | 1.5m Blue Cat5e Cable | 14
0724HD8 | 3803 | 3m Blue Cat5e Cable | 25
0724HD8 | 3804 | 10m Blue Cat5e Cable | 34
0724HD8 | 3805 | 25m Blue Cat5e Cable | 69
0724HD8 | 6201 | 1.5m, 10A/100-250V, C13 to IEC 320-C14 Rack Power Cable | 19
0724HD8 | 6204 | 2.8m, 10A/100-250V, C13 to IEC 320-C20 Rack Power Cable | 19
0724HD8 | 6263 | 4.3m, 10A/100-250V, C13 to IEC 320-C14 Rack Power Cable | 19
0724HD8 | 6311 | 2.8m, 10A/100-250V, C13 to IEC 320-C14 Rack Power Cable | 9
0724HD8 | 7829 | Integrate Network Switch in MFG | 0
0724HD8 | 7831 | Customer Solution Center Services | 0
0724HD8 | 7929 | e1350 Special Bid Solution Component | 0
0724HD8 | 8034 | LeSI Solution Component | 0
0724HD8 | 8067 | TAA Compliant Order | 0
0724HD8 | 8072 | General Racking Solution | 0
0724HD8 | 8971 | Integrate in manufacturing | 0
0724HD8 | 8972 | Ship Uninstalled (Safety) | 0
0724HD8 | A103 | System x Cluster Upgrade | 0
0724HD8 | A193 | Integrated Solutions | 0
0724HD8 | A1MT | 10m Green Cat6 Cable | 49
0724HD8 | A1MW | 25m Green Cat6 Cable | 105
0724HD8 | A4WX | Switch Seal Kit | 69
0724HD8 | ASQT | 0.5m Mellanox EDR IB Passive Copper QSFP28 Cable | 229
0724HD8 | ASQU | 0.75m Mellanox EDR IB Passive Copper QSFP28 Cable | 249
0724HD8 | ASQV | 1m Mellanox EDR IB Passive Copper QSFP28 Cable | 249
0724HD8 | ASQW | 1.25m Mellanox EDR IB Passive Copper QSFP28 Cable | 289
0724HD8 | ASQX | 1.5m Mellanox EDR IB Passive Copper QSFP28 Cable | 289
0724HD8 | ASQY | 2m Mellanox EDR IB Passive Copper QSFP28 Cable | 289
0724HD8 | ASQZ | 5m Mellanox EDR IB Optical QSFP28 Cable | 1359
0724HD8 | ASR0 | 10m Mellanox EDR IB Optical QSFP28 Cable | 1419
0724HD8 | ASR1 | 15m Mellanox EDR IB Optical QSFP28 Cable | 1509
0724HD8 | ASR2 | 20m Mellanox EDR IB Optical QSFP28 Cable | 1569
0724HD8 | ASR3 | 30m Mellanox EDR IB Optical QSFP28 Cable | 1789
0724HD8 | ASRM | 3m Mellanox EDR IB Passive Copper QSFP28 Cable | 319
0724HD8 | ASRN | 3m Mellanox EDR IB Optical QSFP28 Cable | 1359
0724HD8 | ASRP | 50m Mellanox EDR IB Optical QSFP28 Cable | 2329
0724HD8 | AVFQ | 0.75m Green Cat5e Cable | 15
0724HD8 | AVFR | 1.0m Green Cat5e Cable | 19
0724HD8 | AVFS | 1.25m Green Cat5e Cable | 19
0724HD8 | AVFT | 0.75m Blue Cat5e Cable | 15
0724HD8 | AVFU | 1.0m Blue Cat5e Cable | 19
0724HD8 | AVFV | 1.25m Blue Cat5e Cable | 19
0724HD8 | AVFW | 0.75m Green Cat6 Cable | 19
0724HD8 | AVFX | 1.0m Green Cat6 Cable | 19
0724HD8 | AVFY | 1.25m Green Cat6 Cable | 19
0724HD8 | AVFZ | 1.5m Green Cat6 Cable | 19
0724HD8 | AVG0 | 3m Green Cat6 Cable | 25
0724HD8 | B4QQ | 0.5m Mellanox HDR IB Passive Copper QSFP56 Cable | 299
0724HD8 | B4QR | 1m Mellanox HDR IB Passive Copper QSFP56 Cable | 399
0724HD8 | B4QS | 1.5m Mellanox HDR IB Passive Copper QSFP56 Cable | 449
0724HD8 | B4QT | 2m Mellanox HDR IB Passive Copper QSFP56 Cable | 499
0724HD8 | B4QW | 3m Mellanox HDR IB Active Optical QSFP56 Cable | 2099
0724HD8 | B4QX | 5m Mellanox HDR IB Active Optical QSFP56 Cable | 2149
0724HD8 | B4QY | 10m Mellanox HDR IB Active Optical QSFP56 Cable | 2199
0724HD8 | B4QZ | 15m Mellanox HDR IB Active Optical QSFP56 Cable | 2249
0724HD8 | B4R0 | 20m Mellanox HDR IB Active Optical QSFP56 Cable | 2299
0724HD8 | B4R1 | 1m Mellanox HDR IB to 2x HDR100 Splitter Passive Copper QSFP56 Cable | 399
0724HD8 | B4R2 | 1.5m Mellanox HDR IB to 2x HDR100 Splitter Passive Copper QSFP56 Cable | 449
0724HD8 | B4R4 | 3m Mellanox HDR IB to 2x HDR100 Splitter Optical QSFP56 Cable | 2799
0724HD8 | B4R5 | 5m Mellanox HDR IB to 2x HDR100 Splitter Optical QSFP56 Cable | 2899
0724HD8 | B4R6 | 10m Mellanox HDR IB to 2x HDR100 Splitter Optical QSFP56 Cable | 2999
0724HD8 | B4R7 | 15m Mellanox HDR IB to 2x HDR100 Splitter Optical QSFP56 Cable | 3199
0724HD8 | B4R8 | 20m Mellanox HDR IB to 2x HDR100 Splitter Optical QSFP56 Cable | 3299
0724HD8 | B4RJ | Mellanox QM8700 HDR IB Managed Switch (oPSE) | 21099
0724HD8 | B5RW | Mellanox QM87xx Enterprise RMK for Recessed Mounting | 149
0724HD8 | B68K | 30m Mellanox HDR IB to 2x HDR100 Splitter Optical QSFP56 Cable | 3499
0724HD8 | B68L | 2m Mellanox HDR IB to 2x HDR100 Splitter Passive Copper QSFP56 Cable | 499
0724HD8 | B68M | 100m Mellanox HDR IB Optical QSFP56 Cable | 5099
0724HD8 | B68N | 50m Mellanox HDR IB Optical QSFP56 Cable | 3699
0724HD8 | B68P | 30m Mellanox HDR IB Optical QSFP56 Cable | 2399
0724HD9 | 747 | UID Asset Tag Label | 20
0724HD9 | 2305 | Integration 1U Component | 59
0724HD9 | 3797 | 1.5m Green Cat5e Cable | 17
0724HD9 | 3798 | 3m Green Cat5e Cable | 19
0724HD9 | 3799 | 10m Green Cat5e Cable | 29
0724HD9 | 3800 | 25m Green Cat5e Cable | 69
0724HD9 | 3802 | 1.5m Blue Cat5e Cable | 14
0724HD9 | 3803 | 3m Blue Cat5e Cable | 25
0724HD9 | 3804 | 10m Blue Cat5e Cable | 34
0724HD9 | 3805 | 25m Blue Cat5e Cable | 69
0724HD9 | 6201 | 1.5m, 10A/100-250V, C13 to IEC 320-C14 Rack Power Cable | 19
0724HD9 | 6204 | 2.8m, 10A/100-250V, C13 to IEC 320-C20 Rack Power Cable | 19
0724HD9 | 6263 | 4.3m, 10A/100-250V, C13 to IEC 320-C14 Rack Power Cable | 19
0724HD9 | 6311 | 2.8m, 10A/100-250V, C13 to IEC 320-C14 Rack Power Cable | 9
0724HD9 | 7829 | Integrate Network Switch in MFG | 0
0724HD9 | 7831 | Customer Solution Center Services | 0
0724HD9 | 7929 | e1350 Special Bid Solution Component | 0
0724HD9 | 8034 | LeSI Solution Component | 0
0724HD9 | 8067 | TAA Compliant Order | 0
0724HD9 | 8072 | General Racking Solution | 0
0724HD9 | 8971 | Integrate in manufacturing | 0
0724HD9 | 8972 | Ship Uninstalled (Safety) | 0
0724HD9 | A103 | System x Cluster Upgrade | 0
0724HD9 | A193 | Integrated Solutions | 0
0724HD9 | A1MT | 10m Green Cat6 Cable | 49
0724HD9 | A1MW | 25m Green Cat6 Cable | 105
0724HD9 | ASQT | 0.5m Mellanox EDR IB Passive Copper QSFP28 Cable | 229
0724HD9 | ASQU | 0.75m Mellanox EDR IB Passive Copper QSFP28 Cable | 249
0724HD9 | ASQV | 1m Mellanox EDR IB Passive Copper QSFP28 Cable | 249
0724HD9 | ASQW | 1.25m Mellanox EDR IB Passive Copper QSFP28 Cable | 289
0724HD9 | ASQX | 1.5m Mellanox EDR IB Passive Copper QSFP28 Cable | 289
0724HD9 | ASQY | 2m Mellanox EDR IB Passive Copper QSFP28 Cable | 289
0724HD9 | ASQZ | 5m Mellanox EDR IB Optical QSFP28 Cable | 1359
0724HD9 | ASR0 | 10m Mellanox EDR IB Optical QSFP28 Cable | 1419
0724HD9 | ASR1 | 15m Mellanox EDR IB Optical QSFP28 Cable | 1509
0724HD9 | ASR2 | 20m Mellanox EDR IB Optical QSFP28 Cable | 1569
0724HD9 | ASR3 | 30m Mellanox EDR IB Optical QSFP28 Cable | 1789
0724HD9 | ASRM | 3m Mellanox EDR IB Passive Copper QSFP28 Cable | 319
0724HD9 | ASRN | 3m Mellanox EDR IB Optical QSFP28 Cable | 1359
0724HD9 | ASRP | 50m Mellanox EDR IB Optical QSFP28 Cable | 2329
0724HD9 | AVFQ | 0.75m Green Cat5e Cable | 15
0724HD9 | AVFR | 1.0m Green Cat5e Cable | 19
0724HD9 | AVFS | 1.25m Green Cat5e Cable | 19
0724HD9 | AVFT | 0.75m Blue Cat5e Cable | 15
0724HD9 | AVFU | 1.0m Blue Cat5e Cable | 19
0724HD9 | AVFV | 1.25m Blue Cat5e Cable | 19
0724HD9 | AVFW | 0.75m Green Cat6 Cable | 19
0724HD9 | AVFX | 1.0m Green Cat6 Cable | 19
0724HD9 | AVFY | 1.25m Green Cat6 Cable | 19
0724HD9 | AVFZ | 1.5m Green Cat6 Cable | 19
0724HD9 | AVG0 | 3m Green Cat6 Cable | 25
0724HD9 | B4QQ | 0.5m Mellanox HDR IB Passive Copper QSFP56 Cable | 299
0724HD9 | B4QR | 1m Mellanox HDR IB Passive Copper QSFP56 Cable | 399
0724HD9 | B4QS | 1.5m Mellanox HDR IB Passive Copper QSFP56 Cable | 449
0724HD9 | B4QT | 2m Mellanox HDR IB Passive Copper QSFP56 Cable | 499
0724HD9 | B4QW | 3m Mellanox HDR IB Active Optical QSFP56 Cable | 2099
0724HD9 | B4QX | 5m Mellanox HDR IB Active Optical QSFP56 Cable | 2149
0724HD9 | B4QY | 10m Mellanox HDR IB Active Optical QSFP56 Cable | 2199
0724HD9 | B4QZ | 15m Mellanox HDR IB Active Optical QSFP56 Cable | 2249
0724HD9 | B4R0 | 20m Mellanox HDR IB Active Optical QSFP56 Cable | 2299
0724HD9 | B4R1 | 1m Mellanox HDR IB to 2x HDR100 Splitter Passive Copper QSFP56 Cable | 399
0724HD9 | B4R2 | 1.5m Mellanox HDR IB to 2x HDR100 Splitter Passive Copper QSFP56 Cable | 449
0724HD9 | B4R4 | 3m Mellanox HDR IB to 2x HDR100 Splitter Optical QSFP56 Cable | 2799
0724HD9 | B4R5 | 5m Mellanox HDR IB to 2x HDR100 Splitter Optical QSFP56 Cable | 2899
0724HD9 | B4R6 | 10m Mellanox HDR IB to 2x HDR100 Splitter Optical QSFP56 Cable | 2999
0724HD9 | B4R7 | 15m Mellanox HDR IB to 2x HDR100 Splitter Optical QSFP56 Cable | 3199
0724HD9 | B4R8 | 20m Mellanox HDR IB to 2x HDR100 Splitter Optical QSFP56 Cable | 3299
0724HD9 | B4RK | Mellanox QM8790 HDR IB Unmanaged Switch (PSE) | 16899
0724HD9 | B5RV | Mellanox QM87xx Enterprise RMK w/Air Duct | 899
0724HD9 | B68K | 30m Mellanox HDR IB to 2x HDR100 Splitter Optical QSFP56 Cable | 3499
0724HD9 | B68L | 2m Mellanox HDR IB to 2x HDR100 Splitter Passive Copper QSFP56 Cable | 499
0724HD9 | B68M | 100m Mellanox HDR IB Optical QSFP56 Cable | 5099
0724HD9 | B68N | 50m Mellanox HDR IB Optical QSFP56 Cable | 3699
0724HD9 | B68P | 30m Mellanox HDR IB Optical QSFP56 Cable | 2399
0724HEA | 747 | UID Asset Tag Label | 20
0724HEA | 2305 | Integration 1U Component | 59
0724HEA | 3797 | 1.5m Green Cat5e Cable | 17
0724HEA | 3798 | 3m Green Cat5e Cable | 19
0724HEA | 3799 | 10m Green Cat5e Cable | 29
0724HEA | 3800 | 25m Green Cat5e Cable | 69
0724HEA | 3802 | 1.5m Blue Cat5e Cable | 14
0724HEA | 3803 | 3m Blue Cat5e Cable | 25
0724HEA | 3804 | 10m Blue Cat5e Cable | 34
0724HEA | 3805 | 25m Blue Cat5e Cable | 69
0724HEA | 6201 | 1.5m, 10A/100-250V, C13 to IEC 320-C14 Rack Power Cable | 19
0724HEA | 6204 | 2.8m, 10A/100-250V, C13 to IEC 320-C20 Rack Power Cable | 19
0724HEA | 6263 | 4.3m, 10A/100-250V, C13 to IEC 320-C14 Rack Power Cable | 19
0724HEA | 6311 | 2.8m, 10A/100-250V, C13 to IEC 320-C14 Rack Power Cable | 9
0724HEA | 7829 | Integrate Network Switch in MFG | 0
0724HEA | 7831 | Customer Solution Center Services | 0
0724HEA | 7929 | e1350 Special Bid Solution Component | 0
0724HEA | 8034 | LeSI Solution Component | 0
0724HEA | 8067 | TAA Compliant Order | 0
0724HEA | 8072 | General Racking Solution | 0
0724HEA | 8971 | Integrate in manufacturing | 0
0724HEA | 8972 | Ship Uninstalled (Safety) | 0
0724HEA | A103 | System x Cluster Upgrade | 0
0724HEA | A193 | Integrated Solutions | 0
0724HEA | A1MT | 10m Green Cat6 Cable | 49
0724HEA | A1MW | 25m Green Cat6 Cable | 105
0724HEA | A4WX | Switch Seal Kit | 69
0724HEA | ASQT | 0.5m Mellanox EDR IB Passive Copper QSFP28 Cable | 229
0724HEA | ASQU | 0.75m Mellanox EDR IB Passive Copper QSFP28 Cable | 249
0724HEA | ASQV | 1m Mellanox EDR IB Passive Copper QSFP28 Cable | 249
0724HEA | ASQW | 1.25m Mellanox EDR IB Passive Copper QSFP28 Cable | 289
0724HEA | ASQX | 1.5m Mellanox EDR IB Passive Copper QSFP28 Cable | 289
0724HEA | ASQY | 2m Mellanox EDR IB Passive Copper QSFP28 Cable | 289
0724HEA | ASQZ | 5m Mellanox EDR IB Optical QSFP28 Cable | 1359
0724HEA | ASR0 | 10m Mellanox EDR IB Optical QSFP28 Cable | 1419
0724HEA | ASR1 | 15m Mellanox EDR IB Optical QSFP28 Cable | 1509
0724HEA | ASR2 | 20m Mellanox EDR IB Optical QSFP28 Cable | 1569
0724HEA | ASR3 | 30m Mellanox EDR IB Optical QSFP28 Cable | 1789
0724HEA | ASRM | 3m Mellanox EDR IB Passive Copper QSFP28 Cable | 319
0724HEA | ASRN | 3m Mellanox EDR IB Optical QSFP28 Cable | 1359
0724HEA | ASRP | 50m Mellanox EDR IB Optical QSFP28 Cable | 2329
0724HEA | AVFQ | 0.75m Green Cat5e Cable | 15
0724HEA | AVFR | 1.0m Green Cat5e Cable | 19
0724HEA | AVFS | 1.25m Green Cat5e Cable | 19
0724HEA | AVFT | 0.75m Blue Cat5e Cable | 15
0724HEA | AVFU | 1.0m Blue Cat5e Cable | 19
0724HEA | AVFV | 1.25m Blue Cat5e Cable | 19
0724HEA | AVFW | 0.75m Green Cat6 Cable | 19
0724HEA | AVFX | 1.0m Green Cat6 Cable | 19
0724HEA | AVFY | 1.25m Green Cat6 Cable | 19
0724HEA | AVFZ | 1.5m Green Cat6 Cable | 19
0724HEA | AVG0 | 3m Green Cat6 Cable | 25
0724HEA | B4QQ | 0.5m Mellanox HDR IB Passive Copper QSFP56 Cable | 299
0724HEA | B4QR | 1m Mellanox HDR IB Passive Copper QSFP56 Cable | 399
0724HEA | B4QS | 1.5m Mellanox HDR IB Passive Copper QSFP56 Cable | 449
0724HEA | B4QT | 2m Mellanox HDR IB Passive Copper QSFP56 Cable | 499
0724HEA | B4QW | 3m Mellanox HDR IB Active Optical QSFP56 Cable | 2099
0724HEA | B4QX | 5m Mellanox HDR IB Active Optical QSFP56 Cable | 2149
0724HEA | B4QY | 10m Mellanox HDR IB Active Optical QSFP56 Cable | 2199
0724HEA | B4QZ | 15m Mellanox HDR IB Active Optical QSFP56 Cable | 2249
0724HEA | B4R0 | 20m Mellanox HDR IB Active Optical QSFP56 Cable | 2299
0724HEA | B4R1 | 1m Mellanox HDR IB to 2x HDR100 Splitter Passive Copper QSFP56 Cable | 399
0724HEA | B4R2 | 1.5m Mellanox HDR IB to 2x HDR100 Splitter Passive Copper QSFP56 Cable | 449
0724HEA | B4R4 | 3m Mellanox HDR IB to 2x HDR100 Splitter Optical QSFP56 Cable | 2799
0724HEA | B4R5 | 5m Mellanox HDR IB to 2x HDR100 Splitter Optical QSFP56 Cable | 2899
0724HEA | B4R6 | 10m Mellanox HDR IB to 2x HDR100 Splitter Optical QSFP56 Cable | 2999
0724HEA | B4R7 | 15m Mellanox HDR IB to 2x HDR100 Splitter Optical QSFP56 Cable | 3199
0724HEA | B4R8 | 20m Mellanox HDR IB to 2x HDR100 Splitter Optical QSFP56 Cable | 3299
0724HEA | B4RL | Mellanox QM8790 HDR IB Unmanaged Switch (oPSE) | 16899
0724HEA | B5RW | Mellanox QM87xx Enterprise RMK for Recessed Mounting | 149
0724HEA | B68K | 30m Mellanox HDR IB to 2x HDR100 Splitter Optical QSFP56 Cable | 3499
0724HEA | B68L | 2m Mellanox HDR IB to 2x HDR100 Splitter Passive Copper QSFP56 Cable | 499
0724HEA | B68M | 100m Mellanox HDR IB Optical QSFP56 Cable | 5099
0724HEA | B68N | 50m Mellanox HDR IB Optical QSFP56 Cable | 3699
0724HEA | B68P | 30m Mellanox HDR IB Optical QSFP56 Cable | 2399
1410HEB | 747 | UID Asset Tag Label | 20
1410HEB | 2304 | Integration Prep | 400
1410HEB | 2305 | Integration 1U Component | 59
1410HEB | 2306 | Integration >1U Component | 125
1410HEB | 2310 | Solution Specific Test | 1999
1410HEB | 2321 | Custom MFG SVCS Fee - Small Increment | 3
1410HEB | 2322 | One-Day Cluster Enablement Team Consult | 2855
1410HEB | 3269 | SFP SX Transceiver | 149
1410HEB | 3701 | 5m LC-LC Fiber Cable (networking) | 129
1410HEB | 3702 | 25m LC-LC Fiber Cable (networking) | 189
1410HEB | 3704 | 5m LC-LC Fiber Cable | 129
1410HEB | 3705 | 25m LC-LC Fiber Cable | 189
1410HEB | 3791 | 0.6m Yellow Cat5e Cable | 24
1410HEB | 3792 | 1.5m Yellow Cat5e Cable | 24
1410HEB | 3793 | 3m Yellow Cat5e Cable | 25
1410HEB | 3794 | 10m Yellow Cat5e Cable | 34
1410HEB | 3795 | 25m Yellow Cat5e Cable | 69
1410HEB | 3796 | 0.6m Green Cat5e Cable | 16
1410HEB | 3797 | 1.5m Green Cat5e Cable | 17
1410HEB | 3798 | 3m Green Cat5e Cable | 19
1410HEB | 3799 | 10m Green Cat5e Cable | 29
1410HEB | 3800 | 25m Green Cat5e Cable | 69
1410HEB | 3801 | 0.6m Blue Cat5e Cable | 24
1410HEB | 3802 | 1.5m Blue Cat5e Cable | 14
1410HEB | 3803 | 3m Blue Cat5e Cable | 25
1410HEB | 3804 | 10m Blue Cat5e Cable | 34
1410HEB | 3805 | 25m Blue Cat5e Cable | 69
1410HEB | 4271 | 1U black plastic filler panel | 11
1410HEB | 4273 | 3U black plastic filler panel | 15
1410HEB | 4275 | 5U black plastic filler panel | 55
1410HEB | 5053 | SFP+ SR Transceiver | 699
1410HEB | 5341 | Virtual Media Conversion Option Gen2 (VCO2) | 129
1410HEB | 5893 | iDataPlex Cable Management Kit for Standard Racks | 375
1410HEB | 5895 | 1U 12 C13 Switched and Monitored 60A 3 Phase PDU | 1499
1410HEB | 5900 | DPI 100-127V NEMA PDU | 145
1410HEB | 5908 | C13 PDU & 1p, 30A/208V, NEMA L6-30P(US)LC | 1269
1410HEB | 5909 | C13 PDU & 1p, 60A/208V, IEC 309 2P+G(US)LC | 1419
1410HEB | 5950 | DPI Universal 7 C13 PDU | 179
1410HEB | 5954 | DPI Universal Rack PDU (Europe) | 195
1410HEB | 5955 | DPI Universal Rack PDU (Denmark/Switzerland) | 195
1410HEB | 5957 | DPI Universal Rack PDU (Italy) | 195
1410HEB | 5959 | DPI Universal Rack PDU (UK) | 195
1410HEB | 5960 | DPI Universal Rack PDU (Australia/New Zealand) | 359
1410HEB | 5961 | DPI Universal Rack PDU (China) | 359
1410HEB | 6012 | DPI Single-phase 30A/208V C13 Enterprise PDU (US) | 669
1410HEB | 6013 | DPI Single-phase 60A/208V C13 Enterprise PDU (US) | 899
1410HEB | 6032 | DPI Single-phase 30A/208V C13 Enterprise PDU Plus (US) | 1269
1410HEB | 6033 | DPI Single-phase 60A/208V C13 Enterprise PDU Plus (US) | 1419
1410HEB | 6061 | DPI Three-phase 60A/208V C19 Enterprise PDU (US) | 599
1410HEB | 6062 | DPI Single-phase 30A/208V C19 Enterprise PDU (US) | 1999
1410HEB | 6063 | DPI Single-phase 60A/208V C19 Enterprise PDU (US) | 899
1410HEB | 6124 | SOFS Solution Code MFG Instruction | 0
1410HEB | 6125 | SAP-BWA Solution Code MFG Instruction | 0
1410HEB | 6126 | InfoSphere-BWA Solution Code MFG Instruction | 0
1410HEB | 6127 | GMAS Solution Code MFG Instruction | 0
1410HEB | 6128 | IBW-SSD Solution Code MFG Instruction | 0
1410HEB | 6129 | Cloudburst Solution Code MFG Instruction | 0
1410HEB | 6130 | SoNAS Solution Code MFG Instruction | 0
1410HEB | 6201 | 1.5m, 10A/100-250V, C13 to IEC 320-C14 Rack Power Cable | 19
1410HEB | 6204 | 2.8m, 10A/100-250V, C13 to IEC 320-C20 Rack Power Cable | 19
1410HEB | 6252 | 2.5m, 16A/100-250V, C19 to IEC 320-C20 Rack Power Cable | 19
1410HEB | 6263 | 4.3m, 10A/100-250V, C13 to IEC 320-C14 Rack Power Cable | 19
1410HEB | 6274 | 4.3m, 18A/125V, C19 to NEMA L5-20P (US) Line Cord | 49
1410HEB | 6275 | 4.3m, 16A/208V, C19 to NEMA L6-20P (US) Line Cord | 49
1410HEB | 6292 | 2m, 16A/100-250V, C19 to IEC 320-C20 Rack Power Cable | 19
1410HEB | 6311 | 2.8m, 10A/100-250V, C13 to IEC 320-C14 Rack Power Cable | 9
1410HEB | 6316 | Rack power cable - 2.0m, 125-250V, C13 to IEC 320-C14 (WW) | 9
1410HEB | 6393 | 2.5m, 30A/120V, NEMA L5-30P (US) Line Cord | 359
1410HEB | 6394 | 2.5m, 30A/208V, NEMA L6-30P (US) Line Cord | 359
1410HEB | 6395 | 2.5m, 60A/208V, IEC 309 2P+G (US) Line Cord | 549
1410HEB | 6396 | 2.5m, 32A/230V, IEC 309 P+N+G (non-US) Line Cord | 309
1410HEB | 6397 | 2.5m, 63A/230V, IEC 309 P+N+G (non-US) Line Cord | 449
1410HEB | 6400 | 2.8m, 13A/100-250V, C13 to C14 Jumper Cord | 9
1410HEB | 6414 | XFP-to-CX4 Transceiver (15m) | 1139
1410HEB | 6500 | 4.3m, 30A/208V, EPDU to NEMA L6-30P (US) Line Cord | 169
1410HEB | 6501 | 4.3m, 60A/208V, EPDU to IEC 309 2P+G (US) Line Cord | 319
1410HEB | 6502 | 4.3m, 32A/230V, EPDU to IEC 309 P+N+G (non-US) Line Cord | 169
1410HEB | 6503 | 4.3m, 63A/230V, EPDU to IEC 309 P+N+G (non-US) Line Cord | 390
1410HEB | 6504 | 4.3m, 32A/380-415V, EPDU/IEC 309 3P+N+G 3ph wye (non-US) Line Cord | 319
1410HEB | 6505 | 4.3m, 32A/230V, Souriau UTG Female to AS/NZ 3112 (Aus/NZ) Line Cord | 169
1410HEB | 6506 | 4.3m, 32A/250V, Souriau UTG Female to KSC 8305 (S. Korea) Line Cord | 169
1410HEB | 6527 | AC Jumper Cord C19 Right Angle/C20 | 99
1410HEB | 6568 | 1.8m, 10A/100-250V, 2xC13PM to IEC 320-C14 Rack Power Cable | 19
1410HEB | 6569 | 1.8m, 10A/100-250V, C13PM to IEC 320-C14 Rack Power Cable | 15
1410HEB | 6570 | 2.0m, 13A/100-250V, C13 to C14 Jumper Cord | 19
1410HEB | 6583 | 4.3m, 13A/100-250V, C13 to C14 Rack Power Cable | 19
1410HEB | 7831 | Customer Solution Center Services | 0
1410HEB | 8034 | LeSI Solution Component | 0
1410HEB | 8067 | TAA Compliant Order | 0
1410HEB | 8086 | No Publications Selected | 0
1410HEB | 8970 | Ship empty | 0
1410HEB | 8971 | Integrate in manufacturing | 0
1410HEB | 8972 | Ship Uninstalled (Safety) | 0
1410HEB | 9122 | 0-bay arrangement (don't use side-wall compartments) | 0
1410HEB | 9123 | 2-bay arrangement | 0
1410HEB | 9128 | dual source distribution | 0
1410HEB | 9129 | use 100V (low voltage) | 0
1410HEB | 9134 | use 200V (high voltage) | 0
1410HEB | A0R5 | 5m QSFP -to- 4-SFP+ Copper cable | 175
1410HEB | A0R6 | 1m QSFP -to- 4-SFP+ Copper cable | 115
1410HEB | A0R7 | 3m QSFP -to- 4-SFP+ Copper cable | 135
1410HEB | A0ZZ | InfoSphere-BWA R2 Solution Code Mfg Instruction | 0
1410HEB | A11S | DPI 30amp Front End PDU w/ Nema L5-30P | 359
1410HEB | A11T | DPI 30amp Front End PDU w/ Nema L6-30P | 359
1410HEB | A11U | DPI 60amp Front End PDU w/ IEC 309 2P + N + G | 549
1410HEB | A11V | DPI 32amp/250V Front End PDU w/ IEC 309 P+N+G connector | 685
1410HEB | A11W | DPI 63amp/250V Front End PDU w/ IEC 309 P + N connector | 685
1410HEB | A11X | DPI Single-phase 32A/230V Front-end PDU (Aus/NZ) | 359
1410HEB | A11Y | DPI Single-phase 30A/220V Front-end PDU (S Korea) | 359
1410HEB | A193 | Integrated Solutions | 0
1410HEB | A1BG | DS Storage Rack Shipping Bracket | 145
1410HEB | A1DL | 1m QSFP+ DAC Break Out Cable | 319
1410HEB | A1DM | 3m QSFP+ DAC Break Out Cable | 419
1410HEB | A1DN | 5m QSFP+ DAC Break Out Cable | 529
1410HEB | A1DP | 1m QSFP to QSFP+ Cable | 269
1410HEB | A1DQ | 3m QSFP+ to QSFP+ Cable | 329
1410HEB | A1MS | 10m Cat6 Yellow Cable | 49
1410HEB | A1MT | 10m Green Cat6 Cable | 49
1410HEB | A1MU | 10m Cat6 Blue Cable | 49
1410HEB | A1MV | 25m Cat6 Yellow Cable | 105
1410HEB | A1MW | 25m Green Cat6 Cable | 105
1410HEB | A1MX | 25m Cat6 Blue Cable | 105
1410HEB | A1NN | High Performance Analytics Appliance | 0
1410HEB | A1PH | 1m Passive DAC SFP+ Cable | 69
1410HEB | A1PJ | 3m Passive DAC SFP+ Cable | 89
1410HEB | A1PK | 5m Passive DAC SFP+ Cable | 159
1410HEB | A1V3 | AC Inlet 12A Cable, Jumper Cord | 10
1410HEB | A1V4 | AC Inlet Y 12A Cable | 15
1410HEB | A2EE | BCFC for SCEntry Solution | 0
1410HEB | A2EV | RFID Tag, AG/AP: 902-928MHz | 20
1410HEB | A2HM | BladeCenter Foundation for Cloud | 0
1410HEB | A2M9 | Scalable Infrastructure 42U 1100mm Enterprise V2 Dynamic Expansion Rack | 4799
1410HEB | A2VZ | Smart Analytics 5700 | 0
1410HEB | A2X8 | 5m QSFP+ to QSFP+ Cable | 379
1410HEB | A2X9 | 7m QSFP+ to QSFP+ Cable | 429
1410HEB | A39S | System x Integrated Offering for Cloud | 0
1410HEB | A3BA | Integrated Platform HPC Solution | 0
1410HEB | A3BB | GNRx Solution | 0
1410HEB | A3BC | Netezza Network Analytics Accelerator (NAA) | 0
1410HEB | A3BD | BigInsights Integrated Cluster | 0
1410HEB | A3RG | 0.5m Passive DAC SFP+ Cable | 79
1410HEB | A3RH | 7m Passive DAC SFP+ Cable | 179
1410HEB | A3SS | 1.2m, 10A/100-250V, 2 Short C13s to Short C14 Rack Power Cable | 49
1410HEB | A3ST | 2.5m, 10A/100-250V, 2 Long C13s to Short C14 Rack Power Cable | 65
1410HEB | A3SU | 2.8m, 10A/100-250V, 2 Short C13s to Long C14 Rack Power Cable | 99
1410HEB | A3SV | 4.1m, 10A/100-250V, 2 Long C13s to Long C14 Rack Power Cable | 79
1410HEB | A3SW | 1.2m, 16A/100-250V, 2 Short C13s to Short C20 Rack Power Cable | 55
1410HEB | A3SX | 2.5m, 16A/100-250V, 2 Long C13s to Short C20 Rack Power Cable | 75
1410HEB | A3SY | 2.8m, 16A/100-250V, 2 Short C13s to Long C20 Rack Power Cable | 79
1410HEB | A3SZ | 4.1m, 16A/100-250V, 2 Long C13s to Long C20 Rack Power Cable | 85
1410HEB | A4AK | KVM Dongle cable | 39
1410HEB | A4P1 | xIOC High Density Solution | 0
1410HEB | A4P2 | xIOC Flex Solution | 0
1410HEB | A4P3 | Application Ready Solutions | 0
1410HEB | A4WU | 1U Rack Pass Thru Bracket | 475
1410HEB | A4WV | Railhawks Rack Cable Management Bracket Kit | 855
1410HEB | A4WW | Cable Installation Tool for Racks | 149
1410HEB | A4WY | Cable Management Bracket for 3rd Party Rack | 419
1410HEB | A51N | 1.5m Passive DAC SFP+ Cable | 89
1410HEB | A51P | 2m Passive DAC SFP+ Cable | 89
1410HEB | A5UA | Lenovo 1m MPO-4xLC OM3 MMF Breakout Cable | 279
1410HEB | A5UB | Lenovo 3m MPO-4xLC OM3 MMF Breakout Cable | 329
1410HEB | A5UC | Lenovo 5m MPO-4xLC OM3 MMF Breakout Cable | 379
1410HEB | ARZA | 0.5m Mellanox QSFP Passive DAC Cable | 139
1410HEB | ARZB | 0.75m Mellanox QSFP Passive DAC Cable | 149
1410HEB | ARZC | 1m Mellanox QSFP Passive DAC Cable | 159
1410HEB | ARZD | 1.25m Mellanox QSFP Passive DAC Cable | 169
1410HEB | ARZE | 1.5m Mellanox QSFP Passive DAC Cable | 169
1410HEB | ARZF | 3m Mellanox QSFP Passive DAC Cable | 189
1410HEB | ASQT | 0.5m Mellanox EDR IB Passive Copper QSFP28 Cable | 229
1410HEB | ASQU | 0.75m Mellanox EDR IB Passive Copper QSFP28 Cable | 249
1410HEB | ASQV | 1m Mellanox EDR IB Passive Copper QSFP28 Cable | 249
1410HEB | ASQW | 1.25m Mellanox EDR IB Passive Copper QSFP28 Cable | 289
1410HEB | ASQX | 1.5m Mellanox EDR IB Passive Copper QSFP28 Cable | 289
1410HEB | ASQY | 2m Mellanox EDR IB Passive Copper QSFP28 Cable | 289
1410HEB | ASQZ | 5m Mellanox EDR IB Optical QSFP28 Cable | 1359
1410HEB | ASR0 | 10m Mellanox EDR IB Optical QSFP28 Cable | 1419
1410HEB | ASR1 | 15m Mellanox EDR IB Optical QSFP28 Cable | 1509
1410HEB | ASR2 | 20m Mellanox EDR IB Optical QSFP28 Cable | 1569
1410HEB | ASR3 | 30m Mellanox EDR IB Optical QSFP28 Cable | 1789
1410HEB | ASR5 | Lenovo 0.5m LC-LC OM3 MMF Cable | 24
1410HEB | ASR6 | Lenovo 1m LC-LC OM3 MMF Cable | 24
1410HEB | ASR7 | Lenovo 3m LC-LC OM3 MMF Cable | 24
1410HEB | ASR8 | Lenovo 5m LC-LC OM3 MMF Cable | 29
1410HEB | ASR9 | Lenovo 10m LC-LC OM3 MMF Cable | 39
1410HEB | ASRA | Lenovo 15m LC-LC OM3 MMF Cable | 45
1410HEB | ASRB | Lenovo 25m LC-LC OM3 MMF Cable | 54
1410HEB | ASRC | Lenovo 30m LC-LC OM3 MMF Cable | 64
1410HEB | ASRM | 3m Mellanox EDR IB Passive Copper QSFP28 Cable | 319
1410HEB | ASRN | 3m Mellanox EDR IB Optical QSFP28 Cable | 1359
1410HEB | ASRP | 50m Mellanox EDR IB Optical QSFP28 Cable | 2329
1410HEB | AT2R | Lenovo 1m Active DAC SFP+ Cables | 129
1410HEB | AT2S | Lenovo 3m Active DAC SFP+ Cables | 139
1410HEB | AT2T | Lenovo 5m Active DAC SFP+ Cables | 159
1410HEB | AT2U | Lenovo 10m QSFP+ MPO-MPO OM3 MMF Cable | 169
1410HEB | AT2V | Lenovo 30m QSFP+ MPO-MPO OM3 MMF Cable | 329
1410HEB | ATYX | Lenovo 1m SFP+ to SFP+ Active Optical Cable | 104
1410HEB | ATYY | Lenovo 3m SFP+ to SFP+ Active Optical Cable | 99
1410HEB | ATYZ | Lenovo 5m SFP+ to SFP+ Active Optical Cable | 114
1410HEB | ATZ0 | Lenovo 7m SFP+ to SFP+ Active Optical Cable | 129
1410HEB | ATZ1 | Lenovo 15m SFP+ to SFP+ Active Optical Cable | 169
1410HEB | ATZ2 | Lenovo 20m SFP+ to SFP+ Active Optical Cable | 169
1410HEB | ATZ3 | Lenovo 3m 40G QSFP+ to QSFP+ Active Optical Cable | 489
1410HEB | ATZ4 | Lenovo 5m 40G QSFP+ to QSFP+ Active Optical Cable | 499
1410HEB | ATZ5 | Lenovo 7m 40G QSFP+ to QSFP+ Active Optical Cable | 529
1410HEB | ATZ6 | Lenovo 15m 40G QSFP+ to QSFP+ Active Optical Cable | 589
1410HEB | ATZ7 | Lenovo 20m 40G QSFP+ to QSFP+ Active Optical Cable | 629
1410HEB | ATZ8 | Lenovo 1m QSFP+ to 4xSFP+ Active Optical Cable | 709
1410HEB | ATZ9 | Lenovo 3m QSFP+ to 4xSFP+ Active Optical Cable | 729
1410HEB | ATZA | Lenovo 5m QSFP+ to 4xSFP+ Active Optical Cable | 749
1410HEB | ATZX | 0U 21 C13/12 C19 48A 3 Phase PDU | 999
1410HEB | ATZY | 0U 36 C13/6 C19 24A 1 Phase PDU | 479
1410HEB | AU03 | 0U 20 C13/4 C19 Switched and Monitored 24A 1 Phase PDU | 3599
1410HEB | AU04 | 0U 12 C13/12 C19 Switched and Monitored 48A 3 Phase PDU | 1799
1410HEB | AU0E | 0.5m Intel OPA 100 Series Passive Copper QSFP28 Cable | 79
1410HEB | AU0F | 0.75m Intel OPA Passive Copper QSFP28 Cable | 139
1410HEB | AU0G | 1m Intel OPA 100 Series Passive Copper QSFP28 Cable | 99
1410HEB | AU0H | 1.25m Intel OPA 100 Series Passive Copper QSFP28 Cable | 159
1410HEB | AU0J | 1.5m Intel OPA 100 Series Passive Copper QSFP28 Cable | 109
1410HEB | AU0K | 2m Intel OPA 100 Series Passive Copper QSFP28 Cable | 129
1410HEB | AU0M | 5m Intel OPA 100 Series Active Optical QSFP28 Cable | 899
1410HEB | AU0P | 15m Intel OPA 100 Series Active Optical QSFP28 Cable | 949
1410HEB | AU16 | 0.5m External MiniSAS HD 8644/MiniSAS HD 8644 Cable | 79
1410HEB | AU17 | 1m External MiniSAS HD 8644/MiniSAS HD 8644 Cable | 89
1410HEB | AU18 | 2m External MiniSAS HD 8644/MiniSAS HD 8644 Cable | 99
1410HEB | AU19 | 3m External MiniSAS HD 8644/MiniSAS HD 8644 Cable | 109
1410HEB | AU8K | LeROM Validation | 0
1410HEB | AUEE | Railhawk Rack Door Extension Kit | 999
1410HEB | AUJY | External MiniSAS HD 8644/MiniSAS HD 8644 6M Cable | 249
1410HEB | AV1F | Lenovo 3m 25G SFP28 Active Optical Cable | 489
1410HEB | AV1G | Lenovo 5m 25G SFP28 Active Optical Cable | 489
1410HEB | AV1H | Lenovo 10m 25G SFP28 Active Optical Cable | 499
1410HEB | AV1J | Lenovo 15m 25G SFP28 Active Optical Cable | 497
1410HEB | AV1K | Lenovo 20m 25G SFP28 Active Optical Cable | 519
1410HEB | AV1L | Lenovo 3m 100G QSFP28 Active Optical Cable | 1059
1410HEB | AV1M | Lenovo 5m 100G QSFP28 Active Optical Cable | 1069
1410HEB | AV1N | Lenovo 10m 100G QSFP28 Active Optical Cable | 1099
1410HEB | AV1P | Lenovo 15m 100G QSFP28 Active Optical Cable | 1079
1410HEB | AV1Q | Lenovo 20m 100G QSFP28 Active Optical Cable | 1179
1410HEB | AV1R | Lenovo 3m 100G to 4x25G Breakout Active Optical Cable | 1949
1410HEB | AV1S | Lenovo 5m 100G to 4x25G Breakout Active Optical Cable | 1975
1410HEB | AV1T | Lenovo 10m 100G to 4x25G Breakout Active Optical Cable | 2035
1410HEB | AV1U | Lenovo 15m 100G to 4x25G Breakout Active Optical Cable | 2095
1410HEB | AV1V | Lenovo 20m 100G to 4x25G Breakout Active Optical Cable | 2149
1410HEB | AV1W | Lenovo 1m Passive 25G SFP28 DAC Cable | 69
1410HEB | AV1X | Lenovo 3m Passive 25G SFP28 DAC Cable | 79
1410HEB | AV1Y | Lenovo 5m Passive 25G SFP28 DAC Cable | 159
1410HEB | AV1Z | Lenovo 1m Passive 100G QSFP28 DAC Cable | 99
1410HEB | AV20 | Lenovo 3m Passive 100G QSFP28 DAC Cable | 159
1410HEB | AV21 | Lenovo 5m Passive 100G QSFP28 DAC Cable | 299
1410HEB | AV22 | Lenovo 1m 100G QSFP28 to 4x25G SFP28 Breakout DAC Cable | 179
1410HEB | AV23 | Lenovo 3m 100G QSFP28 to 4x25G SFP28 Breakout DAC Cable | 299
1410HEB | AV24 | Lenovo 5m 100G QSFP28 to 4x25G SFP28 Breakout DAC Cable | 459
1410HEB | AV25 | Lenovo 5m MPO-MPO OM4 MMF Cable | 114
1410HEB | AV26 | Lenovo 7m MPO-MPO OM4 MMF Cable | 135
1410HEB | AV27 | Lenovo 10m MPO-MPO OM4 MMF Cable | 159
1410HEB | AV28 | Lenovo 15m MPO-MPO OM4 MMF Cable | 205
1410HEB | AV29 | Lenovo 20m MPO-MPO OM4 MMF Cable | 259
1410HEB | AV2A | Lenovo 30m MPO-MPO OM4 MMF Cable | 349
1410HEB | AV2B | Lenovo 1m MPO to 4x LC Breakout OM4 MMF Cable | 149
1410HEB | AV2C | Lenovo 3m MPO to 4x LC Breakout OM4 MMF Cable | 179
1410HEB | AV2D | Lenovo 5m MPO to 4x LC Breakout OM4 MMF Cable | 239
1410HEB | AVFQ | 0.75m Green Cat5e Cable | 15
1410HEB | AVFR | 1.0m Green Cat5e Cable | 19
1410HEB | AVFS | 1.25m Green Cat5e Cable | 19
1410HEB | AVFT | 0.75m Blue Cat5e Cable | 15
1410HEB | AVFU | 1.0m Blue Cat5e Cable | 19
1410HEB | AVFV | 1.25m Blue Cat5e Cable | 19
1410HEB | AVFW | 0.75m Green Cat6 Cable | 19
1410HEB | AVFX | 1.0m Green Cat6 Cable | 19
1410HEB | AVFY | 1.25m Green Cat6 Cable | 19
1410HEB | AVFZ | 1.5m Green Cat6 Cable | 19
1410HEB | AVG0 | 3m Green Cat6 Cable | 25
1410HEB | AVW7 | DSSG Solution | 0
1410HEB | B165 | X Braces for Railhawk Rack | 469
1410HEB | B166 | 38mm Small Leveling Feet for Railhawk Rack | 49
1410HEB | B1EQ | Network Verification | 600
1410HEB | B22J | 5m Intel OPA 100 Series Active Optical QSFP28 Low Power Cable | 809
1410HEB | B22K | 10m Intel OPA 100 Series Active Optical QSFP28 Low Power Cable | 829
1410HEB | B22L | 15m Intel OPA 100 Series Active Optical QSFP28 Low Power Cable | 839
1410HEB | B22M | 20m Intel OPA 100 Series Active Optical QSFP28 Low Power Cable | 849
1410HEB | B27C | 42U 1100mm Enterprise V2 Dynamic Expansion Rack w/Enhanced Packaging | 5730
1410HEB | B2P9 | Lenovo 0.5m LC-LC OM4 MMF Cable | 34
1410HEB | B2PA | Lenovo 1m LC-LC OM4 MMF Cable | 29
1410HEB | B2PB | Lenovo 3m LC-LC OM4 MMF Cable | 34
1410HEB | B2PC | Lenovo 5m LC-LC OM4 MMF Cable | 44
1410HEB | B2PD | Lenovo 10m LC-LC OM4 MMF Cable | 69
1410HEB | B2PE | Lenovo 15m LC-LC OM4 MMF Cable | 79
1410HEB | B2PF | Lenovo 25m LC-LC OM4 MMF Cable | 114
1410HEB | B2PG | Lenovo 30m LC-LC OM4 MMF Cable | 129
1410HEB | B2UZ | Lenovo 1m 100G QSFP28 Active Optical Cable | 949
1410HEB | B2YL | DWC Rack Build | 0
1410HEB | B30W | Custom MFG SVCS Fee - Medium Increment | 30
1410HEB | B30X | Custom MFG SVCS Fee - Large Increment | 300
1410HEB | B348 | 1U Black Plastic Filler Panel for Extension | 11
1410HEB | B349 | 3U Black Plastic Filler Panel for Extension | 15
1410HEB | B34A | 5U Black Plastic Filler Panel for Extension | 55
1410HEB | B4L0 | 1.0m, 16A/100-250V, C19 to IEC 320-C20 Rack Power Cable | 19
1410HEB | B4L1 | 1.5m, 16A/100-250V, C19 to IEC 320-C20 Rack Power Cable | 19
1410HEB | B4L2 | 2.0m, 16A/100-250V, C19 to IEC 320-C20 Rack Power Cable | 19
1410HEB | B4L3 | 4.3m, 16A/100-250V, C19 to IEC 320-C20 Rack Power Cable | 19
1410HEB | B4QQ | 0.5m Mellanox HDR IB Passive Copper QSFP56 Cable | 299
1410HEB | B4QR | 1m Mellanox HDR IB Passive Copper QSFP56 Cable | 399
1410HEB | B4QS | 1.5m Mellanox HDR IB Passive Copper QSFP56 Cable | 449
1410HEB | B4QT | 2m Mellanox HDR IB Passive Copper QSFP56 Cable | 499
1410HEB | B4QW | 3m Mellanox HDR IB Active Optical QSFP56 Cable | 2099
1410HEB | B4QX | 5m Mellanox HDR IB Active Optical QSFP56 Cable | 2149
1410HEB | B4QY | 10m Mellanox HDR IB Active Optical QSFP56 Cable | 2199
1410HEB | B4QZ | 15m Mellanox HDR IB Active Optical QSFP56 Cable | 2249
1410HEB | B4R0 | 20m Mellanox HDR IB Active Optical QSFP56 Cable | 2299
1410HEB | B4R1 | 1m Mellanox HDR IB to 2x HDR100 Splitter Passive Copper QSFP56 Cable | 399
1410HEB | B4R2 | 1.5m Mellanox HDR IB to 2x HDR100 Splitter Passive Copper QSFP56 Cable | 449
1410HEB | B4R4 | 3m Mellanox HDR IB to 2x HDR100 Splitter Optical QSFP56 Cable | 2799
1410HEB | B4R5 | 5m Mellanox HDR IB to 2x HDR100 Splitter Optical QSFP56 Cable | 2899
1410HEB | B4R6 | 10m Mellanox HDR IB to 2x HDR100 Splitter Optical QSFP56 Cable | 2999
1410HEB | B4R7 | 15m Mellanox HDR IB to 2x HDR100 Splitter Optical QSFP56 Cable | 3199
1410HEB | B4R8 | 20m Mellanox HDR IB to 2x HDR100 Splitter Optical QSFP56 Cable | 3299
1410HEB | B5LL | Rack PreMerge | 0
1410HEB | B68K | 30m Mellanox HDR IB to 2x HDR100 Splitter Optical QSFP56 Cable | 3499
1410HEB | B68L | 2m Mellanox HDR IB to 2x HDR100 Splitter Passive Copper QSFP56 Cable | 499
1410HEB | B68M | 100m Mellanox HDR IB Optical QSFP56 Cable | 5099
1410HEB | B68N | 50m Mellanox HDR IB Optical QSFP56 Cable | 3699
1410HEB | B68P | 30m Mellanox HDR IB Optical QSFP56 Cable | 2399
1410HEB | B87M | 2-Rack DSS-G 280 (1x G280) | 0
1410HEB | B87N | 3-Rack DSS-G 280 (2x G280) | 0
1410HEB | B87P | 4-Rack DSS-G 280 (3x G280) | 0
1410HEB | B87Q | 5-Rack DSS-G 280 (4x G280) | 0
1410HEB | B953 | ThinkSystem USB 3.0 Console Breakout Cable for Dense Systems | 69
1410HEB | BEUX | ThinkSystem External Diagnostics Handset | 139
1410HEB | BK9X | VLH - Vertiv Geist DS30203 - 1U 12 C19/C13 switched and monitored 32A, 230/400V 3P WYE PDU | 2899
1410HPA | 747 | UID Asset Tag Label | 20
1410HPA | 2304 | Integration Prep | 400
1410HPA | 2305 | Integration 1U Component | 59
1410HPA | 2306 | Integration >1U Component | 125
1410HPA | 2310 | Solution Specific Test | 1999
1410HPA | 2321 | Custom MFG SVCS Fee - Small Increment | 3
1410HPA | 2322 | One-Day Cluster Enablement Team Consult | 2855
1410HPA | 3269 | SFP SX Transceiver | 149
1410HPA | 3701 | 5m LC-LC Fiber Cable (networking) | 129
1410HPA | 3702 | 25m LC-LC Fiber Cable (networking) | 189
1410HPA | 3704 | 5m LC-LC Fiber Cable | 129
1410HPA | 3705 | 25m LC-LC Fiber Cable | 189
1410HPA | 3791 | 0.6m Yellow Cat5e Cable | 24
1410HPA | 3792 | 1.5m Yellow Cat5e Cable | 24
1410HPA | 3793 | 3m Yellow Cat5e Cable | 25
1410HPA | 3794 | 10m Yellow Cat5e Cable | 34
1410HPA | 3795 | 25m Yellow Cat5e Cable | 69
1410HPA | 3796 | 0.6m Green Cat5e Cable | 16
1410HPA | 3797 | 1.5m Green Cat5e Cable | 17
1410HPA | 3798 | 3m Green Cat5e Cable | 19
1410HPA | 3799 | 10m Green Cat5e Cable | 29
1410HPA | 3800 | 25m Green Cat5e Cable | 69
1410HPA | 3801 | 0.6m Blue Cat5e Cable | 24
1410HPA | 3802 | 1.5m Blue Cat5e Cable | 14
1410HPA | 3803 | 3m Blue Cat5e Cable | 25
1410HPA | 3804 | 10m Blue Cat5e Cable | 34
1410HPA | 3805 | 25m Blue Cat5e Cable | 69
1410HPA | 4271 | 1U black plastic filler panel | 11
1410HPA | 4273 | 3U black plastic filler panel | 15
1410HPA | 4275 | 5U black plastic filler panel | 55
1410HPA | 5053 | SFP+ SR Transceiver | 699
1410HPA | 5341 | Virtual Media Conversion Option Gen2 (VCO2) | 129
1410HPA | 5893 | iDataPlex Cable Management Kit for Standard Racks | 375
1410HPA | 5895 | 1U 12 C13 Switched and Monitored 60A 3 Phase PDU | 1499
1410HPA | 5900 | DPI 100-127V NEMA PDU | 145
1410HPA | 5908 | C13 PDU & 1p, 30A/208V, NEMA L6-30P(US)LC | 1269
1410HPA | 5909 | C13 PDU & 1p, 60A/208V, IEC 309 2P+G(US)LC | 1419
1410HPA | 5950 | DPI Universal 7 C13 PDU | 179
1410HPA | 5954 | DPI Universal Rack PDU (Europe) | 195
1410HPA | 5955 | DPI Universal Rack PDU (Denmark/Switzerland) | 195
1410HPA | 5957 | DPI Universal Rack PDU (Italy) | 195
1410HPA | 5959 | DPI Universal Rack PDU (UK) | 195
1410HPA | 5960 | DPI Universal Rack PDU (Australia/New Zealand) | 359
1410HPA | 5961 | DPI Universal Rack PDU (China) | 359
1410HPA | 6012 | DPI Single-phase 30A/208V C13 Enterprise PDU (US) | 669
1410HPA | 6013 | DPI Single-phase 60A/208V C13 Enterprise PDU (US) | 899
1410HPA | 6032 | DPI Single-phase 30A/208V C13 Enterprise PDU Plus (US) | 1269
1410HPA | 6033 | DPI Single-phase 60A/208V C13 Enterprise PDU Plus (US) | 1419
1410HPA | 6061 | DPI Three-phase 60A/208V C19 Enterprise PDU (US) | 599
1410HPA | 6062 | DPI Single-phase 30A/208V C19 Enterprise PDU (US) | 1999
1410HPA | 6063 | DPI Single-phase 60A/208V C19 Enterprise PDU (US) | 899
1410HPA | 6124 | SOFS Solution Code MFG Instruction | 0
1410HPA | 6125 | SAP-BWA Solution Code MFG Instruction | 0
1410HPA | 6126 | InfoSphere-BWA Solution Code MFG Instruction | 0
1410HPA | 6127 | GMAS Solution Code MFG Instruction | 0
1410HPA | 6128 | IBW-SSD Solution Code MFG Instruction | 0
1410HPA | 6129 | Cloudburst Solution Code MFG Instruction | 0
1410HPA | 6130 | SoNAS Solution Code MFG Instruction | 0
1410HPA | 6201 | 1.5m, 10A/100-250V, C13 to IEC 320-C14 Rack Power Cable | 19
1410HPA | 6204 | 2.8m, 10A/100-250V, C13 to IEC 320-C20 Rack Power Cable | 19
1410HPA | 6252 | 2.5m, 16A/100-250V, C19 to IEC 320-C20 Rack Power Cable | 19
1410HPA | 6263 | 4.3m, 10A/100-250V, C13 to IEC 320-C14 Rack Power Cable | 19
1410HPA | 6274 | 4.3m, 18A/125V, C19 to NEMA L5-20P (US) Line Cord | 49
1410HPA | 6275 | 4.3m, 16A/208V, C19 to NEMA L6-20P (US) Line Cord | 49
1410HPA | 6292 | 2m, 16A/100-250V, C19 to IEC 320-C20 Rack Power Cable | 19
1410HPA | 6311 | 2.8m, 10A/100-250V, C13 to IEC 320-C14 Rack Power Cable | 9
1410HPA | 6316 | Rack power cable - 2.0m, 125-250V, C13 to IEC 320-C14 (WW) | 9
1410HPA | 6393 | 2.5m, 30A/120V, NEMA L5-30P (US) Line Cord | 359
1410HPA | 6394 | 2.5m, 30A/208V, NEMA L6-30P (US) Line Cord | 359
1410HPA | 6395 | 2.5m, 60A/208V, IEC 309 2P+G (US) Line Cord | 549
1410HPA | 6400 | 2.8m, 13A/100-250V, C13 to C14 Jumper Cord | 9
1410HPA | 6414 | XFP-to-CX4 Transceiver (15m) | 1139
1410HPA | 6500 | 4.3m, 30A/208V, EPDU to NEMA L6-30P (US) Line Cord | 169
1410HPA | 6501 | 4.3m, 60A/208V, EPDU to IEC 309 2P+G (US) Line Cord | 319
1410HPA | 6502 | 4.3m, 32A/230V, EPDU to IEC 309 P+N+G (non-US) Line Cord | 169
1410HPA | 6503 | 4.3m, 63A/230V, EPDU to IEC 309 P+N+G (non-US) Line Cord | 390
1410HPA | 6504 | 4.3m, 32A/380-415V, EPDU/IEC 309 3P+N+G 3ph wye (non-US) Line Cord | 319
1410HPA | 6505 | 4.3m, 32A/230V, Souriau UTG Female to AS/NZ 3112 (Aus/NZ) Line Cord | 169
1410HPA | 6506 | 4.3m, 32A/250V, Souriau UTG Female to KSC 8305 (S. Korea) Line Cord | 169
1410HPA | 6527 | AC Jumper Cord C19 Right Angle/C20 | 99
1410HPA | 6568 | 1.8m, 10A/100-250V, 2xC13PM to IEC 320-C14 Rack Power Cable | 19
1410HPA | 6569 | 1.8m, 10A/100-250V, C13PM to IEC 320-C14 Rack Power Cable | 15
1410HPA | 6570 | 2.0m, 13A/100-250V, C13 to C14 Jumper Cord | 19
1410HPA | 6583 | 4.3m, 13A/100-250V, C13 to C14 Rack Power Cable | 19
1410HPA | 7831 | Customer Solution Center Services | 0
1410HPA | 8034 | LeSI Solution Component | 0
1410HPA | 8067 | TAA Compliant Order | 0
1410HPA | 8086 | No Publications Selected | 0
1410HPA | 8970 | Ship empty | 0
1410HPA | 8971 | Integrate in manufacturing | 0
1410HPA | 8972 | Ship Uninstalled (Safety) | 0
1410HPA | 9123 | 2-bay arrangement | 0
1410HPA | 9125 | 4-bay arrangement | 0
1410HPA | 9128 | dual source distribution | 0
1410HPA | 9134 | use 200V (high voltage) | 0
1410HPA | A11S | DPI 30amp Front End PDU w/ Nema L5-30P | 359
1410HPA | A11T | DPI 30amp Front End PDU w/ Nema L6-30P | 359
1410HPA | A11U | DPI 60amp Front End PDU w/ IEC 309 2P + N + G | 549
1410HPA | A11V | DPI 32amp/250V Front End PDU w/ IEC 309 P+N+G connector | 685
1410HPA | A11W | DPI 63amp/250V Front End PDU w/ IEC 309 P + N connector | 685
1410HPA | A11X | DPI Single-phase 32A/230V Front-end PDU (Aus/NZ) | 359
1410HPA | A11Y | DPI Single-phase 30A/220V Front-end PDU (S Korea) | 359
1410HPA | A193 | Integrated Solutions | 0
1410HPA | A1BG | DS Storage Rack Shipping Bracket | 145
1410HPA | A1DL | 1m QSFP+ DAC Break Out Cable | 319
1410HPA | A1DM | 3m QSFP+ DAC Break Out Cable | 419
1410HPA | A1DN | 5m QSFP+ DAC Break Out Cable | 529
1410HPA | A1DP | 1m QSFP to QSFP+ Cable | 269
1410HPA | A1DQ | 3m QSFP+ to QSFP+ Cable | 329
1410HPA | A1MP | Scalable Infrastructure 42U 1200mm Deep Primary Rack | 4999
1410HPA | A1MS | 10m Cat6 Yellow Cable | 49
1410HPA | A1MT | 10m Green Cat6 Cable | 49
1410HPA | A1MU | 10m Cat6 Blue Cable | 49
1410HPA | A1MV | 25m Cat6 Yellow Cable | 105
1410HPA | A1MW | 25m Green Cat6 Cable | 105
1410HPA | A1MX | 25m Cat6 Blue Cable | 105
1410HPA | A1NN | High Performance Analytics Appliance | 0
1410HPA | A1PH | 1m Passive DAC SFP+ Cable | 69
1410HPA | A1PJ | 3m Passive DAC SFP+ Cable | 89
1410HPA | A1PK | 5m Passive DAC SFP+ Cable | 159
1410HPA | A1V3 | AC Inlet 12A Cable, Jumper Cord | 10
1410HPA | A1V4 | AC Inlet Y 12A Cable | 15
1410HPA | A2EE | BCFC for SCEntry Solution | 0
1410HPA | A2HM | BladeCenter Foundation for Cloud | 0
1410HPA | A2X8 | 5m QSFP+ to QSFP+ Cable | 379
1410HPA | A2X9 | 7m QSFP+ to QSFP+ Cable | 429
1410HPA | A3RG | 0.5m Passive DAC SFP+ Cable | 79
1410HPA | A3RH | 7m Passive DAC SFP+ Cable | 179
1410HPA | A3SS | 1.2m, 10A/100-250V, 2 Short C13s to Short C14 Rack Power Cable | 49
1410HPA | A3ST | 2.5m, 10A/100-250V, 2 Long C13s to Short C14 Rack Power Cable | 65
1410HPA | A3SU | 2.8m, 10A/100-250V, 2 Short C13s to Long C14 Rack Power Cable | 99
1410HPA | A3SV | 4.1m, 10A/100-250V, 2 Long C13s to Long C14 Rack Power Cable | 79
1410HPA | A3SW | 1.2m, 16A/100-250V, 2 Short C13s to Short C20 Rack Power Cable | 55
1410HPA | A3SX | 2.5m, 16A/100-250V, 2 Long C13s to Short C20 Rack Power Cable | 75
1410HPA | A3SY | 2.8m, 16A/100-250V, 2 Short C13s to Long C20 Rack Power Cable | 79
1410HPA | A3SZ | 4.1m, 16A/100-250V, 2 Long C13s to Long C20 Rack Power Cable | 85
1410HPA | A4P3 | Application Ready Solutions | 0
1410HPA | A51N | 1.5m Passive DAC SFP+ Cable | 89
1410HPA | A51P | 2m Passive DAC SFP+ Cable | 89
1410HPA | A5UA | Lenovo 1m MPO-4xLC OM3 MMF Breakout Cable | 279
1410HPA | A5UB | Lenovo 3m MPO-4xLC OM3 MMF Breakout Cable | 329
1410HPA | A5UC | Lenovo 5m MPO-4xLC OM3 MMF Breakout Cable | 379
1410HPA | ARZA | 0.5m Mellanox QSFP Passive DAC Cable | 139
1410HPA | ARZB | 0.75m Mellanox QSFP Passive DAC Cable | 149
1410HPA | ARZC | 1m Mellanox QSFP Passive DAC Cable | 159
1410HPA | ARZD | 1.25m Mellanox QSFP Passive DAC Cable | 169
1410HPA | ARZE | 1.5m Mellanox QSFP Passive DAC Cable | 169
1410HPA | ARZF | 3m Mellanox QSFP Passive DAC Cable | 189
1410HPA | ASQT | 0.5m Mellanox EDR IB Passive Copper QSFP28 Cable | 229
1410HPA | ASQU | 0.75m Mellanox EDR IB Passive Copper QSFP28 Cable | 249
1410HPA | ASQV | 1m Mellanox EDR IB Passive Copper QSFP28 Cable | 249
1410HPA | ASQW | 1.25m Mellanox EDR IB Passive Copper QSFP28 Cable | 289
1410HPA | ASQX | 1.5m Mellanox EDR IB Passive Copper QSFP28 Cable | 289
1410HPA | ASQY | 2m Mellanox EDR IB Passive Copper QSFP28 Cable | 289
1410HPA | ASQZ | 5m Mellanox EDR IB Optical QSFP28 Cable | 1359
1410HPA | ASR0 | 10m Mellanox EDR IB Optical QSFP28 Cable | 1419
1410HPA | ASR1 | 15m Mellanox EDR IB Optical QSFP28 Cable | 1509
1410HPA | ASR2 | 20m Mellanox EDR IB Optical QSFP28 Cable | 1569
1410HPA | ASR3 | 30m Mellanox EDR IB Optical QSFP28 Cable | 1789
1410HPA | ASR5 | Lenovo 0.5m LC-LC OM3 MMF Cable | 24
1410HPA | ASR6 | Lenovo 1m LC-LC OM3 MMF Cable | 24
1410HPA | ASR7 | Lenovo 3m LC-LC OM3 MMF Cable | 24
1410HPA | ASR8 | Lenovo 5m LC-LC OM3 MMF Cable | 29
1410HPA | ASR9 | Lenovo 10m LC-LC OM3 MMF Cable | 39
1410HPA | ASRA | Lenovo 15m LC-LC OM3 MMF Cable | 45
1410HPA | ASRB | Lenovo 25m LC-LC OM3 MMF Cable | 54
1410HPA | ASRC | Lenovo 30m LC-LC OM3 MMF Cable | 64
1410HPA | ASRM | 3m Mellanox EDR IB Passive Copper QSFP28 Cable | 319
1410HPA | ASRN | 3m Mellanox EDR IB Optical QSFP28 Cable | 1359
1410HPA | ASRP | 50m Mellanox EDR IB Optical QSFP28 Cable | 2329
1410HPA | AT2R | Lenovo 1m Active DAC SFP+ Cables | 129
1410HPA | AT2S | Lenovo 3m Active DAC SFP+ Cables | 139
1410HPA | AT2T | Lenovo 5m Active DAC SFP+ Cables | 159
1410HPA | AT2U | Lenovo 10m QSFP+ MPO-MPO OM3 MMF Cable | 169
1410HPA | AT2V | Lenovo 30m QSFP+ MPO-MPO OM3 MMF Cable | 329
1410HPA | ATYX | Lenovo 1m SFP+ to SFP+ Active Optical Cable | 104
1410HPA | ATYY | Lenovo 3m SFP+ to SFP+ Active Optical Cable | 99
1410HPA | ATYZ | Lenovo 5m SFP+ to SFP+ Active Optical Cable | 114
1410HPA | ATZ0 | Lenovo 7m SFP+ to SFP+ Active Optical Cable | 129
1410HPA | ATZ1 | Lenovo 15m SFP+ to SFP+ Active Optical Cable | 169
1410HPA | ATZ2 | Lenovo 20m SFP+ to SFP+ Active Optical Cable | 169
1410HPA | ATZ3 | Lenovo 3m 40G QSFP+ to QSFP+ Active Optical Cable | 489
1410HPA | ATZ4 | Lenovo 5m 40G QSFP+ to QSFP+ Active Optical Cable | 499
1410HPA | ATZ5 | Lenovo 7m 40G QSFP+ to QSFP+ Active Optical Cable | 529
1410HPA | ATZ6 | Lenovo 15m 40G QSFP+ to QSFP+ Active Optical Cable | 589
1410HPA | ATZ7 | Lenovo 20m 40G QSFP+ to QSFP+ Active Optical Cable | 629
1410HPA | ATZ8 | Lenovo 1m QSFP+ to 4xSFP+ Active Optical Cable | 709
1410HPA | ATZ9 | Lenovo 3m QSFP+ to 4xSFP+ Active Optical Cable | 729
1410HPA | ATZA | Lenovo 5m QSFP+ to 4xSFP+ Active Optical Cable | 749
1410HPA | ATZX | 0U 21 C13/12 C19 48A 3 Phase PDU | 999
1410HPA | ATZY | 0U 36 C13/6 C19 24A 1 Phase PDU | 479
1410HPA | AU03 | 0U 20 C13/4 C19 Switched and Monitored 24A 1 Phase PDU | 3599
1410HPA | AU04 | 0U 12 C13/12 C19 Switched and Monitored 48A 3 Phase PDU | 1799
1410HPA | AU0E | 0.5m Intel OPA 100 Series Passive Copper QSFP28 Cable | 79
1410HPA | AU0F | 0.75m Intel OPA Passive Copper QSFP28 Cable | 139
1410HPA | AU0G | 1m Intel OPA 100 Series Passive Copper QSFP28 Cable | 99
1410HPA | AU0H | 1.25m Intel OPA 100 Series Passive Copper QSFP28 Cable | 159
1410HPA | AU0J | 1.5m Intel OPA 100 Series Passive Copper QSFP28 Cable | 109
1410HPA | AU0K | 2m Intel OPA 100 Series Passive Copper QSFP28 Cable | 129
1410HPA | AU0M | 5m Intel OPA 100 Series Active Optical QSFP28 Cable | 899
1410HPA | AU0P | 15m Intel OPA 100 Series Active Optical QSFP28 Cable | 949
1410HPA | AU16 | 0.5m External MiniSAS HD 8644/MiniSAS HD 8644 Cable | 79
1410HPA | AU17 | 1m External MiniSAS HD 8644/MiniSAS HD 8644 Cable | 89
1410HPA | AU18 | 2m External MiniSAS HD 8644/MiniSAS HD 8644 Cable | 99
1410HPA | AU19 | 3m External MiniSAS HD 8644/MiniSAS HD 8644 Cable | 109
1410HPA | AU8K | LeROM Validation | 0
1410HPA | AUJY | External MiniSAS HD 8644/MiniSAS HD 8644 6M Cable | 249
1410HPA | AV1F | Lenovo 3m 25G SFP28 Active Optical Cable | 489
1410HPA | AV1G | Lenovo 5m 25G SFP28 Active Optical Cable | 489
1410HPA | AV1H | Lenovo 10m 25G SFP28 Active Optical Cable | 499
1410HPA | AV1J | Lenovo 15m 25G SFP28 Active Optical Cable | 497
1410HPA | AV1K | Lenovo 20m 25G SFP28 Active Optical Cable | 519
1410HPA | AV1L | Lenovo 3m 100G QSFP28 Active Optical Cable | 1059
1410HPA | AV1M | Lenovo 5m 100G QSFP28 Active Optical Cable | 1069
1410HPA | AV1N | Lenovo 10m 100G QSFP28 Active Optical Cable | 1099
1410HPA | AV1P | Lenovo 15m 100G QSFP28 Active Optical Cable | 1079
1410HPA | AV1Q | Lenovo 20m 100G QSFP28 Active Optical Cable | 1179
1410HPA | AV1R | Lenovo 3m 100G to 4x25G Breakout Active Optical Cable | 1949
1410HPA | AV1S | Lenovo 5m 100G to 4x25G Breakout Active Optical Cable | 1975
1410HPA | AV1T | Lenovo 10m 100G to 4x25G Breakout Active Optical Cable | 2035
1410HPA | AV1U | Lenovo 15m 100G to 4x25G Breakout Active Optical Cable | 2095
1410HPA | AV1V | Lenovo 20m 100G to 4x25G Breakout Active Optical Cable | 2149
1410HPA | AV1W | Lenovo 1m Passive 25G SFP28 DAC Cable | 69
1410HPA | AV1X | Lenovo 3m Passive 25G SFP28 DAC Cable | 79
1410HPA | AV1Y | Lenovo 5m Passive 25G SFP28 DAC Cable | 159
1410HPA | AV1Z | Lenovo 1m Passive 100G QSFP28 DAC Cable | 99
1410HPA | AV20 | Lenovo 3m Passive 100G QSFP28 DAC Cable | 159
1410HPA | AV21 | Lenovo 5m Passive 100G QSFP28 DAC Cable | 299
1410HPA | AV22 | Lenovo 1m 100G QSFP28 to 4x25G SFP28 Breakout DAC Cable | 179
1410HPA | AV23 | Lenovo 3m 100G QSFP28 to 4x25G SFP28 Breakout DAC Cable | 299
1410HPA | AV24 | Lenovo 5m 100G QSFP28 to 4x25G SFP28 Breakout DAC Cable | 459
1410HPA | AV25 | Lenovo 5m MPO-MPO OM4 MMF Cable | 114
1410HPA | AV26 | Lenovo 7m MPO-MPO OM4 MMF Cable | 135
1410HPA | AV27 | Lenovo 10m MPO-MPO OM4 MMF Cable | 159
1410HPA | AV28 | Lenovo 15m MPO-MPO OM4 MMF Cable | 205
1410HPA | AV29 | Lenovo 20m MPO-MPO OM4 MMF Cable | 259
1410HPA | AV2A | Lenovo 30m MPO-MPO OM4 MMF Cable | 349
1410HPA | AV2B | Lenovo 1m MPO to 4x LC Breakout OM4 MMF Cable | 149
1410HPA | AV2C | Lenovo 3m MPO to 4x LC Breakout OM4 MMF Cable | 179
1410HPA | AV2D | Lenovo 5m MPO to 4x LC Breakout OM4 MMF Cable | 239
1410HPA | AVFQ | 0.75m Green Cat5e Cable | 15
1410HPA | AVFR | 1.0m Green Cat5e Cable | 19
1410HPA | AVFS | 1.25m Green Cat5e Cable | 19
1410HPA | AVFT | 0.75m Blue Cat5e Cable | 15
1410HPA | AVFU | 1.0m Blue Cat5e Cable | 19
1410HPA | AVFV | 1.25m Blue Cat5e Cable | 19
1410HPA | AVFW | 0.75m Green Cat6 Cable | 19
1410HPA | AVFX | 1.0m Green Cat6 Cable | 19
1410HPA | AVFY | 1.25m Green Cat6 Cable | 19
1410HPA | AVFZ | 1.5m Green Cat6 Cable | 19
1410HPA | AVG0 | 3m Green Cat6 Cable | 25
1410HPA | B1EQ | Network Verification | 600
1410HPA | B22J | 5m Intel OPA 100 Series Active Optical QSFP28 Low Power Cable | 809
1410HPA | B22K | 10m Intel OPA 100 Series Active Optical QSFP28 Low Power Cable | 829
1410HPA | B22L | 15m Intel OPA 100 Series Active Optical QSFP28 Low Power Cable | 839
1410HPA | B22M | 20m Intel OPA 100 Series Active Optical QSFP28 Low Power Cable | 849
1410HPA | B2P9 | Lenovo 0.5m LC-LC OM4 MMF Cable | 34
1410HPA | B2PA | Lenovo 1m LC-LC OM4 MMF Cable | 29
1410HPA | B2PB | Lenovo 3m LC-LC OM4 MMF Cable | 34
1410HPA | B2PC | Lenovo 5m LC-LC OM4 MMF Cable | 44
1410HPA | B2PD | Lenovo 10m LC-LC OM4 MMF Cable | 69
1410HPA | B2PE | Lenovo 15m LC-LC OM4 MMF Cable | 79
1410HPA | B2PF | Lenovo 25m LC-LC OM4 MMF Cable | 114
1410HPA | B2PG | Lenovo 30m LC-LC OM4 MMF Cable | 129
1410HPA | B2UZ | Lenovo 1m 100G QSFP28 Active Optical Cable | 949
1410HPA | B30W | Custom MFG SVCS Fee - Medium Increment | 30
1410HPA | B30X | Custom MFG SVCS Fee - Large Increment | 300
1410HPA | B4L0 | 1.0m, 16A/100-250V, C19 to IEC 320-C20 Rack Power Cable | 19
1410HPA | B4L1 | 1.5m, 16A/100-250V, C19 to IEC 320-C20 Rack Power Cable | 19
1410HPA | B4L2 | 2.0m, 16A/100-250V, C19 to IEC 320-C20 Rack Power Cable | 19
1410HPA | B4L3 | 4.3m, 16A/100-250V, C19 to IEC 320-C20 Rack Power Cable | 19
1410HPA | B4QQ | 0.5m Mellanox HDR IB Passive Copper QSFP56 Cable | 299
1410HPA | B4QR | 1m Mellanox HDR IB Passive Copper QSFP56 Cable | 399
1410HPA | B4QS | 1.5m Mellanox HDR IB Passive Copper QSFP56 Cable | 449
1410HPA | B4QT | 2m Mellanox HDR IB Passive Copper QSFP56 Cable | 499
1410HPA | B4QW | 3m Mellanox HDR IB Active Optical QSFP56 Cable | 2099
1410HPA | B4QX | 5m Mellanox HDR IB Active Optical QSFP56 Cable | 2149
1410HPA | B4QY | 10m Mellanox HDR IB Active Optical QSFP56 Cable | 2199
1410HPA | B4QZ | 15m Mellanox HDR IB Active Optical QSFP56 Cable | 2249
1410HPA | B4R0 | 20m Mellanox HDR IB Active Optical QSFP56 Cable | 2299
1410HPA | B4R1 | 1m Mellanox HDR IB to 2x HDR100 Splitter Passive Copper QSFP56 Cable | 399
1410HPA | B4R2 | 1.5m Mellanox HDR IB to 2x HDR100 Splitter Passive Copper QSFP56 Cable | 449
1410HPA | B4R4 | 3m Mellanox HDR IB to 2x HDR100 Splitter Optical QSFP56 Cable | 2799
1410HPA | B4R5 | 5m Mellanox HDR IB to 2x HDR100 Splitter Optical QSFP56 Cable | 2899
1410HPA | B4R6 | 10m Mellanox HDR IB to 2x HDR100 Splitter Optical QSFP56 Cable | 2999
1410HPA | B4R7 | 15m Mellanox HDR IB to 2x HDR100 Splitter Optical QSFP56 Cable | 3199
1410HPA | B4R8 | 20m Mellanox HDR IB to 2x HDR100 Splitter Optical QSFP56 Cable | 3299
1410HPA | B5LL | Rack PreMerge | 0
1410HPA | B68K | 30m Mellanox HDR IB to 2x HDR100 Splitter Optical QSFP56 Cable | 3499
1410HPA | B68L | 2m Mellanox HDR IB to 2x HDR100 Splitter Passive Copper QSFP56 Cable | 499
1410HPA | B68M | 100m Mellanox HDR IB Optical QSFP56 Cable | 5099
1410HPA | B68N | 50m Mellanox HDR IB Optical QSFP56 Cable | 3699
1410HPA | B68P | 30m Mellanox HDR IB Optical QSFP56 Cable | 2399
1410HPA | B953 | ThinkSystem USB 3.0 Console Breakout Cable for Dense Systems | 69
1410HPA | BEUX | ThinkSystem External Diagnostics Handset | 139
1410HPA | BK9X | VLH - Vertiv Geist DS30203 - 1U 12 C19/C13 switched and monitored 32A, 230/400V 3P WYE PDU | 2899
1410HPB | 747 | UID Asset Tag Label | 20
1410HPB | 2304 | Integration Prep | 400
1410HPB | 2305 | Integration 1U Component | 59
1410HPB | 2306 | Integration >1U Component | 125
1410HPB | 2310 | Solution Specific Test | 1999
1410HPB | 2321 | Custom MFG SVCS Fee - Small Increment | 3
1410HPB | 2322 | One-Day Cluster Enablement Team Consult | 2855
1410HPB | 3269 | SFP SX Transceiver | 149
1410HPB | 3701 | 5m LC-LC Fiber Cable (networking) | 129
1410HPB | 3702 | 25m LC-LC Fiber Cable (networking) | 189
1410HPB | 3704 | 5m LC-LC Fiber Cable | 129
1410HPB | 3705 | 25m LC-LC Fiber Cable | 189
1410HPB | 3791 | 0.6m Yellow Cat5e Cable | 24
1410HPB | 3792 | 1.5m Yellow Cat5e Cable | 24
1410HPB | 3793 | 3m Yellow Cat5e Cable | 25
1410HPB | 3794 | 10m Yellow Cat5e Cable | 34
1410HPB | 3795 | 25m Yellow Cat5e Cable | 69
1410HPB | 3796 | 0.6m Green Cat5e Cable | 16
1410HPB | 3797 | 1.5m Green Cat5e Cable | 17
1410HPB | 3798 | 3m Green Cat5e Cable | 19
1410HPB | 3799 | 10m Green Cat5e Cable | 29
1410HPB | 3800 | 25m Green Cat5e Cable | 69
1410HPB | 3801 | 0.6m Blue Cat5e Cable | 24
1410HPB | 3802 | 1.5m Blue Cat5e Cable | 14
1410HPB | 3803 | 3m Blue Cat5e Cable | 25
1410HPB | 3804 | 10m Blue Cat5e Cable | 34
1410HPB | 3805 | 25m Blue Cat5e Cable | 69
1410HPB | 4271 | 1U black plastic filler panel | 11
1410HPB | 4273 | 3U black plastic filler panel | 15
1410HPB | 4275 | 5U black plastic filler panel | 55
1410HPB | 5053 | SFP+ SR Transceiver | 699
1410HPB | 5341 | Virtual Media Conversion Option Gen2 (VCO2) | 129
1410HPB | 5893 | iDataPlex Cable Management Kit for Standard Racks | 375
1410HPB | 5895 | 1U 12 C13 Switched and Monitored 60A 3 Phase PDU | 1499
1410HPB | 5900 | DPI 100-127V NEMA PDU | 145
1410HPB | 5908 | C13 PDU & 1p, 30A/208V, NEMA L6-30P(US)LC | 1269
1410HPB | 5909 | C13 PDU & 1p, 60A/208V, IEC 309 2P+G(US)LC | 1419
1410HPB | 5950 | DPI Universal 7 C13 PDU | 179
1410HPB | 5954 | DPI Universal Rack PDU (Europe) | 195
1410HPB | 5955 | DPI Universal Rack PDU (Denmark/Switzerland) | 195
1410HPB | 5957 | DPI Universal Rack PDU (Italy) | 195
1410HPB | 5959 | DPI Universal Rack PDU (UK) | 195
1410HPB | 5960 | DPI Universal Rack PDU (Australia/New Zealand) | 359
1410HPB | 5961 | DPI Universal Rack PDU (China) | 359
1410HPB | 6012 | DPI Single-phase 30A/208V C13 Enterprise PDU (US) | 669
1410HPB | 6013 | DPI Single-phase 60A/208V C13 Enterprise PDU (US) | 899
1410HPB | 6032 | DPI Single-phase 30A/208V C13 Enterprise PDU Plus (US) | 1269
1410HPB | 6033 | DPI Single-phase 60A/208V C13 Enterprise PDU Plus (US) | 1419
1410HPB | 6061 | DPI Three-phase 60A/208V C19 Enterprise PDU (US) | 599
1410HPB | 6062 | DPI Single-phase 30A/208V C19 Enterprise PDU (US) | 1999
1410HPB | 6063 | DPI Single-phase 60A/208V C19 Enterprise PDU (US) | 899
1410HPB | 6124 | SOFS Solution Code MFG Instruction | 0
1410HPB | 6125 | SAP-BWA Solution Code MFG Instruction | 0
1410HPB | 6126 | InfoSphere-BWA Solution Code MFG Instruction | 0
1410HPB | 6127 | GMAS Solution Code MFG Instruction | 0
1410HPB | 6128 | IBW-SSD Solution Code MFG Instruction | 0
1410HPB | 6129 | Cloudburst Solution Code MFG Instruction | 0
1410HPB | 6130 | SoNAS Solution Code MFG Instruction | 0
1410HPB | 6201 | 1.5m, 10A/100-250V, C13 to IEC 320-C14 Rack Power Cable | 19
1410HPB | 6204 | 2.8m, 10A/100-250V, C13 to IEC 320-C20 Rack Power Cable | 19
1410HPB | 6252 | 2.5m, 16A/100-250V, C19 to IEC 320-C20 Rack Power Cable | 19
1410HPB | 6263 | 4.3m, 10A/100-250V, C13 to IEC 320-C14 Rack Power Cable | 19
1410HPB | 6274 | 4.3m, 18A/125V, C19 to NEMA L5-20P (US) Line Cord | 49
1410HPB | 6275 | 4.3m, 16A/208V, C19 to NEMA L6-20P (US) Line Cord | 49
1410HPB | 6292 | 2m, 16A/100-250V, C19 to IEC 320-C20 Rack Power Cable | 19
1410HPB | 6311 | 2.8m, 10A/100-250V, C13 to IEC 320-C14 Rack Power Cable | 9
1410HPB | 6316 | Rack power cable - 2.0m, 125-250V, C13 to IEC 320-C14 (WW) | 9
1410HPB | 6393 | 2.5m, 30A/120V, NEMA L5-30P (US) Line Cord | 359
1410HPB | 6394 | 2.5m, 30A/208V, NEMA L6-30P (US) Line Cord | 359
1410HPB | 6395 | 2.5m, 60A/208V, IEC 309 2P+G (US) Line Cord | 549
1410HPB | 6396 | 2.5m, 32A/230V, IEC 309 P+N+G (non-US) Line Cord | 309
1410HPB | 6397 | 2.5m, 63A/230V, IEC 309 P+N+G (non-US) Line Cord | 449
1410HPB | 6400 | 2.8m, 13A/100-250V, C13 to C14 Jumper Cord | 9
1410HPB | 6414 | XFP-to-CX4 Transceiver (15m) | 1139
1410HPB | 6500 | 4.3m, 30A/208V, EPDU to NEMA L6-30P (US) Line Cord | 169
1410HPB | 6501 | 4.3m, 60A/208V, EPDU to IEC 309 2P+G (US) Line Cord | 319
1410HPB | 6502 | 4.3m, 32A/230V, EPDU to IEC 309 P+N+G (non-US) Line Cord | 169
1410HPB | 6503 | 4.3m, 63A/230V, EPDU to IEC 309 P+N+G (non-US) Line Cord | 390
1410HPB | 6504 | 4.3m, 32A/380-415V, EPDU/IEC 309 3P+N+G 3ph wye (non-US) Line Cord | 319
1410HPB | 6505 | 4.3m, 32A/230V, Souriau UTG Female to AS/NZ 3112 (Aus/NZ) Line Cord | 169
1410HPB | 6506 | 4.3m, 32A/250V, Souriau UTG Female to KSC 8305 (S. Korea) Line Cord | 169
1410HPB | 6527 | AC Jumper Cord C19 Right Angle/C20 | 99
1410HPB | 6568 | 1.8m, 10A/100-250V, 2xC13PM to IEC 320-C14 Rack Power Cable | 19
1410HPB | 6569 | 1.8m, 10A/100-250V, C13PM to IEC 320-C14 Rack Power Cable | 15
1410HPB | 6570 | 2.0m, 13A/100-250V, C13 to C14 Jumper Cord | 19
1410HPB | 6583 | 4.3m, 13A/100-250V, C13 to C14 Rack Power Cable | 19
1410HPB | 7831 | Customer Solution Center Services | 0
1410HPB | 8034 | LeSI Solution Component | 0
1410HPB | 8067 | TAA Compliant Order | 0
1410HPB | 8086 | No Publications Selected | 0
1410HPB | 8970 | Ship empty | 0
1410HPB | 8971 | Integrate in manufacturing | 0
1410HPB | 8972 | Ship Uninstalled (Safety) | 0
1410HPB | 9122 | 0-bay arrangement (don't use side-wall compartments) | 0
1410HPB | 9123 | 2-bay arrangement | 0
1410HPB | 9128 | dual source distribution | 0
1410HPB | 9129 | use 100V (low voltage) | 0
1410HPB | 9134 | use 200V (high voltage) | 0
1410HPB | A0R5 | 5m QSFP -to- 4-SFP+ Copper cable | 175
1410HPB | A0R6 | 1m QSFP -to- 4-SFP+ Copper cable | 115
1410HPB | A0R7 | 3m QSFP -to- 4-SFP+ Copper cable | 135
1410HPB | A0ZZ | InfoSphere-BWA R2 Solution Code Mfg Instruction | 0
1410HPB | A11S | DPI 30amp Front End PDU w/ Nema L5-30P | 359
1410HPB | A11T | DPI 30amp Front End PDU w/ Nema L6-30P | 359
1410HPB | A11U | DPI 60amp Front End PDU w/ IEC 309 2P + N + G | 549
1410HPB | A11V | DPI 32amp/250V Front End PDU w/ IEC 309 P+N+G connector | 685
1410HPB | A11W | DPI 63amp/250V Front End PDU w/ IEC 309 P + N connector | 685
1410HPB | A11X | DPI Single-phase 32A/230V Front-end PDU (Aus/NZ) | 359
1410HPB | A11Y | DPI Single-phase 30A/220V Front-end PDU (S Korea) | 359
1410HPB | A193 | Integrated Solutions | 0
1410HPB | A1BG | DS Storage Rack Shipping Bracket | 145
1410HPB | A1DL | 1m QSFP+ DAC Break Out Cable | 319
1410HPB | A1DM | 3m QSFP+ DAC Break Out Cable | 419
1410HPB | A1DN | 5m QSFP+ DAC Break Out Cable | 529
1410HPB | A1DP | 1m QSFP to QSFP+ Cable | 269
1410HPB | A1DQ | 3m QSFP+ to QSFP+ Cable | 329
1410HPB | A1MS | 10m Cat6 Yellow Cable | 49
1410HPB | A1MT | 10m Green Cat6 Cable | 49
1410HPB | A1MU | 10m Cat6 Blue Cable | 49
1410HPB | A1MV | 25m Cat6 Yellow Cable | 105
1410HPB | A1MW | 25m Green Cat6 Cable | 105
1410HPB | A1MX | 25m Cat6 Blue Cable | 105
1410HPB | A1NN | High Performance Analytics Appliance | 0
1410HPB | A1PH | 1m Passive DAC SFP+ Cable | 69
1410HPB | A1PJ | 3m Passive DAC SFP+ Cable | 89
1410HPB | A1PK | 5m Passive DAC SFP+ Cable | 159
1410HPB | A1V3 | AC Inlet 12A Cable, Jumper Cord | 10
1410HPB | A1V4 | AC Inlet Y 12A Cable | 15
1410HPB | A2EE | BCFC for SCEntry Solution | 0
1410HPB | A2EV | RFID Tag, AG/AP: 902-928MHz | 20
1410HPB | A2HM | BladeCenter Foundation for Cloud | 0
1410HPB | A2M8 | Scalable Infrastructure 42U 1100mm Enterprise V2 Dynamic Rack | 4999
1410HPB | A2VZ | Smart Analytics 5700 | 0
1410HPB | A2X8 | 5m QSFP+ to QSFP+ Cable | 379
1410HPB | A2X9 | 7m QSFP+ to QSFP+ Cable | 429
1410HPB | A39S | System x Integrated Offering for Cloud | 0
1410HPB | A3BA | Integrated Platform HPC Solution | 0
1410HPB | A3BB | GNRx Solution | 0
1410HPB | A3BC | Netezza Network Analytics Accelerator (NAA) | 0
1410HPB | A3BD | BigInsights Integrated Cluster | 0
1410HPB | A3RG | 0.5m Passive DAC SFP+ Cable | 79
1410HPB | A3RH | 7m Passive DAC SFP+ Cable | 179
1410HPB | A3SS | 1.2m, 10A/100-250V, 2 Short C13s to Short C14 Rack Power Cable | 49
1410HPB | A3ST | 2.5m, 10A/100-250V, 2 Long C13s to Short C14 Rack Power Cable | 65
1410HPB | A3SU | 2.8m, 10A/100-250V, 2 Short C13s to Long C14 Rack Power Cable | 99
1410HPB | A3SV | 4.1m, 10A/100-250V, 2 Long C13s to Long C14 Rack Power Cable | 79
1410HPB | A3SW | 1.2m, 16A/100-250V, 2 Short C13s to Short C20 Rack Power Cable | 55
1410HPB | A3SX | 2.5m, 16A/100-250V, 2 Long C13s to Short C20 Rack Power Cable | 75
1410HPB | A3SY | 2.8m, 16A/100-250V, 2 Short C13s to Long C20 Rack Power Cable | 79
1410HPB | A3SZ | 4.1m, 16A/100-250V, 2 Long C13s to Long C20 Rack Power Cable | 85
1410HPB | A4AK | KVM Dongle cable | 39
1410HPB | A4P1 | xIOC High Density Solution | 0
1410HPB | A4P2 | xIOC Flex Solution | 0
1410HPB | A4P3 | Application Ready Solutions | 0
1410HPB | A4WU | 1U Rack Pass Thru Bracket | 475
1410HPB | A4WV | Railhawks Rack Cable Management Bracket Kit | 855
1410HPB | A4WW | Cable Installation Tool for Racks | 149
1410HPB | A4WY | Cable Management Bracket for 3rd Party Rack | 419
1410HPB | A51N | 1.5m Passive DAC SFP+ Cable | 89
1410HPB | A51P | 2m Passive DAC SFP+ Cable | 89
1410HPB | A5UA | Lenovo 1m MPO-4xLC OM3 MMF Breakout Cable | 279
1410HPB | A5UB | Lenovo 3m MPO-4xLC OM3 MMF Breakout Cable | 329
1410HPB | A5UC | Lenovo 5m MPO-4xLC OM3 MMF Breakout Cable | 379
1410HPB | ARZA | 0.5m Mellanox QSFP Passive DAC Cable | 139
1410HPB | ARZB | 0.75m Mellanox QSFP Passive DAC Cable | 149
1410HPB | ARZC | 1m Mellanox QSFP Passive DAC Cable | 159
1410HPB | ARZD | 1.25m Mellanox QSFP Passive DAC Cable | 169
1410HPB | ARZE | 1.5m Mellanox QSFP Passive DAC Cable | 169
1410HPB | ARZF | 3m Mellanox QSFP Passive DAC Cable | 189
1410HPB | AS9Y | Intelligent Cluster 42U 1100mm Enterprise V2 Dynamic Rack RDHX Ready | 4999
1410HPB | ASQT | 0.5m Mellanox EDR IB Passive Copper QSFP28 Cable | 229
1410HPB | ASQU | 0.75m Mellanox EDR IB Passive Copper QSFP28 Cable | 249
1410HPB | ASQV | 1m Mellanox EDR IB Passive Copper QSFP28 Cable | 249
1410HPB | ASQW | 1.25m Mellanox EDR IB Passive Copper QSFP28 Cable | 289
1410HPB | ASQX | 1.5m Mellanox EDR IB Passive Copper QSFP28 Cable | 289
1410HPB | ASQY | 2m Mellanox EDR IB Passive Copper QSFP28 Cable | 289
1410HPB | ASQZ | 5m Mellanox EDR IB Optical QSFP28 Cable | 1359
1410HPB | ASR0 | 10m Mellanox EDR IB Optical QSFP28 Cable | 1419
1410HPB | ASR1 | 15m Mellanox EDR IB Optical QSFP28 Cable | 1509
1410HPB | ASR2 | 20m Mellanox EDR IB Optical QSFP28 Cable | 1569
1410HPB | ASR3 | 30m Mellanox EDR IB Optical QSFP28 Cable | 1789
1410HPB | ASR5 | Lenovo 0.5m LC-LC OM3 MMF Cable | 24
1410HPB | ASR6 | Lenovo 1m LC-LC OM3 MMF Cable | 24
1410HPB | ASR7 | Lenovo 3m LC-LC OM3 MMF Cable | 24
1410HPB | ASR8 | Lenovo 5m LC-LC OM3 MMF Cable | 29
1410HPB | ASR9 | Lenovo 10m LC-LC OM3 MMF Cable | 39
1410HPB | ASRA | Lenovo 15m LC-LC OM3 MMF Cable | 45
1410HPB | ASRB | Lenovo 25m LC-LC OM3 MMF Cable | 54
1410HPB | ASRC | Lenovo 30m LC-LC OM3 MMF Cable | 64
1410HPB | ASRM | 3m Mellanox EDR IB Passive Copper QSFP28 Cable | 319
1410HPB | ASRN | 3m Mellanox EDR IB Optical QSFP28 Cable | 1359
1410HPB | ASRP | 50m Mellanox EDR IB Optical QSFP28 Cable | 2329
1410HPB | AT2R | Lenovo 1m Active DAC SFP+ Cables | 129
1410HPB | AT2S | Lenovo 3m Active DAC SFP+ Cables | 139
1410HPB | AT2T | Lenovo 5m Active DAC SFP+ Cables | 159
1410HPB | AT2U | Lenovo 10m QSFP+ MPO-MPO OM3 MMF Cable | 169
1410HPB | AT2V | Lenovo 30m QSFP+ MPO-MPO OM3 MMF Cable | 329
1410HPB | ATYX | Lenovo 1m SFP+ to SFP+ Active Optical Cable | 104
1410HPB | ATYY | Lenovo 3m SFP+ to SFP+ Active Optical Cable | 99
1410HPB | ATYZ | Lenovo 5m SFP+ to SFP+ Active Optical Cable | 114
1410HPB | ATZ0 | Lenovo 7m SFP+ to SFP+ Active Optical Cable | 129
1410HPB | ATZ1 | Lenovo 15m SFP+ to SFP+ Active Optical Cable | 169
1410HPB | ATZ2 | Lenovo 20m SFP+ to SFP+ Active Optical Cable | 169
1410HPB | ATZ3 | Lenovo 3m 40G QSFP+ to QSFP+ Active Optical Cable | 489
1410HPB | ATZ4 | Lenovo 5m 40G QSFP+ to QSFP+ Active Optical Cable | 499
1410HPB | ATZ5 | Lenovo 7m 40G QSFP+ to QSFP+ Active Optical Cable | 529
1410HPB | ATZ6 | Lenovo 15m 40G QSFP+ to QSFP+ Active Optical Cable | 589
1410HPB | ATZ7 | Lenovo 20m 40G QSFP+ to QSFP+ Active Optical Cable | 629
1410HPB | ATZ8 | Lenovo 1m QSFP+ to 4xSFP+ Active Optical Cable | 709
1410HPB | ATZ9 | Lenovo 3m QSFP+ to 4xSFP+ Active Optical Cable | 729
1410HPB | ATZA | Lenovo 5m QSFP+ to 4xSFP+ Active Optical Cable | 749
1410HPB | ATZX | 0U 21 C13/12 C19 48A 3 Phase PDU | 999
1410HPB | ATZY | 0U 36 C13/6 C19 24A 1 Phase PDU | 479
1410HPB | AU03 | 0U 20 C13/4 C19 Switched and Monitored 24A 1 Phase PDU | 3599
1410HPB | AU04 | 0U 12 C13/12 C19 Switched and Monitored 48A 3 Phase PDU | 1799
1410HPB | AU0E | 0.5m Intel OPA 100 Series Passive Copper QSFP28 Cable | 79
1410HPB | AU0F | 0.75m Intel OPA Passive Copper QSFP28 Cable | 139
1410HPB | AU0G | 1m Intel OPA 100 Series Passive Copper QSFP28 Cable | 99
1410HPB | AU0H | 1.25m Intel OPA 100 Series Passive Copper QSFP28 Cable | 159
1410HPB | AU0J | 1.5m Intel OPA 100 Series Passive Copper QSFP28 Cable | 109
1410HPB | AU0K | 2m Intel OPA 100 Series Passive Copper QSFP28 Cable | 129
1410HPB | AU0M | 5m Intel OPA 100 Series Active Optical QSFP28 Cable | 899
1410HPB | AU0P | 15m Intel OPA 100 Series Active Optical QSFP28 Cable | 949
1410HPB | AU16 | 0.5m External MiniSAS HD 8644/MiniSAS HD 8644 Cable | 79
1410HPB | AU17 | 1m External MiniSAS HD 8644/MiniSAS HD 8644 Cable | 89
1410HPB | AU18 | 2m External MiniSAS HD 8644/MiniSAS HD 8644 Cable | 99
1410HPB | AU19 | 3m External MiniSAS HD 8644/MiniSAS HD 8644 Cable | 109
1410HPB | AU8K | LeROM Validation | 0
1410HPB | AUEE | Railhawk Rack Door Extension Kit | 999
1410HPB | AUJY | External MiniSAS HD 8644/MiniSAS HD 8644 6M Cable | 249
1410HPB | AV1F | Lenovo 3m 25G SFP28 Active Optical Cable | 489
1410HPB | AV1G | Lenovo 5m 25G SFP28 Active Optical Cable | 489
1410HPB | AV1H | Lenovo 10m 25G SFP28 Active Optical Cable | 499
1410HPB | AV1J | Lenovo 15m 25G SFP28 Active Optical Cable | 497
1410HPB | AV1K | Lenovo 20m 25G SFP28 Active Optical Cable | 519
1410HPB | AV1L | Lenovo 3m 100G QSFP28 Active Optical Cable | 1059
1410HPB | AV1M | Lenovo 5m 100G QSFP28 Active Optical Cable | 1069
1410HPB | AV1N | Lenovo 10m 100G QSFP28 Active Optical Cable | 1099
1410HPB | AV1P | Lenovo 15m 100G QSFP28 Active Optical Cable | 1079
1410HPB | AV1Q | Lenovo 20m 100G QSFP28 Active Optical Cable | 1179
1410HPB | AV1R | Lenovo 3m 100G to 4x25G Breakout Active Optical Cable | 1949
1410HPB | AV1S | Lenovo 5m 100G to 4x25G Breakout Active Optical Cable | 1975
1410HPB | AV1T | Lenovo 10m 100G to 4x25G Breakout Active Optical Cable | 2035
1410HPB | AV1U | Lenovo 15m 100G to 4x25G Breakout Active Optical Cable | 2095
1410HPB | AV1V | Lenovo 20m 100G to 4x25G Breakout Active Optical Cable | 2149
1410HPB | AV1W | Lenovo 1m Passive 25G SFP28 DAC Cable | 69
1410HPB | AV1X | Lenovo 3m Passive 25G SFP28 DAC Cable | 79
1410HPB | AV1Y | Lenovo 5m Passive 25G SFP28 DAC Cable | 159
1410HPB | AV1Z | Lenovo 1m Passive 100G QSFP28 DAC Cable | 99
1410HPB | AV20 | Lenovo 3m Passive 100G QSFP28 DAC Cable | 159
1410HPB | AV21 | Lenovo 5m Passive 100G QSFP28 DAC Cable | 299
1410HPB | AV22 | Lenovo 1m 100G QSFP28 to 4x25G SFP28 Breakout DAC Cable | 179
1410HPB | AV23 | Lenovo 3m 100G QSFP28 to 4x25G SFP28 Breakout DAC Cable | 299
1410HPB | AV24 | Lenovo 5m 100G QSFP28 to 4x25G SFP28 Breakout DAC Cable | 459
1410HPB | AV25 | Lenovo 5m MPO-MPO OM4 MMF Cable | 114
1410HPB | AV26 | Lenovo 7m MPO-MPO OM4 MMF Cable | 135
1410HPB | AV27 | Lenovo 10m MPO-MPO OM4 MMF Cable | 159
1410HPB | AV28 | Lenovo 15m MPO-MPO OM4 MMF Cable | 205
1410HPB | AV29 | Lenovo 20m MPO-MPO OM4 MMF Cable | 259
1410HPB | AV2A | Lenovo 30m MPO-MPO OM4 MMF Cable | 349
1410HPB | AV2B | Lenovo 1m MPO to 4x LC Breakout OM4 MMF Cable | 149
1410HPB | AV2C | Lenovo 3m MPO to 4x LC Breakout OM4 MMF Cable | 179
1410HPB | AV2D | Lenovo 5m MPO to 4x LC Breakout OM4 MMF Cable | 239
1410HPB | AVFQ | 0.75m Green Cat5e Cable | 15
1410HPB | AVFR | 1.0m Green Cat5e Cable | 19
1410HPB | AVFS | 1.25m Green Cat5e Cable | 19
1410HPB | AVFT | 0.75m Blue Cat5e Cable | 15
1410HPB | AVFU | 1.0m Blue Cat5e Cable | 19
1410HPB | AVFV | 1.25m Blue Cat5e Cable | 19
1410HPB | AVFW | 0.75m Green Cat6 Cable | 19
1410HPB | AVFX | 1.0m Green Cat6 Cable | 19
1410HPB | AVFY | 1.25m Green Cat6 Cable | 19
1410HPB | AVFZ | 1.5m Green Cat6 Cable | 19
1410HPB | AVG0 | 3m Green Cat6 Cable | 25
1410HPB | AVW7 | DSSG Solution | 0
1410HPB | B165 | X Braces for Railhawk Rack | 469
1410HPB | B166 | 38mm Small Leveling Feet for Railhawk Rack | 49
1410HPB | B1EQ | Network Verification | 600
1410HPB | B22J | 5m Intel OPA 100 Series Active Optical QSFP28 Low Power Cable | 809
1410HPB | B22K | 10m Intel OPA 100 Series Active Optical QSFP28 Low Power Cable | 829
1410HPB | B22L | 15m Intel OPA 100 Series Active Optical QSFP28 Low Power Cable | 839
1410HPB | B22M | 20m Intel OPA 100 Series Active Optical QSFP28 Low Power Cable | 849
1410HPB | B2P9 | Lenovo 0.5m LC-LC OM4 MMF Cable | 34
1410HPB | B2PA | Lenovo 1m LC-LC OM4 MMF Cable | 29
1410HPB | B2PB | Lenovo 3m LC-LC OM4 MMF Cable | 34
1410HPB | B2PC | Lenovo 5m LC-LC OM4 MMF Cable | 44
1410HPB | B2PD | Lenovo 10m LC-LC OM4 MMF Cable | 69
1410HPB | B2PE | Lenovo 15m LC-LC OM4 MMF Cable | 79
1410HPB | B2PF | Lenovo 25m LC-LC OM4 MMF Cable | 114
1410HPB | B2PG | Lenovo 30m LC-LC OM4 MMF Cable | 129
1410HPB | B2UZ | Lenovo 1m 100G QSFP28 Active Optical Cable | 949
1410HPB | B2YL | DWC Rack Build | 0
1410HPB | B30W | Custom MFG SVCS Fee - Medium Increment | 30
1410HPB | B30X | Custom MFG SVCS Fee - Large Increment | 300
1410HPB | B348 | 1U Black Plastic Filler Panel for Extension | 11
1410HPB | B349 | 3U Black Plastic Filler Panel for Extension | 15
1410HPB | B34A | 5U Black Plastic Filler Panel for Extension | 55
1410HPB | B4L0 | 1.0m, 16A/100-250V, C19 to IEC 320-C20 Rack Power Cable | 19
1410HPB | B4L1 | 1.5m, 16A/100-250V, C19 to IEC 320-C20 Rack Power Cable | 19
1410HPB | B4L2 | 2.0m, 16A/100-250V, C19 to IEC 320-C20 Rack Power Cable | 19
1410HPB | B4L3 | 4.3m, 16A/100-250V, C19 to IEC 320-C20 Rack Power Cable | 19
1410HPB | B4QQ | 0.5m Mellanox HDR IB Passive Copper QSFP56 Cable | 299
1410HPB | B4QR | 1m Mellanox HDR IB Passive Copper QSFP56 Cable | 399
1410HPB | B4QS | 1.5m Mellanox HDR IB Passive Copper QSFP56 Cable | 449
1410HPB | B4QT | 2m Mellanox HDR IB Passive Copper QSFP56 Cable | 499
1410HPB | B4QW | 3m Mellanox HDR IB Active Optical QSFP56 Cable | 2099
1410HPB | B4QX | 5m Mellanox HDR IB Active Optical QSFP56 Cable | 2149
1410HPB | B4QY | 10m Mellanox HDR IB Active Optical QSFP56 Cable | 2199
1410HPB | B4QZ | 15m Mellanox HDR IB Active Optical QSFP56 Cable | 2249
1410HPB | B4R0 | 20m Mellanox HDR IB Active Optical QSFP56 Cable | 2299
1410HPB | B4R1 | 1m Mellanox HDR IB to 2x HDR100 Splitter Passive Copper QSFP56 Cable | 399
1410HPB | B4R2 | 1.5m Mellanox HDR IB to 2x HDR100 Splitter Passive Copper QSFP56 Cable | 449
1410HPB | B4R4 | 3m Mellanox HDR IB to 2x HDR100 Splitter Optical QSFP56 Cable | 2799
1410HPB | B4R5 | 5m Mellanox HDR IB to 2x HDR100 Splitter Optical QSFP56 Cable | 2899
1410HPB | B4R6 | 10m Mellanox HDR IB to 2x HDR100 Splitter Optical QSFP56 Cable | 2999
1410HPB | B4R7 | 15m Mellanox HDR IB to 2x HDR100 Splitter Optical QSFP56 Cable | 3199
1410HPB | B4R8 | 20m Mellanox HDR IB to 2x HDR100 Splitter Optical QSFP56 Cable | 3299
1410HPB | B5LL | Rack PreMerge | 0
1410HPB | B5S3 | Enterprise V2 Dynamic Rack Rear Door | 489
1410HPB | B68K | 30m Mellanox HDR IB to 2x HDR100 Splitter Optical QSFP56 Cable | 3499
1410HPB | B68L | 2m Mellanox HDR IB to 2x HDR100 Splitter Passive Copper QSFP56 Cable | 499
1410HPB | B68M | 100m Mellanox HDR IB Optical QSFP56 Cable | 5099
1410HPB | B68N | 50m Mellanox HDR IB Optical QSFP56 Cable | 3699
1410HPB | B68P | 30m Mellanox HDR IB Optical QSFP56 Cable | 2399
1410HPB | B87M | 2-Rack DSS-G 280 (1x G280) | 0
1410HPB | B87N | 3-Rack DSS-G 280 (2x G280) | 0
1410HPB | B87P | 4-Rack DSS-G 280 (3x G280) | 0
1410HPB | B87Q | 5-Rack DSS-G 280 (4x G280) | 0
1410HPB | B953 | ThinkSystem USB 3.0 Console Breakout Cable for Dense Systems | 69
1410HPB | BEUX | ThinkSystem External Diagnostics Handset | 139
1410HPB | BK9X | VLH - Vertiv Geist DS30203 - 1U 12 C19/C13 switched and monitored 32A, 230/400V 3P WYE PDU | 2899
1723HC1 | 1070 | Rack fixed shelf base | 75
1723HC1 | 2305 | Integration 1U Component | 59
1723HC1 | 2320 | Department of Defense UID Label | 25
1723HC1 | 4144 | CD-RW/DVD Combo V Ultrabay Enhanced | 159
1723HC1 | 6124 | SOFS Solution Code MFG Instruction | 0
1723HC1 | 6125 | SAP-BWA Solution Code MFG Instruction | 0
1723HC1 | 6126 | InfoSphere-BWA Solution Code MFG Instruction | 0
1723HC1 | 6127 | GMAS Solution Code MFG Instruction | 0
1723HC1 | 6128 | IBW-SSD Solution Code MFG Instruction | 0
1723HC1 | 6129 | Cloudburst Solution Code MFG Instruction | 0
1723HC1 | 6130 | SoNAS Solution Code MFG Instruction | 0
1723HC1 | 6204 | 2.8m, 10A/100-250V, C13 to IEC 320-C20 Rack Power Cable | 19
1723HC1 | 6263 | 4.3m, 10A/100-250V, C13 to IEC 320-C14 Rack Power Cable | 19
1723HC1 | 6311 | 2.8m, 10A/100-250V, C13 to IEC 320-C14 Rack Power Cable | 9
1723HC1 | 7827 | Datacenter UV Program Offering | 0
1723HC1 | 7828 | Datacenter UV w/ High Availability Program Offering | 0
1723HC1 | 7831 | Customer Solution Center Services | 0
1723HC1 | 7929 | e1350 Special Bid Solution Component | 0
1723HC1 | 8024 | xSeries Datacenter Scalable Solution | 0
1723HC1 | 8034 | LeSI Solution Component | 0
1723HC1 | 8035 | xSeries Datacenter High Availability Solution | 0
1723HC1 | 8067 | TAA Compliant Order | 0
1723HC1 | 8072 | General Racking Solution | 0
1723HC1 | 8086 | No Publications Selected | 0
1723HC1 | 8971 | Integrate in manufacturing | 0
1723HC1 | 8972 | Ship Uninstalled (Safety) | 0
1723HC1 | A103 | System x Cluster Upgrade | 0
1723HC1 | A193 | Integrated Solutions | 0
1723HC1 | A1NN | High Performance Analytics Appliance | 0
1723HC1 | A2EE | BCFC for SCEntry Solution | 0
1723HC1 | A2HM | BladeCenter Foundation for Cloud | 0
1723HC1 | A2VZ | Smart Analytics 5700 | 0
1723HC1 | A39S | System x Integrated Offering for Cloud | 0
1723HC1 | A3BA | Integrated Platform HPC Solution | 0
1723HC1 | A3BB | GNRx Solution | 0
1723HC1 | A463 | Flex SAP/BWA | 0
1723HC1 | A4P0 | xIOC Rack Mount Solution R1 | 0
1723HC1 | A4P2 | xIOC Flex Solution | 0
1723HC1 | A4P3 | Application Ready Solutions | 0
1723HC1 | A5RD | Free Shipping and Handling | 0
1754HC1 | 2305 | Integration 1U Component | 59
1754HC1 | 2320 | Department of Defense UID Label | 25
1754HC1 | 3758 | Virtual Media Conversion Option | 129
1754HC1 | 3760 | 1.8m Black Cat5e Cable | 17
1754HC1 | 3761 | 3m Black Cat5e Cable | 19
1754HC1 | 3762 | 10m Black Cat5e Cable | 29
1754HC1 | 3791 | 0.6m Yellow Cat5e Cable | 24
1754HC1 | 3792 | 1.5m Yellow Cat5e Cable | 24
1754HC1 | 3793 | 3m Yellow Cat5e Cable | 25
1754HC1 | 3794 | 10m Yellow Cat5e Cable | 34
1754HC1 | 3795 | 25m Yellow Cat5e Cable | 69
1754HC1 | 3796 | 0.6m Green Cat5e Cable | 16
1754HC1 | 3797 | 1.5m Green Cat5e Cable | 17
1754HC1 | 3798 | 3m Green Cat5e Cable | 19
1754HC1 | 3799 | 10m Green Cat5e Cable | 29
1754HC1 | 3800 | 25m Green Cat5e Cable | 69
1754HC1 | 3801 | 0.6m Blue Cat5e Cable | 24
1754HC1 | 3802 | 1.5m Blue Cat5e Cable | 14
1754HC1 | 3803 | 3m Blue Cat5e Cable | 25
1754HC1 | 3804 | 10m Blue Cat5e Cable | 34
1754HC1 | 3805 | 25m Blue Cat5e Cable | 69
1754HC1 | 5340 | Serial Conversion Option (SCO) | 249
1754HC1 | 5341 | Virtual Media Conversion Option Gen2 (VCO2) | 129
1754HC1 | 5886 | iDataPlex Rack Mount Kit for Console Managers | 65
1754HC1 | 6124 | SOFS Solution Code MFG Instruction | 0
1754HC1 | 6125 | SAP-BWA Solution Code MFG Instruction | 0
1754HC1 | 6126 | InfoSphere-BWA Solution Code MFG Instruction | 0
1754HC1 | 6127 | GMAS Solution Code MFG Instruction | 0
1754HC1 | 6128 | IBW-SSD Solution Code MFG Instruction | 0
1754HC1 | 6129 | Cloudburst Solution Code MFG Instruction | 0
1754HC1 | 6130 | SoNAS Solution Code MFG Instruction | 0
1754HC1 | 6201 | 1.5m, 10A/100-250V, C13 to IEC 320-C14 Rack Power Cable | 19
1754HC1 | 6204 | 2.8m, 10A/100-250V, C13 to IEC 320-C20 Rack Power Cable | 19
1754HC1 | 6207 | 4.3m, 10A/125V, C13 to NEMA 5-15P (US) Line Cord | 19
1754HC1 | 6263 | 4.3m, 10A/100-250V, C13 to IEC 320-C14 Rack Power Cable | 19
1754HC1 | 6311 | 2.8m, 10A/100-250V, C13 to IEC 320-C14 Rack Power Cable | 9
1754HC1 | 6313 | 2.8m, 10A/120V, C13 to NEMA 5-15P (US) Line Cord | 19
1754HC1 | 6369 | 1.8m, 10A/125V, C13 to NEMA 5-15P (US) Line Cord | 9
1754HC1 | 6694 | Global 2X2X16 Console Manager (GCM16) | 3599
1754HC1 | 7018 | System x iDataPlex Solution | 0
1754HC1 | 7827 | Datacenter UV Program Offering | 0
1754HC1 | 7828 | Datacenter UV w/ High Availability Program Offering | 0
1754HC1 | 7831 | Customer Solution Center Services | 0
1754HC1 | 7929 | e1350 Special Bid Solution Component | 0
1754HC1 | 8024 | xSeries Datacenter Scalable Solution | 0
1754HC1 | 8034 | LeSI Solution Component | 0
1754HC1 | 8035 | xSeries Datacenter High Availability Solution | 0
1754HC1 | 8067 | TAA Compliant Order | 0
1754HC1 | 8072 | General Racking Solution | 0
1754HC1 | 8086 | No Publications Selected | 0
1754HC1 | 8971 | Integrate in manufacturing | 0
1754HC1 | 8972 | Ship Uninstalled (Safety) | 0
1754HC1 | A103 | System x Cluster Upgrade | 0
1754HC1 | A193 | Integrated Solutions | 0
1754HC1 | A1MT | 10m Green Cat6 Cable | 49
1754HC1 | A1MW | 25m Green Cat6 Cable | 105
1754HC1 | A1NN | High Performance Analytics Appliance | 0
1754HC1 | A2EE | BCFC for SCEntry Solution | 0
1754HC1 | A2HM | BladeCenter Foundation for Cloud | 0
1754HC1 | A4P3 | Application Ready Solutions | 0
1754HC1 | AVFQ | 0.75m Green Cat5e Cable | 15
1754HC1 | AVFR | 1.0m Green Cat5e Cable | 19
1754HC1 | AVFS | 1.25m Green Cat5e Cable | 19
1754HC1 | AVFT | 0.75m Blue Cat5e Cable | 15
1754HC1 | AVFU | 1.0m Blue Cat5e Cable | 19
1754HC1 | AVFV | 1.25m Blue Cat5e Cable | 19
1754HC1 | AVFW | 0.75m Green Cat6 Cable | 19
1754HC1 | AVFX | 1.0m Green Cat6 Cable | 19
1754HC1 | AVFY | 1.25m Green Cat6 Cable | 19
1754HC1 | AVFZ | 1.5m Green Cat6 Cable | 19
1754HC1 | AVG0 | 3m Green Cat6 Cable | 25
1754HC2 | 2305 | Integration 1U Component | 59
1754HC2 | 2320 | Department of Defense UID Label | 25
1754HC2 | 3758 | Virtual Media Conversion Option | 129
1754HC2 | 3760 | 1.8m Black Cat5e Cable | 17
1754HC2 | 3761 | 3m Black Cat5e Cable | 19
1754HC2 | 3762 | 10m Black Cat5e Cable | 29
1754HC2 | 3791 | 0.6m Yellow Cat5e Cable | 24
1754HC2 | 3792 | 1.5m Yellow Cat5e Cable | 24
1754HC2 | 3793 | 3m Yellow Cat5e Cable | 25
1754HC2 | 3794 | 10m Yellow Cat5e Cable | 34
1754HC2 | 3795 | 25m Yellow Cat5e Cable | 69
1754HC2 | 3796 | 0.6m Green Cat5e Cable | 16
1754HC2 | 3797 | 1.5m Green Cat5e Cable | 17
1754HC2 | 3798 | 3m Green Cat5e Cable | 19
1754HC2 | 3799 | 10m Green Cat5e Cable | 29
1754HC2 | 3800 | 25m Green Cat5e Cable | 69
1754HC2 | 3801 | 0.6m Blue Cat5e Cable | 24
1754HC2 | 3802 | 1.5m Blue Cat5e Cable | 14
1754HC2 | 3803 | 3m Blue Cat5e Cable | 25
1754HC2 | 3804 | 10m Blue Cat5e Cable | 34
1754HC2 | 3805 | 25m Blue Cat5e Cable | 69
1754HC2 | 5340 | Serial Conversion Option (SCO) | 249
1754HC2 | 5341 | Virtual Media Conversion Option Gen2 (VCO2) | 129
1754HC2 | 5886 | iDataPlex Rack Mount Kit for Console Managers | 65
1754HC2 | 6124 | SOFS Solution Code MFG Instruction | 0
1754HC2 | 6125 | SAP-BWA Solution Code MFG Instruction | 0
1754HC2 | 6126 | InfoSphere-BWA Solution Code MFG Instruction | 0
1754HC2 | 6127 | GMAS Solution Code MFG Instruction | 0
1754HC2 | 6128 | IBW-SSD Solution Code MFG Instruction | 0
1754HC2 | 6129 | Cloudburst Solution Code MFG Instruction | 0
1754HC2 | 6130 | SoNAS Solution Code MFG Instruction | 0
1754HC2 | 6201 | 1.5m, 10A/100-250V, C13 to IEC 320-C14 Rack Power Cable | 19
1754HC2 | 6204 | 2.8m, 10A/100-250V, C13 to IEC 320-C20 Rack Power Cable | 19
1754HC2 | 6207 | 4.3m, 10A/125V, C13 to NEMA 5-15P (US) Line Cord | 19
1754HC2 | 6263 | 4.3m, 10A/100-250V, C13 to IEC 320-C14 Rack Power Cable | 19
1754HC2 | 6311 | 2.8m, 10A/100-250V, C13 to IEC 320-C14 Rack Power Cable | 9
1754HC2 | 6313 | 2.8m, 10A/120V, C13 to NEMA 5-15P (US) Line Cord | 19
1754HC2 | 6369 | 1.8m, 10A/125V, C13 to NEMA 5-15P (US) Line Cord | 9
1754HC2 | 6695 | Global 4X2X32 Console Manager (GCM32) | 6499
1754HC2 | 7018 | System x iDataPlex Solution | 0
1754HC2 | 7827 | Datacenter UV Program Offering | 0
1754HC2 | 7828 | Datacenter UV w/ High Availability Program Offering | 0
1754HC2 | 7831 | Customer Solution Center Services | 0
1754HC2 | 7929 | e1350 Special Bid Solution Component | 0
1754HC2 | 8024 | xSeries Datacenter Scalable Solution | 0
1754HC2 | 8034 | LeSI Solution Component | 0
1754HC2 | 8035 | xSeries Datacenter High Availability Solution | 0
1754HC2 | 8067 | TAA Compliant Order | 0

## us lfo prices 2021-07-06
lfo_code | description | category | price
0449HCP | 747 | UID Asset Tag Label | 20
0449HCP | 2305 | Integration 1U Component | 59
0449HCP | 2321 | Custom MFG SVCS Fee - Small Increment | 3
0449HCP | 3791 | 0.6m Yellow Cat5e Cable | 24
0449HCP | 3792 | 1.5m Yellow Cat5e Cable | 24
0449HCP | 3793 | 3m Yellow Cat5e Cable | 25
0449HCP | 3794 | 10m Yellow Cat5e Cable | 34
0449HCP | 3795 | 25m Yellow Cat5e Cable | 69
0449HCP | 3796 | 0.6m Green Cat5e Cable | 16
0449HCP | 3797 | 1.5m Green Cat5e Cable | 17
0449HCP | 3798 | 3m Green Cat5e Cable | 19
0449HCP | 3799 | 10m Green Cat5e Cable | 29
0449HCP | 3800 | 25m Green Cat5e Cable | 69
0449HCP | 3801 | 0.6m Blue Cat5e Cable | 24
0449HCP | 3802 | 1.5m Blue Cat5e Cable | 14
0449HCP | 3803 | 3m Blue Cat5e Cable | 25
0449HCP | 3804 | 10m Blue Cat5e Cable | 34
0449HCP | 3805 | 25m Blue Cat5e Cable | 69
0449HCP | 6124 | SOFS Solution Code MFG Instruction | 0
0449HCP | 6126 | InfoSphere-BWA Solution Code MFG Instruction | 0
0449HCP | 6127 | GMAS Solution Code MFG Instruction | 0
0449HCP | 6128 | IBW-SSD Solution Code MFG Instruction | 0
0449HCP | 6129 | Cloudburst Solution Code MFG Instruction | 0
0449HCP | 6130 | SoNAS Solution Code MFG Instruction | 0
0449HCP | 6201 | 1.5m, 10A/100-250V, C13 to IEC 320-C14 Rack Power Cable | 19
0449HCP | 6204 | 2.8m, 10A/100-250V, C13 to IEC 320-C20 Rack Power Cable | 19
0449HCP | 6263 | 4.3m, 10A/100-250V, C13 to IEC 320-C14 Rack Power Cable | 19
0449HCP | 6311 | 2.8m, 10A/100-250V, C13 to IEC 320-C14 Rack Power Cable | 9
0449HCP | 6568 | 1.8m, 10A/100-250V, 2xC13PM to IEC 320-C14 Rack Power Cable | 19
0449HCP | 7829 | Integrate Network Switch in MFG | 0
0449HCP | 7831 | Customer Solution Center Services | 0
0449HCP | 7929 | e1350 Special Bid Solution Component | 0
0449HCP | 8034 | LeSI Solution Component | 0
0449HCP | 8067 | TAA Compliant Order | 0
0449HCP | 8072 | General Racking Solution | 0
0449HCP | 8971 | Integrate in manufacturing | 0
0449HCP | 8972 | Ship Uninstalled (Safety) | 0
0449HCP | A103 | System x Cluster Upgrade | 0
0449HCP | A193 | Integrated Solutions | 0
0449HCP | A1MS | 10m Cat6 Yellow Cable | 49
0449HCP | A1MT | 10m Green Cat6 Cable | 49
0449HCP | A1MU | 10m Cat6 Blue Cable | 49
0449HCP | A1MV | 25m Cat6 Yellow Cable | 105
0449HCP | A1MW | 25m Green Cat6 Cable | 105
0449HCP | A1MX | 25m Cat6 Blue Cable | 105
0449HCP | A1NN | High Performance Analytics Appliance | 0
0449HCP | A3BB | GNRx Solution | 0
0449HCP | AU06 | Intel OPA 100 Series 24-port Unmanaged Edge Switch (PSE) | 11859
0449HCP | AU0C | Intel OPA 100 Series Edge Switch Management Card | 2239
0449HCP | AU0D | Intel 1U Switch Air Duct Kit for Enterprise Racks | 99
0449HCP | AU0E | 0.5m Intel OPA 100 Series Passive Copper QSFP28 Cable | 79
0449HCP | AU0F | 0.75m Intel OPA Passive Copper QSFP28 Cable | 139
0449HCP | AU0G | 1m Intel OPA 100 Series Passive Copper QSFP28 Cable | 99
0449HCP | AU0H | 1.25m Intel OPA 100 Series Passive Copper QSFP28 Cable | 159
0449HCP | AU0J | 1.5m Intel OPA 100 Series Passive Copper QSFP28 Cable | 109
0449HCP | AU0K | 2m Intel OPA 100 Series Passive Copper QSFP28 Cable | 129
0449HCP | AU0M | 5m Intel OPA 100 Series Active Optical QSFP28 Cable | 899
0449HCP | AU0P | 15m Intel OPA 100 Series Active Optical QSFP28 Cable | 949
0449HCP | AVFQ | 0.75m Green Cat5e Cable | 15
0449HCP | AVFR | 1.0m Green Cat5e Cable | 19
0449HCP | AVFS | 1.25m Green Cat5e Cable | 19
0449HCP | AVFT | 0.75m Blue Cat5e Cable | 15
0449HCP | AVFU | 1.0m Blue Cat5e Cable | 19
0449HCP | AVFV | 1.25m Blue Cat5e Cable | 19
0449HCP | AVFW | 0.75m Green Cat6 Cable | 19
0449HCP | AVFX | 1.0m Green Cat6 Cable | 19
0449HCP | AVFY | 1.25m Green Cat6 Cable | 19
0449HCP | AVFZ | 1.5m Green Cat6 Cable | 19
0449HCP | AVG0 | 3m Green Cat6 Cable | 25
0449HCP | B22J | 5m Intel OPA 100 Series Active Optical QSFP28 Low Power Cable | 809
0449HCP | B22K | 10m Intel OPA 100 Series Active Optical QSFP28 Low Power Cable | 829
0449HCP | B22L | 15m Intel OPA 100 Series Active Optical QSFP28 Low Power Cable | 839
0449HCP | B22M | 20m Intel OPA 100 Series Active Optical QSFP28 Low Power Cable | 849
0449HCQ | 747 | UID Asset Tag Label | 20
0449HCQ | 2305 | Integration 1U Component | 59
0449HCQ | 2321 | Custom MFG SVCS Fee - Small Increment | 3
0449HCQ | 3791 | 0.6m Yellow Cat5e Cable | 24
0449HCQ | 3792 | 1.5m Yellow Cat5e Cable | 24
0449HCQ | 3793 | 3m Yellow Cat5e Cable | 25
0449HCQ | 3794 | 10m Yellow Cat5e Cable | 34
0449HCQ | 3795 | 25m Yellow Cat5e Cable | 69
0449HCQ | 3796 | 0.6m Green Cat5e Cable | 16
0449HCQ | 3797 | 1.5m Green Cat5e Cable | 17
0449HCQ | 3798 | 3m Green Cat5e Cable | 19
0449HCQ | 3799 | 10m Green Cat5e Cable | 29
0449HCQ | 3800 | 25m Green Cat5e Cable | 69
0449HCQ | 3801 | 0.6m Blue Cat5e Cable | 24
0449HCQ | 3802 | 1.5m Blue Cat5e Cable | 14
0449HCQ | 3803 | 3m Blue Cat5e Cable | 25
0449HCQ | 3804 | 10m Blue Cat5e Cable | 34
0449HCQ | 3805 | 25m Blue Cat5e Cable | 69
0449HCQ | 6124 | SOFS Solution Code MFG Instruction | 0
0449HCQ | 6126 | InfoSphere-BWA Solution Code MFG Instruction | 0
0449HCQ | 6127 | GMAS Solution Code MFG Instruction | 0
0449HCQ | 6128 | IBW-SSD Solution Code MFG Instruction | 0
0449HCQ | 6129 | Cloudburst Solution Code MFG Instruction | 0
0449HCQ | 6130 | SoNAS Solution Code MFG Instruction | 0
0449HCQ | 6201 | 1.5m, 10A/100-250V, C13 to IEC 320-C14 Rack Power Cable | 19
0449HCQ | 6204 | 2.8m, 10A/100-250V, C13 to IEC 320-C20 Rack Power Cable | 19
0449HCQ | 6263 | 4.3m, 10A/100-250V, C13 to IEC 320-C14 Rack Power Cable | 19
0449HCQ | 6311 | 2.8m, 10A/100-250V, C13 to IEC 320-C14 Rack Power Cable | 9
0449HCQ | 6568 | 1.8m, 10A/100-250V, 2xC13PM to IEC 320-C14 Rack Power Cable | 19
0449HCQ | 7829 | Integrate Network Switch in MFG | 0
0449HCQ | 7831 | Customer Solution Center Services | 0
0449HCQ | 7929 | e1350 Special Bid Solution Component | 0
0449HCQ | 8034 | LeSI Solution Component | 0
0449HCQ | 8067 | TAA Compliant Order | 0
0449HCQ | 8072 | General Racking Solution | 0
0449HCQ | 8971 | Integrate in manufacturing | 0
0449HCQ | 8972 | Ship Uninstalled (Safety) | 0
0449HCQ | A103 | System x Cluster Upgrade | 0
0449HCQ | A193 | Integrated Solutions | 0
0449HCQ | A1MS | 10m Cat6 Yellow Cable | 49
0449HCQ | A1MT | 10m Green Cat6 Cable | 49
0449HCQ | A1MU | 10m Cat6 Blue Cable | 49
0449HCQ | A1MV | 25m Cat6 Yellow Cable | 105
0449HCQ | A1MW | 25m Green Cat6 Cable | 105
0449HCQ | A1MX | 25m Cat6 Blue Cable | 105
0449HCQ | A1NN | High Performance Analytics Appliance | 0
0449HCQ | A3BB | GNRx Solution | 0
0449HCQ | A4WX | Switch Seal Kit | 69
0449HCQ | AU07 | Intel OPA 100 Series 24-port Unmanaged Edge Switch (oPSE) | 11859
0449HCQ | AU0C | Intel OPA 100 Series Edge Switch Management Card | 2239
0449HCQ | AU0E | 0.5m Intel OPA 100 Series Passive Copper QSFP28 Cable | 79
0449HCQ | AU0F | 0.75m Intel OPA Passive Copper QSFP28 Cable | 139
0449HCQ | AU0G | 1m Intel OPA 100 Series Passive Copper QSFP28 Cable | 99
0449HCQ | AU0H | 1.25m Intel OPA 100 Series Passive Copper QSFP28 Cable | 159
0449HCQ | AU0J | 1.5m Intel OPA 100 Series Passive Copper QSFP28 Cable | 109
0449HCQ | AU0K | 2m Intel OPA 100 Series Passive Copper QSFP28 Cable | 129
0449HCQ | AU0M | 5m Intel OPA 100 Series Active Optical QSFP28 Cable | 899
0449HCQ | AU0P | 15m Intel OPA 100 Series Active Optical QSFP28 Cable | 949
0449HCQ | AVFQ | 0.75m Green Cat5e Cable | 15
0449HCQ | AVFR | 1.0m Green Cat5e Cable | 19
0449HCQ | AVFS | 1.25m Green Cat5e Cable | 19
0449HCQ | AVFT | 0.75m Blue Cat5e Cable | 15
0449HCQ | AVFU | 1.0m Blue Cat5e Cable | 19
0449HCQ | AVFV | 1.25m Blue Cat5e Cable | 19
0449HCQ | AVFW | 0.75m Green Cat6 Cable | 19
0449HCQ | AVFX | 1.0m Green Cat6 Cable | 19
0449HCQ | AVFY | 1.25m Green Cat6 Cable | 19
0449HCQ | AVFZ | 1.5m Green Cat6 Cable | 19
0449HCQ | AVG0 | 3m Green Cat6 Cable | 25
0449HCQ | B22J | 5m Intel OPA 100 Series Active Optical QSFP28 Low Power Cable | 809
0449HCQ | B22K | 10m Intel OPA 100 Series Active Optical QSFP28 Low Power Cable | 829
0449HCQ | B22L | 15m Intel OPA 100 Series Active Optical QSFP28 Low Power Cable | 839
0449HCQ | B22M | 20m Intel OPA 100 Series Active Optical QSFP28 Low Power Cable | 849
0449HCR | 747 | UID Asset Tag Label | 20
0449HCR | 2305 | Integration 1U Component | 59
0449HCR | 2321 | Custom MFG SVCS Fee - Small Increment | 3
0449HCR | 3791 | 0.6m Yellow Cat5e Cable | 24
0449HCR | 3792 | 1.5m Yellow Cat5e Cable | 24
0449HCR | 3793 | 3m Yellow Cat5e Cable | 25
0449HCR | 3794 | 10m Yellow Cat5e Cable | 34
0449HCR | 3795 | 25m Yellow Cat5e Cable | 69
0449HCR | 3796 | 0.6m Green Cat5e Cable | 16
0449HCR | 3797 | 1.5m Green Cat5e Cable | 17
0449HCR | 3798 | 3m Green Cat5e Cable | 19
0449HCR | 3799 | 10m Green Cat5e Cable | 29
0449HCR | 3800 | 25m Green Cat5e Cable | 69
0449HCR | 3801 | 0.6m Blue Cat5e Cable | 24
0449HCR | 3802 | 1.5m Blue Cat5e Cable | 14
0449HCR | 3803 | 3m Blue Cat5e Cable | 25
0449HCR | 3804 | 10m Blue Cat5e Cable | 34
0449HCR | 3805 | 25m Blue Cat5e Cable | 69
0449HCR | 6124 | SOFS Solution Code MFG Instruction | 0
0449HCR | 6126 | InfoSphere-BWA Solution Code MFG Instruction | 0
0449HCR | 6127 | GMAS Solution Code MFG Instruction | 0
0449HCR | 6128 | IBW-SSD Solution Code MFG Instruction | 0
0449HCR | 6129 | Cloudburst Solution Code MFG Instruction | 0
0449HCR | 6130 | SoNAS Solution Code MFG Instruction | 0
0449HCR | 6201 | 1.5m, 10A/100-250V, C13 to IEC 320-C14 Rack Power Cable | 19
0449HCR | 6204 | 2.8m, 10A/100-250V, C13 to IEC 320-C20 Rack Power Cable | 19
0449HCR | 6263 | 4.3m, 10A/100-250V, C13 to IEC 320-C14 Rack Power Cable | 19
0449HCR | 6311 | 2.8m, 10A/100-250V, C13 to IEC 320-C14 Rack Power Cable | 9
0449HCR | 6568 | 1.8m, 10A/100-250V, 2xC13PM to IEC 320-C14 Rack Power Cable | 19
0449HCR | 7829 | Integrate Network Switch in MFG | 0
0449HCR | 7831 | Customer Solution Center Services | 0
0449HCR | 7929 | e1350 Special Bid Solution Component | 0
0449HCR | 8034 | LeSI Solution Component | 0
0449HCR | 8067 | TAA Compliant Order | 0
0449HCR | 8072 | General Racking Solution | 0
0449HCR | 8971 | Integrate in manufacturing | 0
0449HCR | 8972 | Ship Uninstalled (Safety) | 0
0449HCR | A103 | System x Cluster Upgrade | 0
0449HCR | A193 | Integrated Solutions | 0
0449HCR | A1MS | 10m Cat6 Yellow Cable | 49
0449HCR | A1MT | 10m Green Cat6 Cable | 49
0449HCR | A1MU | 10m Cat6 Blue Cable | 49
0449HCR | A1MV | 25m Cat6 Yellow Cable | 105
0449HCR | A1MW | 25m Green Cat6 Cable | 105
0449HCR | A1MX | 25m Cat6 Blue Cable | 105
0449HCR | A1NN | High Performance Analytics Appliance | 0
0449HCR | A3BB | GNRx Solution | 0
0449HCR | AU08 | Intel OPA 100 Series 48-port Unmanaged Edge Switch (PSE) | 18575
0449HCR | AU0C | Intel OPA 100 Series Edge Switch Management Card | 2239
0449HCR | AU0D | Intel 1U Switch Air Duct Kit for Enterprise Racks | 99
0449HCR | AU0E | 0.5m Intel OPA 100 Series Passive Copper QSFP28 Cable | 79
0449HCR | AU0F | 0.75m Intel OPA Passive Copper QSFP28 Cable | 139
0449HCR | AU0G | 1m Intel OPA 100 Series Passive Copper QSFP28 Cable | 99
0449HCR | AU0H | 1.25m Intel OPA 100 Series Passive Copper QSFP28 Cable | 159
0449HCR | AU0J | 1.5m Intel OPA 100 Series Passive Copper QSFP28 Cable | 109
0449HCR | AU0K | 2m Intel OPA 100 Series Passive Copper QSFP28 Cable | 129
0449HCR | AU0M | 5m Intel OPA 100 Series Active Optical QSFP28 Cable | 899
0449HCR | AU0P | 15m Intel OPA 100 Series Active Optical QSFP28 Cable | 949
0449HCR | AVFQ | 0.75m Green Cat5e Cable | 15
0449HCR | AVFR | 1.0m Green Cat5e Cable | 19
0449HCR | AVFS | 1.25m Green Cat5e Cable | 19
0449HCR | AVFT | 0.75m Blue Cat5e Cable | 15
0449HCR | AVFU | 1.0m Blue Cat5e Cable | 19
0449HCR | AVFV | 1.25m Blue Cat5e Cable | 19
0449HCR | AVFW | 0.75m Green Cat6 Cable | 19
0449HCR | AVFX | 1.0m Green Cat6 Cable | 19
0449HCR | AVFY | 1.25m Green Cat6 Cable | 19
0449HCR | AVFZ | 1.5m Green Cat6 Cable | 19
0449HCR | AVG0 | 3m Green Cat6 Cable | 25
0449HCR | B22J | 5m Intel OPA 100 Series Active Optical QSFP28 Low Power Cable | 809
0449HCR | B22K | 10m Intel OPA 100 Series Active Optical QSFP28 Low Power Cable | 829
0449HCR | B22L | 15m Intel OPA 100 Series Active Optical QSFP28 Low Power Cable | 839
0449HCR | B22M | 20m Intel OPA 100 Series Active Optical QSFP28 Low Power Cable | 849
0449HCS | 747 | UID Asset Tag Label | 20
0449HCS | 2305 | Integration 1U Component | 59
0449HCS | 2321 | Custom MFG SVCS Fee - Small Increment | 3
0449HCS | 3791 | 0.6m Yellow Cat5e Cable | 24
0449HCS | 3792 | 1.5m Yellow Cat5e Cable | 24
0449HCS | 3793 | 3m Yellow Cat5e Cable | 25
0449HCS | 3794 | 10m Yellow Cat5e Cable | 34
0449HCS | 3795 | 25m Yellow Cat5e Cable | 69
0449HCS | 3796 | 0.6m Green Cat5e Cable | 16
0449HCS | 3797 | 1.5m Green Cat5e Cable | 17
0449HCS | 3798 | 3m Green Cat5e Cable | 19
0449HCS | 3799 | 10m Green Cat5e Cable | 29
0449HCS | 3800 | 25m Green Cat5e Cable | 69
0449HCS | 3801 | 0.6m Blue Cat5e Cable | 24
0449HCS | 3802 | 1.5m Blue Cat5e Cable | 14
0449HCS | 3803 | 3m Blue Cat5e Cable | 25
0449HCS | 3804 | 10m Blue Cat5e Cable | 34
0449HCS | 3805 | 25m Blue Cat5e Cable | 69
0449HCS | 6124 | SOFS Solution Code MFG Instruction | 0
0449HCS | 6126 | InfoSphere-BWA Solution Code MFG Instruction | 0
0449HCS | 6127 | GMAS Solution Code MFG Instruction | 0
0449HCS | 6128 | IBW-SSD Solution Code MFG Instruction | 0
0449HCS | 6129 | Cloudburst Solution Code MFG Instruction | 0
0449HCS | 6130 | SoNAS Solution Code MFG Instruction | 0
0449HCS | 6201 | 1.5m, 10A/100-250V, C13 to IEC 320-C14 Rack Power Cable | 19
0449HCS | 6204 | 2.8m, 10A/100-250V, C13 to IEC 320-C20 Rack Power Cable | 19
0449HCS | 6263 | 4.3m, 10A/100-250V, C13 to IEC 320-C14 Rack Power Cable | 19
0449HCS | 6311 | 2.8m, 10A/100-250V, C13 to IEC 320-C14 Rack Power Cable | 9
0449HCS | 6568 | 1.8m, 10A/100-250V, 2xC13PM to IEC 320-C14 Rack Power Cable | 19
0449HCS | 7829 | Integrate Network Switch in MFG | 0
0449HCS | 7831 | Customer Solution Center Services | 0
0449HCS | 7929 | e1350 Special Bid Solution Component | 0
0449HCS | 8034 | LeSI Solution Component | 0
0449HCS | 8067 | TAA Compliant Order | 0
0449HCS | 8072 | General Racking Solution | 0
0449HCS | 8971 | Integrate in manufacturing | 0
0449HCS | 8972 | Ship Uninstalled (Safety) | 0
0449HCS | A103 | System x Cluster Upgrade | 0
0449HCS | A193 | Integrated Solutions | 0
0449HCS | A1MS | 10m Cat6 Yellow Cable | 49
0449HCS | A1MT | 10m Green Cat6 Cable | 49
0449HCS | A1MU | 10m Cat6 Blue Cable | 49
0449HCS | A1MV | 25m Cat6 Yellow Cable | 105
0449HCS | A1MW | 25m Green Cat6 Cable | 105
0449HCS | A1MX | 25m Cat6 Blue Cable | 105
0449HCS | A1NN | High Performance Analytics Appliance | 0
0449HCS | A3BB | GNRx Solution | 0
0449HCS | A4WX | Switch Seal Kit | 69
0449HCS | AU09 | Intel OPA 100 Series 48-port Unmanaged Edge Switch (oPSE) | 18575
0449HCS | AU0C | Intel OPA 100 Series Edge Switch Management Card | 2239
0449HCS | AU0E | 0.5m Intel OPA 100 Series Passive Copper QSFP28 Cable | 79
0449HCS | AU0F | 0.75m Intel OPA Passive Copper QSFP28 Cable | 139
0449HCS | AU0G | 1m Intel OPA 100 Series Passive Copper QSFP28 Cable | 99
0449HCS | AU0H | 1.25m Intel OPA 100 Series Passive Copper QSFP28 Cable | 159
0449HCS | AU0J | 1.5m Intel OPA 100 Series Passive Copper QSFP28 Cable | 109
0449HCS | AU0K | 2m Intel OPA 100 Series Passive Copper QSFP28 Cable | 129
0449HCS | AU0M | 5m Intel OPA 100 Series Active Optical QSFP28 Cable | 899
0449HCS | AU0P | 15m Intel OPA 100 Series Active Optical QSFP28 Cable | 949
0449HCS | AVFQ | 0.75m Green Cat5e Cable | 15
0449HCS | AVFR | 1.0m Green Cat5e Cable | 19
0449HCS | AVFS | 1.25m Green Cat5e Cable | 19
0449HCS | AVFT | 0.75m Blue Cat5e Cable | 15
0449HCS | AVFU | 1.0m Blue Cat5e Cable | 19
0449HCS | AVFV | 1.25m Blue Cat5e Cable | 19
0449HCS | AVFW | 0.75m Green Cat6 Cable | 19
0449HCS | AVFX | 1.0m Green Cat6 Cable | 19
0449HCS | AVFY | 1.25m Green Cat6 Cable | 19
0449HCS | AVFZ | 1.5m Green Cat6 Cable | 19
0449HCS | AVG0 | 3m Green Cat6 Cable | 25
0449HCS | B22J | 5m Intel OPA 100 Series Active Optical QSFP28 Low Power Cable | 809
0449HCS | B22K | 10m Intel OPA 100 Series Active Optical QSFP28 Low Power Cable | 829
0449HCS | B22L | 15m Intel OPA 100 Series Active Optical QSFP28 Low Power Cable | 839
0449HCS | B22M | 20m Intel OPA 100 Series Active Optical QSFP28 Low Power Cable | 849
0724HD3 | 747 | UID Asset Tag Label | 20
0724HD3 | 2305 | Integration 1U Component | 59
0724HD3 | 2321 | Custom MFG SVCS Fee - Small Increment | 3
0724HD3 | 3791 | 0.6m Yellow Cat5e Cable | 24
0724HD3 | 3792 | 1.5m Yellow Cat5e Cable | 24
0724HD3 | 3793 | 3m Yellow Cat5e Cable | 25
0724HD3 | 3794 | 10m Yellow Cat5e Cable | 34
0724HD3 | 3796 | 0.6m Green Cat5e Cable | 16
0724HD3 | 3797 | 1.5m Green Cat5e Cable | 17
0724HD3 | 3798 | 3m Green Cat5e Cable | 19
0724HD3 | 3799 | 10m Green Cat5e Cable | 29
0724HD3 | 3800 | 25m Green Cat5e Cable | 69
0724HD3 | 3801 | 0.6m Blue Cat5e Cable | 24
0724HD3 | 3802 | 1.5m Blue Cat5e Cable | 14
0724HD3 | 3803 | 3m Blue Cat5e Cable | 25
0724HD3 | 3804 | 10m Blue Cat5e Cable | 34
0724HD3 | 3805 | 25m Blue Cat5e Cable | 69
0724HD3 | 6201 | 1.5m, 10A/100-250V, C13 to IEC 320-C14 Rack Power Cable | 19
0724HD3 | 6204 | 2.8m, 10A/100-250V, C13 to IEC 320-C20 Rack Power Cable | 19
0724HD3 | 6263 | 4.3m, 10A/100-250V, C13 to IEC 320-C14 Rack Power Cable | 19
0724HD3 | 6311 | 2.8m, 10A/100-250V, C13 to IEC 320-C14 Rack Power Cable | 9
0724HD3 | 7829 | Integrate Network Switch in MFG | 0
0724HD3 | 7831 | Customer Solution Center Services | 0
0724HD3 | 7929 | e1350 Special Bid Solution Component | 0
0724HD3 | 8034 | LeSI Solution Component | 0
0724HD3 | 8067 | TAA Compliant Order | 0
0724HD3 | 8072 | General Racking Solution | 0
0724HD3 | 8971 | Integrate in manufacturing | 0
0724HD3 | 8972 | Ship Uninstalled (Safety) | 0
0724HD3 | A103 | System x Cluster Upgrade | 0
0724HD3 | A193 | Integrated Solutions | 0
0724HD3 | A1MS | 10m Cat6 Yellow Cable | 49
0724HD3 | A1MT | 10m Green Cat6 Cable | 49
0724HD3 | A1MU | 10m Cat6 Blue Cable | 49
0724HD3 | A1MV | 25m Cat6 Yellow Cable | 105
0724HD3 | A1MW | 25m Green Cat6 Cable | 105
0724HD3 | A1MX | 25m Cat6 Blue Cable | 105
0724HD3 | A1NN | High Performance Analytics Appliance | 0
0724HD3 | A3BB | GNRx Solution | 0
0724HD3 | ASQT | 0.5m Mellanox EDR IB Passive Copper QSFP28 Cable | 229
0724HD3 | ASQU | 0.75m Mellanox EDR IB Passive Copper QSFP28 Cable | 249
0724HD3 | ASQV | 1m Mellanox EDR IB Passive Copper QSFP28 Cable | 249
0724HD3 | ASQW | 1.25m Mellanox EDR IB Passive Copper QSFP28 Cable | 289
0724HD3 | ASQX | 1.5m Mellanox EDR IB Passive Copper QSFP28 Cable | 289
0724HD3 | ASQY | 2m Mellanox EDR IB Passive Copper QSFP28 Cable | 289
0724HD3 | ASQZ | 5m Mellanox EDR IB Optical QSFP28 Cable | 1359
0724HD3 | ASR0 | 10m Mellanox EDR IB Optical QSFP28 Cable | 1419
0724HD3 | ASR1 | 15m Mellanox EDR IB Optical QSFP28 Cable | 1509
0724HD3 | ASR2 | 20m Mellanox EDR IB Optical QSFP28 Cable | 1569
0724HD3 | ASR3 | 30m Mellanox EDR IB Optical QSFP28 Cable | 1789
0724HD3 | ASRM | 3m Mellanox EDR IB Passive Copper QSFP28 Cable | 319
0724HD3 | ASRN | 3m Mellanox EDR IB Optical QSFP28 Cable | 1359
0724HD3 | ASRP | 50m Mellanox EDR IB Optical QSFP28 Cable | 2329
0724HD3 | AUPK | Mellanox SB7800 EDR IB Managed Switch (PSE) | 29999
0724HD3 | AVFQ | 0.75m Green Cat5e Cable | 15
0724HD3 | AVFR | 1.0m Green Cat5e Cable | 19
0724HD3 | AVFS | 1.25m Green Cat5e Cable | 19
0724HD3 | AVFT | 0.75m Blue Cat5e Cable | 15
0724HD3 | AVFU | 1.0m Blue Cat5e Cable | 19
0724HD3 | AVFV | 1.25m Blue Cat5e Cable | 19
0724HD3 | AVFW | 0.75m Green Cat6 Cable | 19
0724HD3 | AVFX | 1.0m Green Cat6 Cable | 19
0724HD3 | AVFY | 1.25m Green Cat6 Cable | 19
0724HD3 | AVFZ | 1.5m Green Cat6 Cable | 19
0724HD3 | AVG0 | 3m Green Cat6 Cable | 25
0724HD3 | B4QQ | 0.5m Mellanox HDR IB Passive Copper QSFP56 Cable | 299
0724HD3 | B4QR | 1m Mellanox HDR IB Passive Copper QSFP56 Cable | 399
0724HD3 | B4QS | 1.5m Mellanox HDR IB Passive Copper QSFP56 Cable | 449
0724HD3 | B4QT | 2m Mellanox HDR IB Passive Copper QSFP56 Cable | 499
0724HD3 | B4R1 | 1m Mellanox HDR IB to 2x HDR100 Splitter Passive Copper QSFP56 Cable | 399
0724HD3 | B4R2 | 1.5m Mellanox HDR IB to 2x HDR100 Splitter Passive Copper QSFP56 Cable | 449
0724HD3 | B68K | 30m Mellanox HDR IB to 2x HDR100 Splitter Optical QSFP56 Cable | 3499
0724HD3 | B68L | 2m Mellanox HDR IB to 2x HDR100 Splitter Passive Copper QSFP56 Cable | 499
0724HD4 | 747 | UID Asset Tag Label | 20
0724HD4 | 2305 | Integration 1U Component | 59
0724HD4 | 2321 | Custom MFG SVCS Fee - Small Increment | 3
0724HD4 | 3791 | 0.6m Yellow Cat5e Cable | 24
0724HD4 | 3792 | 1.5m Yellow Cat5e Cable | 24
0724HD4 | 3793 | 3m Yellow Cat5e Cable | 25
0724HD4 | 3794 | 10m Yellow Cat5e Cable | 34
0724HD4 | 3796 | 0.6m Green Cat5e Cable | 16
0724HD4 | 3797 | 1.5m Green Cat5e Cable | 17
0724HD4 | 3798 | 3m Green Cat5e Cable | 19
0724HD4 | 3799 | 10m Green Cat5e Cable | 29
0724HD4 | 3800 | 25m Green Cat5e Cable | 69
0724HD4 | 3801 | 0.6m Blue Cat5e Cable | 24
0724HD4 | 3802 | 1.5m Blue Cat5e Cable | 14
0724HD4 | 3803 | 3m Blue Cat5e Cable | 25
0724HD4 | 3804 | 10m Blue Cat5e Cable | 34
0724HD4 | 3805 | 25m Blue Cat5e Cable | 69
0724HD4 | 6201 | 1.5m, 10A/100-250V, C13 to IEC 320-C14 Rack Power Cable | 19
0724HD4 | 6204 | 2.8m, 10A/100-250V, C13 to IEC 320-C20 Rack Power Cable | 19
0724HD4 | 6263 | 4.3m, 10A/100-250V, C13 to IEC 320-C14 Rack Power Cable | 19
0724HD4 | 6311 | 2.8m, 10A/100-250V, C13 to IEC 320-C14 Rack Power Cable | 9
0724HD4 | 7829 | Integrate Network Switch in MFG | 0
0724HD4 | 7831 | Customer Solution Center Services | 0
0724HD4 | 7929 | e1350 Special Bid Solution Component | 0
0724HD4 | 8034 | LeSI Solution Component | 0
0724HD4 | 8067 | TAA Compliant Order | 0
0724HD4 | 8072 | General Racking Solution | 0
0724HD4 | 8971 | Integrate in manufacturing | 0
0724HD4 | 8972 | Ship Uninstalled (Safety) | 0
0724HD4 | A103 | System x Cluster Upgrade | 0
0724HD4 | A193 | Integrated Solutions | 0
0724HD4 | A1MS | 10m Cat6 Yellow Cable | 49
0724HD4 | A1MT | 10m Green Cat6 Cable | 49
0724HD4 | A1MU | 10m Cat6 Blue Cable | 49
0724HD4 | A1MV | 25m Cat6 Yellow Cable | 105
0724HD4 | A1MW | 25m Green Cat6 Cable | 105
0724HD4 | A1MX | 25m Cat6 Blue Cable | 105
0724HD4 | A1NN | High Performance Analytics Appliance | 0
0724HD4 | A3BB | GNRx Solution | 0
0724HD4 | A4WX | Switch Seal Kit | 69
0724HD4 | ASQT | 0.5m Mellanox EDR IB Passive Copper QSFP28 Cable | 229
0724HD4 | ASQU | 0.75m Mellanox EDR IB Passive Copper QSFP28 Cable | 249
0724HD4 | ASQV | 1m Mellanox EDR IB Passive Copper QSFP28 Cable | 249
0724HD4 | ASQW | 1.25m Mellanox EDR IB Passive Copper QSFP28 Cable | 289
0724HD4 | ASQX | 1.5m Mellanox EDR IB Passive Copper QSFP28 Cable | 289
0724HD4 | ASQY | 2m Mellanox EDR IB Passive Copper QSFP28 Cable | 289
0724HD4 | ASQZ | 5m Mellanox EDR IB Optical QSFP28 Cable | 1359
0724HD4 | ASR0 | 10m Mellanox EDR IB Optical QSFP28 Cable | 1419
0724HD4 | ASR1 | 15m Mellanox EDR IB Optical QSFP28 Cable | 1509
0724HD4 | ASR2 | 20m Mellanox EDR IB Optical QSFP28 Cable | 1569
0724HD4 | ASR3 | 30m Mellanox EDR IB Optical QSFP28 Cable | 1789
0724HD4 | ASRM | 3m Mellanox EDR IB Passive Copper QSFP28 Cable | 319
0724HD4 | ASRN | 3m Mellanox EDR IB Optical QSFP28 Cable | 1359
0724HD4 | ASRP | 50m Mellanox EDR IB Optical QSFP28 Cable | 2329
0724HD4 | AUPL | Mellanox SB7800 EDR IB Managed Switch (oPSE) | 29999
0724HD4 | AVFQ | 0.75m Green Cat5e Cable | 15
0724HD4 | AVFR | 1.0m Green Cat5e Cable | 19
0724HD4 | AVFS | 1.25m Green Cat5e Cable | 19
0724HD4 | AVFT | 0.75m Blue Cat5e Cable | 15
0724HD4 | AVFU | 1.0m Blue Cat5e Cable | 19
0724HD4 | AVFV | 1.25m Blue Cat5e Cable | 19
0724HD4 | AVFW | 0.75m Green Cat6 Cable | 19
0724HD4 | AVFX | 1.0m Green Cat6 Cable | 19
0724HD4 | AVFY | 1.25m Green Cat6 Cable | 19
0724HD4 | AVFZ | 1.5m Green Cat6 Cable | 19
0724HD4 | AVG0 | 3m Green Cat6 Cable | 25
0724HD4 | B4QQ | 0.5m Mellanox HDR IB Passive Copper QSFP56 Cable | 299
0724HD4 | B4QR | 1m Mellanox HDR IB Passive Copper QSFP56 Cable | 399
0724HD4 | B4QS | 1.5m Mellanox HDR IB Passive Copper QSFP56 Cable | 449
0724HD4 | B4QT | 2m Mellanox HDR IB Passive Copper QSFP56 Cable | 499
0724HD4 | B4R1 | 1m Mellanox HDR IB to 2x HDR100 Splitter Passive Copper QSFP56 Cable | 399
0724HD4 | B4R2 | 1.5m Mellanox HDR IB to 2x HDR100 Splitter Passive Copper QSFP56 Cable | 449
0724HD4 | B68K | 30m Mellanox HDR IB to 2x HDR100 Splitter Optical QSFP56 Cable | 3499
0724HD4 | B68L | 2m Mellanox HDR IB to 2x HDR100 Splitter Passive Copper QSFP56 Cable | 499
0724HD5 | 747 | UID Asset Tag Label | 20
0724HD5 | 2305 | Integration 1U Component | 59
0724HD5 | 2321 | Custom MFG SVCS Fee - Small Increment | 3
0724HD5 | 3791 | 0.6m Yellow Cat5e Cable | 24
0724HD5 | 3792 | 1.5m Yellow Cat5e Cable | 24
0724HD5 | 3793 | 3m Yellow Cat5e Cable | 25
0724HD5 | 3794 | 10m Yellow Cat5e Cable | 34
0724HD5 | 3796 | 0.6m Green Cat5e Cable | 16
0724HD5 | 3797 | 1.5m Green Cat5e Cable | 17
0724HD5 | 3798 | 3m Green Cat5e Cable | 19
0724HD5 | 3799 | 10m Green Cat5e Cable | 29
0724HD5 | 3800 | 25m Green Cat5e Cable | 69
0724HD5 | 3801 | 0.6m Blue Cat5e Cable | 24
0724HD5 | 3802 | 1.5m Blue Cat5e Cable | 14
0724HD5 | 3803 | 3m Blue Cat5e Cable | 25
0724HD5 | 3804 | 10m Blue Cat5e Cable | 34
0724HD5 | 3805 | 25m Blue Cat5e Cable | 69
0724HD5 | 6201 | 1.5m, 10A/100-250V, C13 to IEC 320-C14 Rack Power Cable | 19
0724HD5 | 6204 | 2.8m, 10A/100-250V, C13 to IEC 320-C20 Rack Power Cable | 19
0724HD5 | 6263 | 4.3m, 10A/100-250V, C13 to IEC 320-C14 Rack Power Cable | 19
0724HD5 | 6311 | 2.8m, 10A/100-250V, C13 to IEC 320-C14 Rack Power Cable | 9
0724HD5 | 7829 | Integrate Network Switch in MFG | 0
0724HD5 | 7831 | Customer Solution Center Services | 0
0724HD5 | 7929 | e1350 Special Bid Solution Component | 0
0724HD5 | 8034 | LeSI Solution Component | 0
0724HD5 | 8067 | TAA Compliant Order | 0
0724HD5 | 8072 | General Racking Solution | 0
0724HD5 | 8971 | Integrate in manufacturing | 0
0724HD5 | 8972 | Ship Uninstalled (Safety) | 0
0724HD5 | A103 | System x Cluster Upgrade | 0
0724HD5 | A193 | Integrated Solutions | 0
0724HD5 | A1MS | 10m Cat6 Yellow Cable | 49
0724HD5 | A1MT | 10m Green Cat6 Cable | 49
0724HD5 | A1MU | 10m Cat6 Blue Cable | 49
0724HD5 | A1MV | 25m Cat6 Yellow Cable | 105
0724HD5 | A1MW | 25m Green Cat6 Cable | 105
0724HD5 | A1MX | 25m Cat6 Blue Cable | 105
0724HD5 | A1NN | High Performance Analytics Appliance | 0
0724HD5 | A3BB | GNRx Solution | 0
0724HD5 | ASQT | 0.5m Mellanox EDR IB Passive Copper QSFP28 Cable | 229
0724HD5 | ASQU | 0.75m Mellanox EDR IB Passive Copper QSFP28 Cable | 249
0724HD5 | ASQV | 1m Mellanox EDR IB Passive Copper QSFP28 Cable | 249
0724HD5 | ASQW | 1.25m Mellanox EDR IB Passive Copper QSFP28 Cable | 289
0724HD5 | ASQX | 1.5m Mellanox EDR IB Passive Copper QSFP28 Cable | 289
0724HD5 | ASQY | 2m Mellanox EDR IB Passive Copper QSFP28 Cable | 289
0724HD5 | ASQZ | 5m Mellanox EDR IB Optical QSFP28 Cable | 1359
0724HD5 | ASR0 | 10m Mellanox EDR IB Optical QSFP28 Cable | 1419
0724HD5 | ASR1 | 15m Mellanox EDR IB Optical QSFP28 Cable | 1509
0724HD5 | ASR2 | 20m Mellanox EDR IB Optical QSFP28 Cable | 1569
0724HD5 | ASR3 | 30m Mellanox EDR IB Optical QSFP28 Cable | 1789
0724HD5 | ASRM | 3m Mellanox EDR IB Passive Copper QSFP28 Cable | 319
0724HD5 | ASRN | 3m Mellanox EDR IB Optical QSFP28 Cable | 1359
0724HD5 | ASRP | 50m Mellanox EDR IB Optical QSFP28 Cable | 2329
0724HD5 | AUPM | Mellanox SB7890 EDR IB Unmanaged Switch (PSE) | 24999
0724HD5 | AVFQ | 0.75m Green Cat5e Cable | 15
0724HD5 | AVFR | 1.0m Green Cat5e Cable | 19
0724HD5 | AVFS | 1.25m Green Cat5e Cable | 19
0724HD5 | AVFT | 0.75m Blue Cat5e Cable | 15
0724HD5 | AVFU | 1.0m Blue Cat5e Cable | 19
0724HD5 | AVFV | 1.25m Blue Cat5e Cable | 19
0724HD5 | AVFW | 0.75m Green Cat6 Cable | 19
0724HD5 | AVFX | 1.0m Green Cat6 Cable | 19
0724HD5 | AVFY | 1.25m Green Cat6 Cable | 19
0724HD5 | AVFZ | 1.5m Green Cat6 Cable | 19
0724HD5 | AVG0 | 3m Green Cat6 Cable | 25
0724HD5 | B4QQ | 0.5m Mellanox HDR IB Passive Copper QSFP56 Cable | 299
0724HD5 | B4QR | 1m Mellanox HDR IB Passive Copper QSFP56 Cable | 399
0724HD5 | B4QS | 1.5m Mellanox HDR IB Passive Copper QSFP56 Cable | 449
0724HD5 | B4QT | 2m Mellanox HDR IB Passive Copper QSFP56 Cable | 499
0724HD5 | B4R1 | 1m Mellanox HDR IB to 2x HDR100 Splitter Passive Copper QSFP56 Cable | 399
0724HD5 | B4R2 | 1.5m Mellanox HDR IB to 2x HDR100 Splitter Passive Copper QSFP56 Cable | 449
0724HD5 | B68K | 30m Mellanox HDR IB to 2x HDR100 Splitter Optical QSFP56 Cable | 3499
0724HD5 | B68L | 2m Mellanox HDR IB to 2x HDR100 Splitter Passive Copper QSFP56 Cable | 499
0724HD6 | 747 | UID Asset Tag Label | 20
0724HD6 | 2305 | Integration 1U Component | 59
0724HD6 | 2321 | Custom MFG SVCS Fee - Small Increment | 3
0724HD6 | 3791 | 0.6m Yellow Cat5e Cable | 24
0724HD6 | 3792 | 1.5m Yellow Cat5e Cable | 24
0724HD6 | 3793 | 3m Yellow Cat5e Cable | 25
0724HD6 | 3794 | 10m Yellow Cat5e Cable | 34
0724HD6 | 3796 | 0.6m Green Cat5e Cable | 16
0724HD6 | 3797 | 1.5m Green Cat5e Cable | 17
0724HD6 | 3798 | 3m Green Cat5e Cable | 19
0724HD6 | 3799 | 10m Green Cat5e Cable | 29
0724HD6 | 3800 | 25m Green Cat5e Cable | 69
0724HD6 | 3801 | 0.6m Blue Cat5e Cable | 24
0724HD6 | 3802 | 1.5m Blue Cat5e Cable | 14
0724HD6 | 3803 | 3m Blue Cat5e Cable | 25
0724HD6 | 3804 | 10m Blue Cat5e Cable | 34
0724HD6 | 3805 | 25m Blue Cat5e Cable | 69
0724HD6 | 6201 | 1.5m, 10A/100-250V, C13 to IEC 320-C14 Rack Power Cable | 19
0724HD6 | 6204 | 2.8m, 10A/100-250V, C13 to IEC 320-C20 Rack Power Cable | 19
0724HD6 | 6263 | 4.3m, 10A/100-250V, C13 to IEC 320-C14 Rack Power Cable | 19
0724HD6 | 6311 | 2.8m, 10A/100-250V, C13 to IEC 320-C14 Rack Power Cable | 9
0724HD6 | 7829 | Integrate Network Switch in MFG | 0
0724HD6 | 7831 | Customer Solution Center Services | 0
0724HD6 | 7929 | e1350 Special Bid Solution Component | 0
0724HD6 | 8034 | LeSI Solution Component | 0
0724HD6 | 8067 | TAA Compliant Order | 0
0724HD6 | 8072 | General Racking Solution | 0
0724HD6 | 8971 | Integrate in manufacturing | 0
0724HD6 | 8972 | Ship Uninstalled (Safety) | 0
0724HD6 | A103 | System x Cluster Upgrade | 0
0724HD6 | A193 | Integrated Solutions | 0
0724HD6 | A1MS | 10m Cat6 Yellow Cable | 49
0724HD6 | A1MT | 10m Green Cat6 Cable | 49
0724HD6 | A1MU | 10m Cat6 Blue Cable | 49
0724HD6 | A1MV | 25m Cat6 Yellow Cable | 105
0724HD6 | A1MW | 25m Green Cat6 Cable | 105
0724HD6 | A1MX | 25m Cat6 Blue Cable | 105
0724HD6 | A1NN | High Performance Analytics Appliance | 0
0724HD6 | A3BB | GNRx Solution | 0
0724HD6 | A4WX | Switch Seal Kit | 69
0724HD6 | ASQT | 0.5m Mellanox EDR IB Passive Copper QSFP28 Cable | 229
0724HD6 | ASQU | 0.75m Mellanox EDR IB Passive Copper QSFP28 Cable | 249
0724HD6 | ASQV | 1m Mellanox EDR IB Passive Copper QSFP28 Cable | 249
0724HD6 | ASQW | 1.25m Mellanox EDR IB Passive Copper QSFP28 Cable | 289
0724HD6 | ASQX | 1.5m Mellanox EDR IB Passive Copper QSFP28 Cable | 289
0724HD6 | ASQY | 2m Mellanox EDR IB Passive Copper QSFP28 Cable | 289
0724HD6 | ASQZ | 5m Mellanox EDR IB Optical QSFP28 Cable | 1359
0724HD6 | ASR0 | 10m Mellanox EDR IB Optical QSFP28 Cable | 1419
0724HD6 | ASR1 | 15m Mellanox EDR IB Optical QSFP28 Cable | 1509
0724HD6 | ASR2 | 20m Mellanox EDR IB Optical QSFP28 Cable | 1569
0724HD6 | ASR3 | 30m Mellanox EDR IB Optical QSFP28 Cable | 1789
0724HD6 | ASRM | 3m Mellanox EDR IB Passive Copper QSFP28 Cable | 319
0724HD6 | ASRN | 3m Mellanox EDR IB Optical QSFP28 Cable | 1359
0724HD6 | ASRP | 50m Mellanox EDR IB Optical QSFP28 Cable | 2329
0724HD6 | AUPN | Mellanox SB7890 EDR IB Unmanaged Switch (oPSE) | 24999
0724HD6 | AVFQ | 0.75m Green Cat5e Cable | 15
0724HD6 | AVFR | 1.0m Green Cat5e Cable | 19
0724HD6 | AVFS | 1.25m Green Cat5e Cable | 19
0724HD6 | AVFT | 0.75m Blue Cat5e Cable | 15
0724HD6 | AVFU | 1.0m Blue Cat5e Cable | 19
0724HD6 | AVFV | 1.25m Blue Cat5e Cable | 19
0724HD6 | AVFW | 0.75m Green Cat6 Cable | 19
0724HD6 | AVFX | 1.0m Green Cat6 Cable | 19
0724HD6 | AVFY | 1.25m Green Cat6 Cable | 19
0724HD6 | AVFZ | 1.5m Green Cat6 Cable | 19
0724HD6 | AVG0 | 3m Green Cat6 Cable | 25
0724HD6 | B4QQ | 0.5m Mellanox HDR IB Passive Copper QSFP56 Cable | 299
0724HD6 | B4QR | 1m Mellanox HDR IB Passive Copper QSFP56 Cable | 399
0724HD6 | B4QS | 1.5m Mellanox HDR IB Passive Copper QSFP56 Cable | 449
0724HD6 | B4QT | 2m Mellanox HDR IB Passive Copper QSFP56 Cable | 499
0724HD6 | B4R1 | 1m Mellanox HDR IB to 2x HDR100 Splitter Passive Copper QSFP56 Cable | 399
0724HD6 | B4R2 | 1.5m Mellanox HDR IB to 2x HDR100 Splitter Passive Copper QSFP56 Cable | 449
0724HD6 | B68K | 30m Mellanox HDR IB to 2x HDR100 Splitter Optical QSFP56 Cable | 3499
0724HD6 | B68L | 2m Mellanox HDR IB to 2x HDR100 Splitter Passive Copper QSFP56 Cable | 499
0724HD7 | 747 | UID Asset Tag Label | 20
0724HD7 | 2305 | Integration 1U Component | 59
0724HD7 | 3797 | 1.5m Green Cat5e Cable | 17
0724HD7 | 3798 | 3m Green Cat5e Cable | 19
0724HD7 | 3799 | 10m Green Cat5e Cable | 29
0724HD7 | 3800 | 25m Green Cat5e Cable | 69
0724HD7 | 3802 | 1.5m Blue Cat5e Cable | 14
0724HD7 | 3803 | 3m Blue Cat5e Cable | 25
0724HD7 | 3804 | 10m Blue Cat5e Cable | 34
0724HD7 | 3805 | 25m Blue Cat5e Cable | 69
0724HD7 | 6201 | 1.5m, 10A/100-250V, C13 to IEC 320-C14 Rack Power Cable | 19
0724HD7 | 6204 | 2.8m, 10A/100-250V, C13 to IEC 320-C20 Rack Power Cable | 19
0724HD7 | 6263 | 4.3m, 10A/100-250V, C13 to IEC 320-C14 Rack Power Cable | 19
0724HD7 | 6311 | 2.8m, 10A/100-250V, C13 to IEC 320-C14 Rack Power Cable | 9
0724HD7 | 7829 | Integrate Network Switch in MFG | 0
0724HD7 | 7831 | Customer Solution Center Services | 0
0724HD7 | 7929 | e1350 Special Bid Solution Component | 0
0724HD7 | 8034 | LeSI Solution Component | 0
0724HD7 | 8067 | TAA Compliant Order | 0
0724HD7 | 8072 | General Racking Solution | 0
0724HD7 | 8971 | Integrate in manufacturing | 0
0724HD7 | 8972 | Ship Uninstalled (Safety) | 0
0724HD7 | A103 | System x Cluster Upgrade | 0
0724HD7 | A193 | Integrated Solutions | 0
0724HD7 | A1MT | 10m Green Cat6 Cable | 49
0724HD7 | A1MW | 25m Green Cat6 Cable | 105
0724HD7 | ASQT | 0.5m Mellanox EDR IB Passive Copper QSFP28 Cable | 229
0724HD7 | ASQU | 0.75m Mellanox EDR IB Passive Copper QSFP28 Cable | 249
0724HD7 | ASQV | 1m Mellanox EDR IB Passive Copper QSFP28 Cable | 249
0724HD7 | ASQW | 1.25m Mellanox EDR IB Passive Copper QSFP28 Cable | 289
0724HD7 | ASQX | 1.5m Mellanox EDR IB Passive Copper QSFP28 Cable | 289
0724HD7 | ASQY | 2m Mellanox EDR IB Passive Copper QSFP28 Cable | 289
0724HD7 | ASQZ | 5m Mellanox EDR IB Optical QSFP28 Cable | 1359
0724HD7 | ASR0 | 10m Mellanox EDR IB Optical QSFP28 Cable | 1419
0724HD7 | ASR1 | 15m Mellanox EDR IB Optical QSFP28 Cable | 1509
0724HD7 | ASR2 | 20m Mellanox EDR IB Optical QSFP28 Cable | 1569
0724HD7 | ASR3 | 30m Mellanox EDR IB Optical QSFP28 Cable | 1789
0724HD7 | ASRM | 3m Mellanox EDR IB Passive Copper QSFP28 Cable | 319
0724HD7 | ASRN | 3m Mellanox EDR IB Optical QSFP28 Cable | 1359
0724HD7 | ASRP | 50m Mellanox EDR IB Optical QSFP28 Cable | 2329
0724HD7 | AVFQ | 0.75m Green Cat5e Cable | 15
0724HD7 | AVFR | 1.0m Green Cat5e Cable | 19
0724HD7 | AVFS | 1.25m Green Cat5e Cable | 19
0724HD7 | AVFT | 0.75m Blue Cat5e Cable | 15
0724HD7 | AVFU | 1.0m Blue Cat5e Cable | 19
0724HD7 | AVFV | 1.25m Blue Cat5e Cable | 19
0724HD7 | AVFW | 0.75m Green Cat6 Cable | 19
0724HD7 | AVFX | 1.0m Green Cat6 Cable | 19
0724HD7 | AVFY | 1.25m Green Cat6 Cable | 19
0724HD7 | AVFZ | 1.5m Green Cat6 Cable | 19
0724HD7 | AVG0 | 3m Green Cat6 Cable | 25
0724HD7 | B4QQ | 0.5m Mellanox HDR IB Passive Copper QSFP56 Cable | 299
0724HD7 | B4QR | 1m Mellanox HDR IB Passive Copper QSFP56 Cable | 399
0724HD7 | B4QS | 1.5m Mellanox HDR IB Passive Copper QSFP56 Cable | 449
0724HD7 | B4QT | 2m Mellanox HDR IB Passive Copper QSFP56 Cable | 499
0724HD7 | B4QW | 3m Mellanox HDR IB Active Optical QSFP56 Cable | 2099
0724HD7 | B4QX | 5m Mellanox HDR IB Active Optical QSFP56 Cable | 2149
0724HD7 | B4QY | 10m Mellanox HDR IB Active Optical QSFP56 Cable | 2199
0724HD7 | B4QZ | 15m Mellanox HDR IB Active Optical QSFP56 Cable | 2249
0724HD7 | B4R0 | 20m Mellanox HDR IB Active Optical QSFP56 Cable | 2299
0724HD7 | B4R1 | 1m Mellanox HDR IB to 2x HDR100 Splitter Passive Copper QSFP56 Cable | 399
0724HD7 | B4R2 | 1.5m Mellanox HDR IB to 2x HDR100 Splitter Passive Copper QSFP56 Cable | 449
0724HD7 | B4R4 | 3m Mellanox HDR IB to 2x HDR100 Splitter Optical QSFP56 Cable | 2799
0724HD7 | B4R5 | 5m Mellanox HDR IB to 2x HDR100 Splitter Optical QSFP56 Cable | 2899
0724HD7 | B4R6 | 10m Mellanox HDR IB to 2x HDR100 Splitter Optical QSFP56 Cable | 2999
0724HD7 | B4R7 | 15m Mellanox HDR IB to 2x HDR100 Splitter Optical QSFP56 Cable | 3199
0724HD7 | B4R8 | 20m Mellanox HDR IB to 2x HDR100 Splitter Optical QSFP56 Cable | 3299
0724HD7 | B4RH | Mellanox QM8700 HDR IB Managed Switch (PSE) | 28999
0724HD7 | B5RV | Mellanox QM87xx Enterprise RMK w/Air Duct | 899
0724HD7 | B68K | 30m Mellanox HDR IB to 2x HDR100 Splitter Optical QSFP56 Cable | 3499
0724HD7 | B68L | 2m Mellanox HDR IB to 2x HDR100 Splitter Passive Copper QSFP56 Cable | 499
0724HD7 | B68M | 100m Mellanox HDR IB Optical QSFP56 Cable | 5099
0724HD7 | B68N | 50m Mellanox HDR IB Optical QSFP56 Cable | 3699
0724HD7 | B68P | 30m Mellanox HDR IB Optical QSFP56 Cable | 2399
0724HD8 | 747 | UID Asset Tag Label | 20
0724HD8 | 2305 | Integration 1U Component | 59
0724HD8 | 3797 | 1.5m Green Cat5e Cable | 17
0724HD8 | 3798 | 3m Green Cat5e Cable | 19
0724HD8 | 3799 | 10m Green Cat5e Cable | 29
0724HD8 | 3800 | 25m Green Cat5e Cable | 69
0724HD8 | 3802 | 1.5m Blue Cat5e Cable | 14
0724HD8 | 3803 | 3m Blue Cat5e Cable | 25
0724HD8 | 3804 | 10m Blue Cat5e Cable | 34
0724HD8 | 3805 | 25m Blue Cat5e Cable | 69
0724HD8 | 6201 | 1.5m, 10A/100-250V, C13 to IEC 320-C14 Rack Power Cable | 19
0724HD8 | 6204 | 2.8m, 10A/100-250V, C13 to IEC 320-C20 Rack Power Cable | 19
0724HD8 | 6263 | 4.3m, 10A/100-250V, C13 to IEC 320-C14 Rack Power Cable | 19
0724HD8 | 6311 | 2.8m, 10A/100-250V, C13 to IEC 320-C14 Rack Power Cable | 9
0724HD8 | 7829 | Integrate Network Switch in MFG | 0
0724HD8 | 7831 | Customer Solution Center Services | 0
0724HD8 | 7929 | e1350 Special Bid Solution Component | 0
0724HD8 | 8034 | LeSI Solution Component | 0
0724HD8 | 8067 | TAA Compliant Order | 0
0724HD8 | 8072 | General Racking Solution | 0
0724HD8 | 8971 | Integrate in manufacturing | 0
0724HD8 | 8972 | Ship Uninstalled (Safety) | 0
0724HD8 | A103 | System x Cluster Upgrade | 0
0724HD8 | A193 | Integrated Solutions | 0
0724HD8 | A1MT | 10m Green Cat6 Cable | 49
0724HD8 | A1MW | 25m Green Cat6 Cable | 105
0724HD8 | A4WX | Switch Seal Kit | 69
0724HD8 | ASQT | 0.5m Mellanox EDR IB Passive Copper QSFP28 Cable | 229
0724HD8 | ASQU | 0.75m Mellanox EDR IB Passive Copper QSFP28 Cable | 249
0724HD8 | ASQV | 1m Mellanox EDR IB Passive Copper QSFP28 Cable | 249
0724HD8 | ASQW | 1.25m Mellanox EDR IB Passive Copper QSFP28 Cable | 289
0724HD8 | ASQX | 1.5m Mellanox EDR IB Passive Copper QSFP28 Cable | 289
0724HD8 | ASQY | 2m Mellanox EDR IB Passive Copper QSFP28 Cable | 289
0724HD8 | ASQZ | 5m Mellanox EDR IB Optical QSFP28 Cable | 1359
0724HD8 | ASR0 | 10m Mellanox EDR IB Optical QSFP28 Cable | 1419
0724HD8 | ASR1 | 15m Mellanox EDR IB Optical QSFP28 Cable | 1509
0724HD8 | ASR2 | 20m Mellanox EDR IB Optical QSFP28 Cable | 1569
0724HD8 | ASR3 | 30m Mellanox EDR IB Optical QSFP28 Cable | 1789
0724HD8 | ASRM | 3m Mellanox EDR IB Passive Copper QSFP28 Cable | 319
0724HD8 | ASRN | 3m Mellanox EDR IB Optical QSFP28 Cable | 1359
0724HD8 | ASRP | 50m Mellanox EDR IB Optical QSFP28 Cable | 2329
0724HD8 | AVFQ | 0.75m Green Cat5e Cable | 15
0724HD8 | AVFR | 1.0m Green Cat5e Cable | 19
0724HD8 | AVFS | 1.25m Green Cat5e Cable | 19
0724HD8 | AVFT | 0.75m Blue Cat5e Cable | 15
0724HD8 | AVFU | 1.0m Blue Cat5e Cable | 19
0724HD8 | AVFV | 1.25m Blue Cat5e Cable | 19
0724HD8 | AVFW | 0.75m Green Cat6 Cable | 19
0724HD8 | AVFX | 1.0m Green Cat6 Cable | 19
0724HD8 | AVFY | 1.25m Green Cat6 Cable | 19
0724HD8 | AVFZ | 1.5m Green Cat6 Cable | 19
0724HD8 | AVG0 | 3m Green Cat6 Cable | 25
0724HD8 | B4QQ | 0.5m Mellanox HDR IB Passive Copper QSFP56 Cable | 299
0724HD8 | B4QR | 1m Mellanox HDR IB Passive Copper QSFP56 Cable | 399
0724HD8 | B4QS | 1.5m Mellanox HDR IB Passive Copper QSFP56 Cable | 449
0724HD8 | B4QT | 2m Mellanox HDR IB Passive Copper QSFP56 Cable | 499
0724HD8 | B4QW | 3m Mellanox HDR IB Active Optical QSFP56 Cable | 2099
0724HD8 | B4QX | 5m Mellanox HDR IB Active Optical QSFP56 Cable | 2149
0724HD8 | B4QY | 10m Mellanox HDR IB Active Optical QSFP56 Cable | 2199
0724HD8 | B4QZ | 15m Mellanox HDR IB Active Optical QSFP56 Cable | 2249
0724HD8 | B4R0 | 20m Mellanox HDR IB Active Optical QSFP56 Cable | 2299
0724HD8 | B4R1 | 1m Mellanox HDR IB to 2x HDR100 Splitter Passive Copper QSFP56 Cable | 399
0724HD8 | B4R2 | 1.5m Mellanox HDR IB to 2x HDR100 Splitter Passive Copper QSFP56 Cable | 449
0724HD8 | B4R4 | 3m Mellanox HDR IB to 2x HDR100 Splitter Optical QSFP56 Cable | 2799
0724HD8 | B4R5 | 5m Mellanox HDR IB to 2x HDR100 Splitter Optical QSFP56 Cable | 2899
0724HD8 | B4R6 | 10m Mellanox HDR IB to 2x HDR100 Splitter Optical QSFP56 Cable | 2999
0724HD8 | B4R7 | 15m Mellanox HDR IB to 2x HDR100 Splitter Optical QSFP56 Cable | 3199
0724HD8 | B4R8 | 20m Mellanox HDR IB to 2x HDR100 Splitter Optical QSFP56 Cable | 3299
0724HD8 | B4RJ | Mellanox QM8700 HDR IB Managed Switch (oPSE) | 21099
0724HD8 | B5RW | Mellanox QM87xx Enterprise RMK for Recessed Mounting | 149
0724HD8 | B68K | 30m Mellanox HDR IB to 2x HDR100 Splitter Optical QSFP56 Cable | 3499
0724HD8 | B68L | 2m Mellanox HDR IB to 2x HDR100 Splitter Passive Copper QSFP56 Cable | 499
0724HD8 | B68M | 100m Mellanox HDR IB Optical QSFP56 Cable | 5099
0724HD8 | B68N | 50m Mellanox HDR IB Optical QSFP56 Cable | 3699
0724HD8 | B68P | 30m Mellanox HDR IB Optical QSFP56 Cable | 2399
0724HD9 | 747 | UID Asset Tag Label | 20
0724HD9 | 2305 | Integration 1U Component | 59
0724HD9 | 3797 | 1.5m Green Cat5e Cable | 17
0724HD9 | 3798 | 3m Green Cat5e Cable | 19
0724HD9 | 3799 | 10m Green Cat5e Cable | 29
0724HD9 | 3800 | 25m Green Cat5e Cable | 69
0724HD9 | 3802 | 1.5m Blue Cat5e Cable | 14
0724HD9 | 3803 | 3m Blue Cat5e Cable | 25
0724HD9 | 3804 | 10m Blue Cat5e Cable | 34
0724HD9 | 3805 | 25m Blue Cat5e Cable | 69
0724HD9 | 6201 | 1.5m, 10A/100-250V, C13 to IEC 320-C14 Rack Power Cable | 19
0724HD9 | 6204 | 2.8m, 10A/100-250V, C13 to IEC 320-C20 Rack Power Cable | 19
0724HD9 | 6263 | 4.3m, 10A/100-250V, C13 to IEC 320-C14 Rack Power Cable | 19
0724HD9 | 6311 | 2.8m, 10A/100-250V, C13 to IEC 320-C14 Rack Power Cable | 9
0724HD9 | 7829 | Integrate Network Switch in MFG | 0
0724HD9 | 7831 | Customer Solution Center Services | 0
0724HD9 | 7929 | e1350 Special Bid Solution Component | 0
0724HD9 | 8034 | LeSI Solution Component | 0
0724HD9 | 8067 | TAA Compliant Order | 0
0724HD9 | 8072 | General Racking Solution | 0
0724HD9 | 8971 | Integrate in manufacturing | 0
0724HD9 | 8972 | Ship Uninstalled (Safety) | 0
0724HD9 | A103 | System x Cluster Upgrade | 0
0724HD9 | A193 | Integrated Solutions | 0
0724HD9 | A1MT | 10m Green Cat6 Cable | 49
0724HD9 | A1MW | 25m Green Cat6 Cable | 105
0724HD9 | ASQT | 0.5m Mellanox EDR IB Passive Copper QSFP28 Cable | 229
0724HD9 | ASQU | 0.75m Mellanox EDR IB Passive Copper QSFP28 Cable | 249
0724HD9 | ASQV | 1m Mellanox EDR IB Passive Copper QSFP28 Cable | 249
0724HD9 | ASQW | 1.25m Mellanox EDR IB Passive Copper QSFP28 Cable | 289
0724HD9 | ASQX | 1.5m Mellanox EDR IB Passive Copper QSFP28 Cable | 289
0724HD9 | ASQY | 2m Mellanox EDR IB Passive Copper QSFP28 Cable | 289
0724HD9 | ASQZ | 5m Mellanox EDR IB Optical QSFP28 Cable | 1359
0724HD9 | ASR0 | 10m Mellanox EDR IB Optical QSFP28 Cable | 1419
0724HD9 | ASR1 | 15m Mellanox EDR IB Optical QSFP28 Cable | 1509
0724HD9 | ASR2 | 20m Mellanox EDR IB Optical QSFP28 Cable | 1569
0724HD9 | ASR3 | 30m Mellanox EDR IB Optical QSFP28 Cable | 1789
0724HD9 | ASRM | 3m Mellanox EDR IB Passive Copper QSFP28 Cable | 319
0724HD9 | ASRN | 3m Mellanox EDR IB Optical QSFP28 Cable | 1359
0724HD9 | ASRP | 50m Mellanox EDR IB Optical QSFP28 Cable | 2329
0724HD9 | AVFQ | 0.75m Green Cat5e Cable | 15
0724HD9 | AVFR | 1.0m Green Cat5e Cable | 19
0724HD9 | AVFS | 1.25m Green Cat5e Cable | 19
0724HD9 | AVFT | 0.75m Blue Cat5e Cable | 15
0724HD9 | AVFU | 1.0m Blue Cat5e Cable | 19
0724HD9 | AVFV | 1.25m Blue Cat5e Cable | 19
0724HD9 | AVFW | 0.75m Green Cat6 Cable | 19
0724HD9 | AVFX | 1.0m Green Cat6 Cable | 19
0724HD9 | AVFY | 1.25m Green Cat6 Cable | 19
0724HD9 | AVFZ | 1.5m Green Cat6 Cable | 19
0724HD9 | AVG0 | 3m Green Cat6 Cable | 25
0724HD9 | B4QQ | 0.5m Mellanox HDR IB Passive Copper QSFP56 Cable | 299
0724HD9 | B4QR | 1m Mellanox HDR IB Passive Copper QSFP56 Cable | 399
0724HD9 | B4QS | 1.5m Mellanox HDR IB Passive Copper QSFP56 Cable | 449
0724HD9 | B4QT | 2m Mellanox HDR IB Passive Copper QSFP56 Cable | 499
0724HD9 | B4QW | 3m Mellanox HDR IB Active Optical QSFP56 Cable | 2099
0724HD9 | B4QX | 5m Mellanox HDR IB Active Optical QSFP56 Cable | 2149
0724HD9 | B4QY | 10m Mellanox HDR IB Active Optical QSFP56 Cable | 2199
0724HD9 | B4QZ | 15m Mellanox HDR IB Active Optical QSFP56 Cable | 2249
0724HD9 | B4R0 | 20m Mellanox HDR IB Active Optical QSFP56 Cable | 2299
0724HD9 | B4R1 | 1m Mellanox HDR IB to 2x HDR100 Splitter Passive Copper QSFP56 Cable | 399
0724HD9 | B4R2 | 1.5m Mellanox HDR IB to 2x HDR100 Splitter Passive Copper QSFP56 Cable | 449
0724HD9 | B4R4 | 3m Mellanox HDR IB to 2x HDR100 Splitter Optical QSFP56 Cable | 2799
0724HD9 | B4R5 | 5m Mellanox HDR IB to 2x HDR100 Splitter Optical QSFP56 Cable | 2899
0724HD9 | B4R6 | 10m Mellanox HDR IB to 2x HDR100 Splitter Optical QSFP56 Cable | 2999
0724HD9 | B4R7 | 15m Mellanox HDR IB to 2x HDR100 Splitter Optical QSFP56 Cable | 3199
0724HD9 | B4R8 | 20m Mellanox HDR IB to 2x HDR100 Splitter Optical QSFP56 Cable | 3299
0724HD9 | B4RK | Mellanox QM8790 HDR IB Unmanaged Switch (PSE) | 16899
0724HD9 | B5RV | Mellanox QM87xx Enterprise RMK w/Air Duct | 899
0724HD9 | B68K | 30m Mellanox HDR IB to 2x HDR100 Splitter Optical QSFP56 Cable | 3499
0724HD9 | B68L | 2m Mellanox HDR IB to 2x HDR100 Splitter Passive Copper QSFP56 Cable | 499
0724HD9 | B68M | 100m Mellanox HDR IB Optical QSFP56 Cable | 5099
0724HD9 | B68N | 50m Mellanox HDR IB Optical QSFP56 Cable | 3699
0724HD9 | B68P | 30m Mellanox HDR IB Optical QSFP56 Cable | 2399
0724HEA | 747 | UID Asset Tag Label | 20
0724HEA | 2305 | Integration 1U Component | 59
0724HEA | 3797 | 1.5m Green Cat5e Cable | 17
0724HEA | 3798 | 3m Green Cat5e Cable | 19
0724HEA | 3799 | 10m Green Cat5e Cable | 29
0724HEA | 3800 | 25m Green Cat5e Cable | 69
0724HEA | 3802 | 1.5m Blue Cat5e Cable | 14
0724HEA | 3803 | 3m Blue Cat5e Cable | 25
0724HEA | 3804 | 10m Blue Cat5e Cable | 34
0724HEA | 3805 | 25m Blue Cat5e Cable | 69
0724HEA | 6201 | 1.5m, 10A/100-250V, C13 to IEC 320-C14 Rack Power Cable | 19
0724HEA | 6204 | 2.8m, 10A/100-250V, C13 to IEC 320-C20 Rack Power Cable | 19
0724HEA | 6263 | 4.3m, 10A/100-250V, C13 to IEC 320-C14 Rack Power Cable | 19
0724HEA | 6311 | 2.8m, 10A/100-250V, C13 to IEC 320-C14 Rack Power Cable | 9
0724HEA | 7829 | Integrate Network Switch in MFG | 0
0724HEA | 7831 | Customer Solution Center Services | 0
0724HEA | 7929 | e1350 Special Bid Solution Component | 0
0724HEA | 8034 | LeSI Solution Component | 0
0724HEA | 8067 | TAA Compliant Order | 0
0724HEA | 8072 | General Racking Solution | 0
0724HEA | 8971 | Integrate in manufacturing | 0
0724HEA | 8972 | Ship Uninstalled (Safety) | 0
0724HEA | A103 | System x Cluster Upgrade | 0
0724HEA | A193 | Integrated Solutions | 0
0724HEA | A1MT | 10m Green Cat6 Cable | 49
0724HEA | A1MW | 25m Green Cat6 Cable | 105
0724HEA | A4WX | Switch Seal Kit | 69
0724HEA | ASQT | 0.5m Mellanox EDR IB Passive Copper QSFP28 Cable | 229
0724HEA | ASQU | 0.75m Mellanox EDR IB Passive Copper QSFP28 Cable | 249
0724HEA | ASQV | 1m Mellanox EDR IB Passive Copper QSFP28 Cable | 249
0724HEA | ASQW | 1.25m Mellanox EDR IB Passive Copper QSFP28 Cable | 289
0724HEA | ASQX | 1.5m Mellanox EDR IB Passive Copper QSFP28 Cable | 289
0724HEA | ASQY | 2m Mellanox EDR IB Passive Copper QSFP28 Cable | 289
0724HEA | ASQZ | 5m Mellanox EDR IB Optical QSFP28 Cable | 1359
0724HEA | ASR0 | 10m Mellanox EDR IB Optical QSFP28 Cable | 1419
0724HEA | ASR1 | 15m Mellanox EDR IB Optical QSFP28 Cable | 1509
0724HEA | ASR2 | 20m Mellanox EDR IB Optical QSFP28 Cable | 1569
0724HEA | ASR3 | 30m Mellanox EDR IB Optical QSFP28 Cable | 1789
0724HEA | ASRM | 3m Mellanox EDR IB Passive Copper QSFP28 Cable | 319
0724HEA | ASRN | 3m Mellanox EDR IB Optical QSFP28 Cable | 1359
0724HEA | ASRP | 50m Mellanox EDR IB Optical QSFP28 Cable | 2329
0724HEA | AVFQ | 0.75m Green Cat5e Cable | 15
0724HEA | AVFR | 1.0m Green Cat5e Cable | 19
0724HEA | AVFS | 1.25m Green Cat5e Cable | 19
0724HEA | AVFT | 0.75m Blue Cat5e Cable | 15
0724HEA | AVFU | 1.0m Blue Cat5e Cable | 19
0724HEA | AVFV | 1.25m Blue Cat5e Cable | 19
0724HEA | AVFW | 0.75m Green Cat6 Cable | 19
0724HEA | AVFX | 1.0m Green Cat6 Cable | 19
0724HEA | AVFY | 1.25m Green Cat6 Cable | 19
0724HEA | AVFZ | 1.5m Green Cat6 Cable | 19
0724HEA | AVG0 | 3m Green Cat6 Cable | 25
0724HEA | B4QQ | 0.5m Mellanox HDR IB Passive Copper QSFP56 Cable | 299
0724HEA | B4QR | 1m Mellanox HDR IB Passive Copper QSFP56 Cable | 399
0724HEA | B4QS | 1.5m Mellanox HDR IB Passive Copper QSFP56 Cable | 449
0724HEA | B4QT | 2m Mellanox HDR IB Passive Copper QSFP56 Cable | 499
0724HEA | B4QW | 3m Mellanox HDR IB Active Optical QSFP56 Cable | 2099
0724HEA | B4QX | 5m Mellanox HDR IB Active Optical QSFP56 Cable | 2149
0724HEA | B4QY | 10m Mellanox HDR IB Active Optical QSFP56 Cable | 2199
0724HEA | B4QZ | 15m Mellanox HDR IB Active Optical QSFP56 Cable | 2249
0724HEA | B4R0 | 20m Mellanox HDR IB Active Optical QSFP56 Cable | 2299
0724HEA | B4R1 | 1m Mellanox HDR IB to 2x HDR100 Splitter Passive Copper QSFP56 Cable | 399
0724HEA | B4R2 | 1.5m Mellanox HDR IB to 2x HDR100 Splitter Passive Copper QSFP56 Cable | 449
0724HEA | B4R4 | 3m Mellanox HDR IB to 2x HDR100 Splitter Optical QSFP56 Cable | 2799
0724HEA | B4R5 | 5m Mellanox HDR IB to 2x HDR100 Splitter Optical QSFP56 Cable | 2899
0724HEA | B4R6 | 10m Mellanox HDR IB to 2x HDR100 Splitter Optical QSFP56 Cable | 2999
0724HEA | B4R7 | 15m Mellanox HDR IB to 2x HDR100 Splitter Optical QSFP56 Cable | 3199
0724HEA | B4R8 | 20m Mellanox HDR IB to 2x HDR100 Splitter Optical QSFP56 Cable | 3299
0724HEA | B4RL | Mellanox QM8790 HDR IB Unmanaged Switch (oPSE) | 16899
0724HEA | B5RW | Mellanox QM87xx Enterprise RMK for Recessed Mounting | 149
0724HEA | B68K | 30m Mellanox HDR IB to 2x HDR100 Splitter Optical QSFP56 Cable | 3499
0724HEA | B68L | 2m Mellanox HDR IB to 2x HDR100 Splitter Passive Copper QSFP56 Cable | 499
0724HEA | B68M | 100m Mellanox HDR IB Optical QSFP56 Cable | 5099
0724HEA | B68N | 50m Mellanox HDR IB Optical QSFP56 Cable | 3699
0724HEA | B68P | 30m Mellanox HDR IB Optical QSFP56 Cable | 2399
1410HEB | 747 | UID Asset Tag Label | 20
1410HEB | 2304 | Integration Prep | 400
1410HEB | 2305 | Integration 1U Component | 59
1410HEB | 2306 | Integration >1U Component | 125
1410HEB | 2310 | Solution Specific Test | 1999
1410HEB | 2321 | Custom MFG SVCS Fee - Small Increment | 3
1410HEB | 2322 | One-Day Cluster Enablement Team Consult | 2855
1410HEB | 3269 | SFP SX Transceiver | 149
1410HEB | 3701 | 5m LC-LC Fiber Cable (networking) | 129
1410HEB | 3702 | 25m LC-LC Fiber Cable (networking) | 189
1410HEB | 3704 | 5m LC-LC Fiber Cable | 129
1410HEB | 3705 | 25m LC-LC Fiber Cable | 189
1410HEB | 3791 | 0.6m Yellow Cat5e Cable | 24
1410HEB | 3792 | 1.5m Yellow Cat5e Cable | 24
1410HEB | 3793 | 3m Yellow Cat5e Cable | 25
1410HEB | 3794 | 10m Yellow Cat5e Cable | 34
1410HEB | 3795 | 25m Yellow Cat5e Cable | 69
1410HEB | 3796 | 0.6m Green Cat5e Cable | 16
1410HEB | 3797 | 1.5m Green Cat5e Cable | 17
1410HEB | 3798 | 3m Green Cat5e Cable | 19
1410HEB | 3799 | 10m Green Cat5e Cable | 29
1410HEB | 3800 | 25m Green Cat5e Cable | 69
1410HEB | 3801 | 0.6m Blue Cat5e Cable | 24
1410HEB | 3802 | 1.5m Blue Cat5e Cable | 14
1410HEB | 3803 | 3m Blue Cat5e Cable | 25
1410HEB | 3804 | 10m Blue Cat5e Cable | 34
1410HEB | 3805 | 25m Blue Cat5e Cable | 69
1410HEB | 4271 | 1U black plastic filler panel | 11
1410HEB | 4273 | 3U black plastic filler panel | 15
1410HEB | 4275 | 5U black plastic filler panel | 55
1410HEB | 5053 | SFP+ SR Transceiver | 699
1410HEB | 5341 | Virtual Media Conversion Option Gen2 (VCO2) | 129
1410HEB | 5893 | iDataPlex Cable Management Kit for Standard Racks | 375
1410HEB | 5895 | 1U 12 C13 Switched and Monitored 60A 3 Phase PDU | 1499
1410HEB | 5900 | DPI 100-127V NEMA PDU | 145
1410HEB | 5908 | C13 PDU & 1p, 30A/208V, NEMA L6-30P(US)LC | 1269
1410HEB | 5909 | C13 PDU & 1p, 60A/208V, IEC 309 2P+G(US)LC | 1419
1410HEB | 5950 | DPI Universal 7 C13 PDU | 179
1410HEB | 5954 | DPI Universal Rack PDU (Europe) | 195
1410HEB | 5955 | DPI Universal Rack PDU (Denmark/Switzerland) | 195
1410HEB | 5957 | DPI Universal Rack PDU (Italy) | 195
1410HEB | 5959 | DPI Universal Rack PDU (UK) | 195
1410HEB | 5960 | DPI Universal Rack PDU (Australia/New Zealand) | 359
1410HEB | 5961 | DPI Universal Rack PDU (China) | 359
1410HEB | 6012 | DPI Single-phase 30A/208V C13 Enterprise PDU (US) | 669
1410HEB | 6013 | DPI Single-phase 60A/208V C13 Enterprise PDU (US) | 899
1410HEB | 6032 | DPI Single-phase 30A/208V C13 Enterprise PDU Plus (US) | 1269
1410HEB | 6033 | DPI Single-phase 60A/208V C13 Enterprise PDU Plus (US) | 1419
1410HEB | 6061 | DPI Three-phase 60A/208V C19 Enterprise PDU (US) | 599
1410HEB | 6062 | DPI Single-phase 30A/208V C19 Enterprise PDU (US) | 1999
1410HEB | 6063 | DPI Single-phase 60A/208V C19 Enterprise PDU (US) | 899
1410HEB | 6124 | SOFS Solution Code MFG Instruction | 0
1410HEB | 6125 | SAP-BWA Solution Code MFG Instruction | 0
1410HEB | 6126 | InfoSphere-BWA Solution Code MFG Instruction | 0
1410HEB | 6127 | GMAS Solution Code MFG Instruction | 0
1410HEB | 6128 | IBW-SSD Solution Code MFG Instruction | 0
1410HEB | 6129 | Cloudburst Solution Code MFG Instruction | 0
1410HEB | 6130 | SoNAS Solution Code MFG Instruction | 0
1410HEB | 6201 | 1.5m, 10A/100-250V, C13 to IEC 320-C14 Rack Power Cable | 19
1410HEB | 6204 | 2.8m, 10A/100-250V, C13 to IEC 320-C20 Rack Power Cable | 19
1410HEB | 6252 | 2.5m, 16A/100-250V, C19 to IEC 320-C20 Rack Power Cable | 19
1410HEB | 6263 | 4.3m, 10A/100-250V, C13 to IEC 320-C14 Rack Power Cable | 19
1410HEB | 6274 | 4.3m, 18A/125V, C19 to NEMA L5-20P (US) Line Cord | 49
1410HEB | 6275 | 4.3m, 16A/208V, C19 to NEMA L6-20P (US) Line Cord | 49
1410HEB | 6292 | 2m, 16A/100-250V, C19 to IEC 320-C20 Rack Power Cable | 19
1410HEB | 6311 | 2.8m, 10A/100-250V, C13 to IEC 320-C14 Rack Power Cable | 9
1410HEB | 6316 | Rack power cable - 2.0m, 125-250V, C13 to IEC 320-C14 (WW) | 9
1410HEB | 6393 | 2.5m, 30A/120V, NEMA L5-30P (US) Line Cord | 359
1410HEB | 6394 | 2.5m, 30A/208V, NEMA L6-30P (US) Line Cord | 359
1410HEB | 6395 | 2.5m, 60A/208V, IEC 309 2P+G (US) Line Cord | 549
1410HEB | 6396 | 2.5m, 32A/230V, IEC 309 P+N+G (non-US) Line Cord | 309
1410HEB | 6397 | 2.5m, 63A/230V, IEC 309 P+N+G (non-US) Line Cord | 449
1410HEB | 6400 | 2.8m, 13A/100-250V, C13 to C14 Jumper Cord | 9
1410HEB | 6414 | XFP-to-CX4 Transceiver (15m) | 1139
1410HEB | 6500 | 4.3m, 30A/208V, EPDU to NEMA L6-30P (US) Line Cord | 169
1410HEB | 6501 | 4.3m, 60A/208V, EPDU to IEC 309 2P+G (US) Line Cord | 319
1410HEB | 6502 | 4.3m, 32A/230V, EPDU to IEC 309 P+N+G (non-US) Line Cord | 169
1410HEB | 6503 | 4.3m, 63A/230V, EPDU to IEC 309 P+N+G (non-US) Line Cord | 390
1410HEB | 6504 | 4.3m, 32A/380-415V, EPDU/IEC 309 3P+N+G 3ph wye (non-US) Line Cord | 319
1410HEB | 6505 | 4.3m, 32A/230V, Souriau UTG Female to AS/NZ 3112 (Aus/NZ) Line Cord | 169
1410HEB | 6506 | 4.3m, 32A/250V, Souriau UTG Female to KSC 8305 (S. Korea) Line Cord | 169
1410HEB | 6527 | AC Jumper Cord C19 Right Angle/C20 | 99
1410HEB | 6568 | 1.8m, 10A/100-250V, 2xC13PM to IEC 320-C14 Rack Power Cable | 19
1410HEB | 6569 | 1.8m, 10A/100-250V, C13PM to IEC 320-C14 Rack Power Cable | 15
1410HEB | 6570 | 2.0m, 13A/100-250V, C13 to C14 Jumper Cord | 19
1410HEB | 6583 | 4.3m, 13A/100-250V, C13 to C14 Rack Power Cable | 19
1410HEB | 7831 | Customer Solution Center Services | 0
1410HEB | 8034 | LeSI Solution Component | 0
1410HEB | 8067 | TAA Compliant Order | 0
1410HEB | 8086 | No Publications Selected | 0
1410HEB | 8970 | Ship empty | 0
1410HEB | 8971 | Integrate in manufacturing | 0
1410HEB | 8972 | Ship Uninstalled (Safety) | 0
1410HEB | 9122 | 0-bay arrangement (don't use side-wall compartments) | 0
1410HEB | 9123 | 2-bay arrangement | 0
1410HEB | 9128 | dual source distribution | 0
1410HEB | 9129 | use 100V (low voltage) | 0
1410HEB | 9134 | use 200V (high voltage) | 0
1410HEB | A0R5 | 5m QSFP -to- 4-SFP+ Copper cable | 175
1410HEB | A0R6 | 1m QSFP -to- 4-SFP+ Copper cable | 115
1410HEB | A0R7 | 3m QSFP -to- 4-SFP+ Copper cable | 135
1410HEB | A0ZZ | InfoSphere-BWA R2 Solution Code Mfg Instruction | 0
1410HEB | A11S | DPI 30amp Front End PDU w/ Nema L5-30P | 359
1410HEB | A11T | DPI 30amp Front End PDU w/ Nema L6-30P | 359
1410HEB | A11U | DPI 60amp Front End PDU w/ IEC 309 2P + N + G | 549
1410HEB | A11V | DPI 32amp/250V Front End PDU w/ IEC 309 P+N+G connector | 685
1410HEB | A11W | DPI 63amp/250V Front End PDU w/ IEC 309 P + N connector | 685
1410HEB | A11X | DPI Single-phase 32A/230V Front-end PDU (Aus/NZ) | 359
1410HEB | A11Y | DPI Single-phase 30A/220V Front-end PDU (S Korea) | 359
1410HEB | A193 | Integrated Solutions | 0
1410HEB | A1BG | DS Storage Rack Shipping Bracket | 145
1410HEB | A1DL | 1m QSFP+ DAC Break Out Cable | 319
1410HEB | A1DM | 3m QSFP+ DAC Break Out Cable | 419
1410HEB | A1DN | 5m QSFP+ DAC Break Out Cable | 529
1410HEB | A1DP | 1m QSFP to QSFP+ Cable | 269
1410HEB | A1DQ | 3m QSFP+ to QSFP+ Cable | 329
1410HEB | A1MS | 10m Cat6 Yellow Cable | 49
1410HEB | A1MT | 10m Green Cat6 Cable | 49
1410HEB | A1MU | 10m Cat6 Blue Cable | 49
1410HEB | A1MV | 25m Cat6 Yellow Cable | 105
1410HEB | A1MW | 25m Green Cat6 Cable | 105
1410HEB | A1MX | 25m Cat6 Blue Cable | 105
1410HEB | A1NN | High Performance Analytics Appliance | 0
1410HEB | A1PH | 1m Passive DAC SFP+ Cable | 69
1410HEB | A1PJ | 3m Passive DAC SFP+ Cable | 89
1410HEB | A1PK | 5m Passive DAC SFP+ Cable | 159
1410HEB | A1V3 | AC Inlet 12A Cable, Jumper Cord | 10
1410HEB | A1V4 | AC Inlet Y 12A Cable | 15
1410HEB | A2EE | BCFC for SCEntry Solution | 0
1410HEB | A2EV | RFID Tag, AG/AP: 902-928MHz | 20
1410HEB | A2HM | BladeCenter Foundation for Cloud | 0
1410HEB | A2M9 | Scalable Infrastructure 42U 1100mm Enterprise V2 Dynamic Expansion Rack | 4799
1410HEB | A2VZ | Smart Analytics 5700 | 0
1410HEB | A2X8 | 5m QSFP+ to QSFP+ Cable | 379
1410HEB | A2X9 | 7m QSFP+ to QSFP+ Cable | 429
1410HEB | A39S | System x Integrated Offering for Cloud | 0
1410HEB | A3BA | Integrated Platform HPC Solution | 0
1410HEB | A3BB | GNRx Solution | 0
1410HEB | A3BC | Netezza Network Analytics Accelerator (NAA) | 0
1410HEB | A3BD | BigInsights Integrated Cluster | 0
1410HEB | A3RG | 0.5m Passive DAC SFP+ Cable | 79
1410HEB | A3RH | 7m Passive DAC SFP+ Cable | 179
1410HEB | A3SS | 1.2m, 10A/100-250V, 2 Short C13s to Short C14 Rack Power Cable | 49
1410HEB | A3ST | 2.5m, 10A/100-250V, 2 Long C13s to Short C14 Rack Power Cable | 65
1410HEB | A3SU | 2.8m, 10A/100-250V, 2 Short C13s to Long C14 Rack Power Cable | 99
1410HEB | A3SV | 4.1m, 10A/100-250V, 2 Long C13s to Long C14 Rack Power Cable | 79
1410HEB | A3SW | 1.2m, 16A/100-250V, 2 Short C13s to Short C20 Rack Power Cable | 55
1410HEB | A3SX | 2.5m, 16A/100-250V, 2 Long C13s to Short C20 Rack Power Cable | 75
1410HEB | A3SY | 2.8m, 16A/100-250V, 2 Short C13s to Long C20 Rack Power Cable | 79
1410HEB | A3SZ | 4.1m, 16A/100-250V, 2 Long C13s to Long C20 Rack Power Cable | 85
1410HEB | A4AK | KVM Dongle cable | 39
1410HEB | A4P1 | xIOC High Density Solution | 0
1410HEB | A4P2 | xIOC Flex Solution | 0
1410HEB | A4P3 | Application Ready Solutions | 0
1410HEB | A4WU | 1U Rack Pass Thru Bracket | 475
1410HEB | A4WV | Railhawks Rack Cable Management Bracket Kit | 855
1410HEB | A4WW | Cable Installation Tool for Racks | 149
1410HEB | A4WY | Cable Management Bracket for 3rd Party Rack | 419
1410HEB | A51N | 1.5m Passive DAC SFP+ Cable | 89
1410HEB | A51P | 2m Passive DAC SFP+ Cable | 89
1410HEB | A5UA | Lenovo 1m MPO-4xLC OM3 MMF Breakout Cable | 279
1410HEB | A5UB | Lenovo 3m MPO-4xLC OM3 MMF Breakout Cable | 329
1410HEB | A5UC | Lenovo 5m MPO-4xLC OM3 MMF Breakout Cable | 379
1410HEB | ARZA | 0.5m Mellanox QSFP Passive DAC Cable | 139
1410HEB | ARZB | 0.75m Mellanox QSFP Passive DAC Cable | 149
1410HEB | ARZC | 1m Mellanox QSFP Passive DAC Cable | 159
1410HEB | ARZD | 1.25m Mellanox QSFP Passive DAC Cable | 169
1410HEB | ARZE | 1.5m Mellanox QSFP Passive DAC Cable | 169
1410HEB | ARZF | 3m Mellanox QSFP Passive DAC Cable | 189
1410HEB | ASQT | 0.5m Mellanox EDR IB Passive Copper QSFP28 Cable | 229
1410HEB | ASQU | 0.75m Mellanox EDR IB Passive Copper QSFP28 Cable | 249
1410HEB | ASQV | 1m Mellanox EDR IB Passive Copper QSFP28 Cable | 249
1410HEB | ASQW | 1.25m Mellanox EDR IB Passive Copper QSFP28 Cable | 289
1410HEB | ASQX | 1.5m Mellanox EDR IB Passive Copper QSFP28 Cable | 289
1410HEB | ASQY | 2m Mellanox EDR IB Passive Copper QSFP28 Cable | 289
1410HEB | ASQZ | 5m Mellanox EDR IB Optical QSFP28 Cable | 1359
1410HEB | ASR0 | 10m Mellanox EDR IB Optical QSFP28 Cable | 1419
1410HEB | ASR1 | 15m Mellanox EDR IB Optical QSFP28 Cable | 1509
1410HEB | ASR2 | 20m Mellanox EDR IB Optical QSFP28 Cable | 1569
1410HEB | ASR3 | 30m Mellanox EDR IB Optical QSFP28 Cable | 1789
1410HEB | ASR5 | Lenovo 0.5m LC-LC OM3 MMF Cable | 24
1410HEB | ASR6 | Lenovo 1m LC-LC OM3 MMF Cable | 24
1410HEB | ASR7 | Lenovo 3m LC-LC OM3 MMF Cable | 24
1410HEB | ASR8 | Lenovo 5m LC-LC OM3 MMF Cable | 29
1410HEB | ASR9 | Lenovo 10m LC-LC OM3 MMF Cable | 39
1410HEB | ASRA | Lenovo 15m LC-LC OM3 MMF Cable | 45
1410HEB | ASRB | Lenovo 25m LC-LC OM3 MMF Cable | 54
1410HEB | ASRC | Lenovo 30m LC-LC OM3 MMF Cable | 64
1410HEB | ASRM | 3m Mellanox EDR IB Passive Copper QSFP28 Cable | 319
1410HEB | ASRN | 3m Mellanox EDR IB Optical QSFP28 Cable | 1359
1410HEB | ASRP | 50m Mellanox EDR IB Optical QSFP28 Cable | 2329
1410HEB | AT2R | Lenovo 1m Active DAC SFP+ Cables | 129
1410HEB | AT2S | Lenovo 3m Active DAC SFP+ Cables | 139
1410HEB | AT2T | Lenovo 5m Active DAC SFP+ Cables | 159
1410HEB | AT2U | Lenovo 10m QSFP+ MPO-MPO OM3 MMF Cable | 169
1410HEB | AT2V | Lenovo 30m QSFP+ MPO-MPO OM3 MMF Cable | 329
1410HEB | ATYX | Lenovo 1m SFP+ to SFP+ Active Optical Cable | 104
1410HEB | ATYY | Lenovo 3m SFP+ to SFP+ Active Optical Cable | 99
1410HEB | ATYZ | Lenovo 5m SFP+ to SFP+ Active Optical Cable | 114
1410HEB | ATZ0 | Lenovo 7m SFP+ to SFP+ Active Optical Cable | 129
1410HEB | ATZ1 | Lenovo 15m SFP+ to SFP+ Active Optical Cable | 169
1410HEB | ATZ2 | Lenovo 20m SFP+ to SFP+ Active Optical Cable | 169
1410HEB | ATZ3 | Lenovo 3m 40G QSFP+ to QSFP+ Active Optical Cable | 489
1410HEB | ATZ4 | Lenovo 5m 40G QSFP+ to QSFP+ Active Optical Cable | 499
1410HEB | ATZ5 | Lenovo 7m 40G QSFP+ to QSFP+ Active Optical Cable | 529
1410HEB | ATZ6 | Lenovo 15m 40G QSFP+ to QSFP+ Active Optical Cable | 589
1410HEB | ATZ7 | Lenovo 20m 40G QSFP+ to QSFP+ Active Optical Cable | 629
1410HEB | ATZ8 | Lenovo 1m QSFP+ to 4xSFP+ Active Optical Cable | 709
1410HEB | ATZ9 | Lenovo 3m QSFP+ to 4xSFP+ Active Optical Cable | 729
1410HEB | ATZA | Lenovo 5m QSFP+ to 4xSFP+ Active Optical Cable | 749
1410HEB | ATZX | 0U 21 C13/12 C19 48A 3 Phase PDU | 999
1410HEB | ATZY | 0U 36 C13/6 C19 24A 1 Phase PDU | 479
1410HEB | AU03 | 0U 20 C13/4 C19 Switched and Monitored 24A 1 Phase PDU | 3599
1410HEB | AU04 | 0U 12 C13/12 C19 Switched and Monitored 48A 3 Phase PDU | 1799
1410HEB | AU0E | 0.5m Intel OPA 100 Series Passive Copper QSFP28 Cable | 79
1410HEB | AU0F | 0.75m Intel OPA Passive Copper QSFP28 Cable | 139
1410HEB | AU0G | 1m Intel OPA 100 Series Passive Copper QSFP28 Cable | 99
1410HEB | AU0H | 1.25m Intel OPA 100 Series Passive Copper QSFP28 Cable | 159
1410HEB | AU0J | 1.5m Intel OPA 100 Series Passive Copper QSFP28 Cable | 109
1410HEB | AU0K | 2m Intel OPA 100 Series Passive Copper QSFP28 Cable | 129
1410HEB | AU0M | 5m Intel OPA 100 Series Active Optical QSFP28 Cable | 899
1410HEB | AU0P | 15m Intel OPA 100 Series Active Optical QSFP28 Cable | 949
1410HEB | AU16 | 0.5m External MiniSAS HD 8644/MiniSAS HD 8644 Cable | 79
1410HEB | AU17 | 1m External MiniSAS HD 8644/MiniSAS HD 8644 Cable | 89
1410HEB | AU18 | 2m External MiniSAS HD 8644/MiniSAS HD 8644 Cable | 99
1410HEB | AU19 | 3m External MiniSAS HD 8644/MiniSAS HD 8644 Cable | 109
1410HEB | AU8K | LeROM Validation | 0
1410HEB | AUEE | Railhawk Rack Door Extension Kit | 999
1410HEB | AUJY | External MiniSAS HD 8644/MiniSAS HD 8644 6M Cable | 249
1410HEB | AV1F | Lenovo 3m 25G SFP28 Active Optical Cable | 489
1410HEB | AV1G | Lenovo 5m 25G SFP28 Active Optical Cable | 489
1410HEB | AV1H | Lenovo 10m 25G SFP28 Active Optical Cable | 499
1410HEB | AV1J | Lenovo 15m 25G SFP28 Active Optical Cable | 497
1410HEB | AV1K | Lenovo 20m 25G SFP28 Active Optical Cable | 519
1410HEB | AV1L | Lenovo 3m 100G QSFP28 Active Optical Cable | 1059
1410HEB | AV1M | Lenovo 5m 100G QSFP28 Active Optical Cable | 1069
1410HEB | AV1N | Lenovo 10m 100G QSFP28 Active Optical Cable | 1099
1410HEB | AV1P | Lenovo 15m 100G QSFP28 Active Optical Cable | 1079
1410HEB | AV1Q | Lenovo 20m 100G QSFP28 Active Optical Cable | 1179
1410HEB | AV1R | Lenovo 3m 100G to 4x25G Breakout Active Optical Cable | 1949
1410HEB | AV1S | Lenovo 5m 100G to 4x25G Breakout Active Optical Cable | 1975
1410HEB | AV1T | Lenovo 10m 100G to 4x25G Breakout Active Optical Cable | 2035
1410HEB | AV1U | Lenovo 15m 100G to 4x25G Breakout Active Optical Cable | 2095
1410HEB | AV1V | Lenovo 20m 100G to 4x25G Breakout Active Optical Cable | 2149
1410HEB | AV1W | Lenovo 1m Passive 25G SFP28 DAC Cable | 69
1410HEB | AV1X | Lenovo 3m Passive 25G SFP28 DAC Cable | 79
1410HEB | AV1Y | Lenovo 5m Passive 25G SFP28 DAC Cable | 159
1410HEB | AV1Z | Lenovo 1m Passive 100G QSFP28 DAC Cable | 99
1410HEB | AV20 | Lenovo 3m Passive 100G QSFP28 DAC Cable | 159
1410HEB | AV21 | Lenovo 5m Passive 100G QSFP28 DAC Cable | 299
1410HEB | AV22 | Lenovo 1m 100G QSFP28 to 4x25G SFP28 Breakout DAC Cable | 179
1410HEB | AV23 | Lenovo 3m 100G QSFP28 to 4x25G SFP28 Breakout DAC Cable | 299
1410HEB | AV24 | Lenovo 5m 100G QSFP28 to 4x25G SFP28 Breakout DAC Cable | 459
1410HEB | AV25 | Lenovo 5m MPO-MPO OM4 MMF Cable | 114
1410HEB | AV26 | Lenovo 7m MPO-MPO OM4 MMF Cable | 135
1410HEB | AV27 | Lenovo 10m MPO-MPO OM4 MMF Cable | 159
1410HEB | AV28 | Lenovo 15m MPO-MPO OM4 MMF Cable | 205
1410HEB | AV29 | Lenovo 20m MPO-MPO OM4 MMF Cable | 259
1410HEB | AV2A | Lenovo 30m MPO-MPO OM4 MMF Cable | 349
1410HEB | AV2B | Lenovo 1m MPO to 4x LC Breakout OM4 MMF Cable | 149
1410HEB | AV2C | Lenovo 3m MPO to 4x LC Breakout OM4 MMF Cable | 179
1410HEB | AV2D | Lenovo 5m MPO to 4x LC Breakout OM4 MMF Cable | 239
1410HEB | AVFQ | 0.75m Green Cat5e Cable | 15
1410HEB | AVFR | 1.0m Green Cat5e Cable | 19
1410HEB | AVFS | 1.25m Green Cat5e Cable | 19
1410HEB | AVFT | 0.75m Blue Cat5e Cable | 15
1410HEB | AVFU | 1.0m Blue Cat5e Cable | 19
1410HEB | AVFV | 1.25m Blue Cat5e Cable | 19
1410HEB | AVFW | 0.75m Green Cat6 Cable | 19
1410HEB | AVFX | 1.0m Green Cat6 Cable | 19
1410HEB | AVFY | 1.25m Green Cat6 Cable | 19
1410HEB | AVFZ | 1.5m Green Cat6 Cable | 19
1410HEB | AVG0 | 3m Green Cat6 Cable | 25
1410HEB | AVW7 | DSSG Solution | 0
1410HEB | B165 | X Braces for Railhawk Rack | 469
1410HEB | B166 | 38mm Small Leveling Feet for Railhawk Rack | 49
1410HEB | B1EQ | Network Verification | 600
1410HEB | B22J | 5m Intel OPA 100 Series Active Optical QSFP28 Low Power Cable | 809
1410HEB | B22K | 10m Intel OPA 100 Series Active Optical QSFP28 Low Power Cable | 829
1410HEB | B22L | 15m Intel OPA 100 Series Active Optical QSFP28 Low Power Cable | 839
1410HEB | B22M | 20m Intel OPA 100 Series Active Optical QSFP28 Low Power Cable | 849
1410HEB | B27C | 42U 1100mm Enterprise V2 Dynamic Expansion Rack w/Enhanced Packaging | 5730
1410HEB | B2P9 | Lenovo 0.5m LC-LC OM4 MMF Cable | 34
1410HEB | B2PA | Lenovo 1m LC-LC OM4 MMF Cable | 29
1410HEB | B2PB | Lenovo 3m LC-LC OM4 MMF Cable | 34
1410HEB | B2PC | Lenovo 5m LC-LC OM4 MMF Cable | 44
1410HEB | B2PD | Lenovo 10m LC-LC OM4 MMF Cable | 69
1410HEB | B2PE | Lenovo 15m LC-LC OM4 MMF Cable | 79
1410HEB | B2PF | Lenovo 25m LC-LC OM4 MMF Cable | 114
1410HEB | B2PG | Lenovo 30m LC-LC OM4 MMF Cable | 129
1410HEB | B2UZ | Lenovo 1m 100G QSFP28 Active Optical Cable | 949
1410HEB | B2YL | DWC Rack Build | 0
1410HEB | B30W | Custom MFG SVCS Fee - Medium Increment | 30
1410HEB | B30X | Custom MFG SVCS Fee - Large Increment | 300
1410HEB | B348 | 1U Black Plastic Filler Panel for Extension | 11
1410HEB | B349 | 3U Black Plastic Filler Panel for Extension | 15
1410HEB | B34A | 5U Black Plastic Filler Panel for Extension | 55
1410HEB | B4L0 | 1.0m, 16A/100-250V, C19 to IEC 320-C20 Rack Power Cable | 19
1410HEB | B4L1 | 1.5m, 16A/100-250V, C19 to IEC 320-C20 Rack Power Cable | 19
1410HEB | B4L2 | 2.0m, 16A/100-250V, C19 to IEC 320-C20 Rack Power Cable | 19
1410HEB | B4L3 | 4.3m, 16A/100-250V, C19 to IEC 320-C20 Rack Power Cable | 19
1410HEB | B4QQ | 0.5m Mellanox HDR IB Passive Copper QSFP56 Cable | 299
1410HEB | B4QR | 1m Mellanox HDR IB Passive Copper QSFP56 Cable | 399
1410HEB | B4QS | 1.5m Mellanox HDR IB Passive Copper QSFP56 Cable | 449
1410HEB | B4QT | 2m Mellanox HDR IB Passive Copper QSFP56 Cable | 499
1410HEB | B4QW | 3m Mellanox HDR IB Active Optical QSFP56 Cable | 2099
1410HEB | B4QX | 5m Mellanox HDR IB Active Optical QSFP56 Cable | 2149
1410HEB | B4QY | 10m Mellanox HDR IB Active Optical QSFP56 Cable | 2199
1410HEB | B4QZ | 15m Mellanox HDR IB Active Optical QSFP56 Cable | 2249
1410HEB | B4R0 | 20m Mellanox HDR IB Active Optical QSFP56 Cable | 2299
1410HEB | B4R1 | 1m Mellanox HDR IB to 2x HDR100 Splitter Passive Copper QSFP56 Cable | 399
1410HEB | B4R2 | 1.5m Mellanox HDR IB to 2x HDR100 Splitter Passive Copper QSFP56 Cable | 449
1410HEB | B4R4 | 3m Mellanox HDR IB to 2x HDR100 Splitter Optical QSFP56 Cable | 2799
1410HEB | B4R5 | 5m Mellanox HDR IB to 2x HDR100 Splitter Optical QSFP56 Cable | 2899
1410HEB | B4R6 | 10m Mellanox HDR IB to 2x HDR100 Splitter Optical QSFP56 Cable | 2999
1410HEB | B4R7 | 15m Mellanox HDR IB to 2x HDR100 Splitter Optical QSFP56 Cable | 3199
1410HEB | B4R8 | 20m Mellanox HDR IB to 2x HDR100 Splitter Optical QSFP56 Cable | 3299
1410HEB | B5LL | Rack PreMerge | 0
1410HEB | B68K | 30m Mellanox HDR IB to 2x HDR100 Splitter Optical QSFP56 Cable | 3499
1410HEB | B68L | 2m Mellanox HDR IB to 2x HDR100 Splitter Passive Copper QSFP56 Cable | 499
1410HEB | B68M | 100m Mellanox HDR IB Optical QSFP56 Cable | 5099
1410HEB | B68N | 50m Mellanox HDR IB Optical QSFP56 Cable | 3699
1410HEB | B68P | 30m Mellanox HDR IB Optical QSFP56 Cable | 2399
1410HEB | B87M | 2-Rack DSS-G 280 (1x G280) | 0
1410HEB | B87N | 3-Rack DSS-G 280 (2x G280) | 0
1410HEB | B87P | 4-Rack DSS-G 280 (3x G280) | 0
1410HEB | B87Q | 5-Rack DSS-G 280 (4x G280) | 0
1410HEB | B953 | ThinkSystem USB 3.0 Console Breakout Cable for Dense Systems | 69
1410HEB | BEUX | ThinkSystem External Diagnostics Handset | 139
1410HEB | BK9X | VLH - Vertiv Geist DS30203 - 1U 12 C19/C13 switched and monitored 32A, 230/400V 3P WYE PDU | 2899
1410HPA | 747 | UID Asset Tag Label | 20
1410HPA | 2304 | Integration Prep | 400
1410HPA | 2305 | Integration 1U Component | 59
1410HPA | 2306 | Integration >1U Component | 125
1410HPA | 2310 | Solution Specific Test | 1999
1410HPA | 2321 | Custom MFG SVCS Fee - Small Increment | 3
1410HPA | 2322 | One-Day Cluster Enablement Team Consult | 2855
1410HPA | 3269 | SFP SX Transceiver | 149
1410HPA | 3701 | 5m LC-LC Fiber Cable (networking) | 129
1410HPA | 3702 | 25m LC-LC Fiber Cable (networking) | 189
1410HPA | 3704 | 5m LC-LC Fiber Cable | 129
1410HPA | 3705 | 25m LC-LC Fiber Cable | 189
1410HPA | 3791 | 0.6m Yellow Cat5e Cable | 24
1410HPA | 3792 | 1.5m Yellow Cat5e Cable | 24
1410HPA | 3793 | 3m Yellow Cat5e Cable | 25
1410HPA | 3794 | 10m Yellow Cat5e Cable | 34
1410HPA | 3795 | 25m Yellow Cat5e Cable | 69
1410HPA | 3796 | 0.6m Green Cat5e Cable | 16
1410HPA | 3797 | 1.5m Green Cat5e Cable | 17
1410HPA | 3798 | 3m Green Cat5e Cable | 19
1410HPA | 3799 | 10m Green Cat5e Cable | 29
1410HPA | 3800 | 25m Green Cat5e Cable | 69
1410HPA | 3801 | 0.6m Blue Cat5e Cable | 24
1410HPA | 3802 | 1.5m Blue Cat5e Cable | 14
1410HPA | 3803 | 3m Blue Cat5e Cable | 25
1410HPA | 3804 | 10m Blue Cat5e Cable | 34
1410HPA | 3805 | 25m Blue Cat5e Cable | 69
1410HPA | 4271 | 1U black plastic filler panel | 11
1410HPA | 4273 | 3U black plastic filler panel | 15
1410HPA | 4275 | 5U black plastic filler panel | 55
1410HPA | 5053 | SFP+ SR Transceiver | 699
1410HPA | 5341 | Virtual Media Conversion Option Gen2 (VCO2) | 129
1410HPA | 5893 | iDataPlex Cable Management Kit for Standard Racks | 375
1410HPA | 5895 | 1U 12 C13 Switched and Monitored 60A 3 Phase PDU | 1499
1410HPA | 5900 | DPI 100-127V NEMA PDU | 145
1410HPA | 5908 | C13 PDU & 1p, 30A/208V, NEMA L6-30P(US)LC | 1269
1410HPA | 5909 | C13 PDU & 1p, 60A/208V, IEC 309 2P+G(US)LC | 1419
1410HPA | 5950 | DPI Universal 7 C13 PDU | 179
1410HPA | 5954 | DPI Universal Rack PDU (Europe) | 195
1410HPA | 5955 | DPI Universal Rack PDU (Denmark/Switzerland) | 195
1410HPA | 5957 | DPI Universal Rack PDU (Italy) | 195
1410HPA | 5959 | DPI Universal Rack PDU (UK) | 195
1410HPA | 5960 | DPI Universal Rack PDU (Australia/New Zealand) | 359
1410HPA | 5961 | DPI Universal Rack PDU (China) | 359
1410HPA | 6012 | DPI Single-phase 30A/208V C13 Enterprise PDU (US) | 669
1410HPA | 6013 | DPI Single-phase 60A/208V C13 Enterprise PDU (US) | 899
1410HPA | 6032 | DPI Single-phase 30A/208V C13 Enterprise PDU Plus (US) | 1269
1410HPA | 6033 | DPI Single-phase 60A/208V C13 Enterprise PDU Plus (US) | 1419
1410HPA | 6061 | DPI Three-phase 60A/208V C19 Enterprise PDU (US) | 599
1410HPA | 6062 | DPI Single-phase 30A/208V C19 Enterprise PDU (US) | 1999
1410HPA | 6063 | DPI Single-phase 60A/208V C19 Enterprise PDU (US) | 899
1410HPA | 6124 | SOFS Solution Code MFG Instruction | 0
1410HPA | 6125 | SAP-BWA Solution Code MFG Instruction | 0
1410HPA | 6126 | InfoSphere-BWA Solution Code MFG Instruction | 0
1410HPA | 6127 | GMAS Solution Code MFG Instruction | 0
1410HPA | 6128 | IBW-SSD Solution Code MFG Instruction | 0
1410HPA | 6129 | Cloudburst Solution Code MFG Instruction | 0
1410HPA | 6130 | SoNAS Solution Code MFG Instruction | 0
1410HPA | 6201 | 1.5m, 10A/100-250V, C13 to IEC 320-C14 Rack Power Cable | 19
1410HPA | 6204 | 2.8m, 10A/100-250V, C13 to IEC 320-C20 Rack Power Cable | 19
1410HPA | 6252 | 2.5m, 16A/100-250V, C19 to IEC 320-C20 Rack Power Cable | 19
1410HPA | 6263 | 4.3m, 10A/100-250V, C13 to IEC 320-C14 Rack Power Cable | 19
1410HPA | 6274 | 4.3m, 18A/125V, C19 to NEMA L5-20P (US) Line Cord | 49
1410HPA | 6275 | 4.3m, 16A/208V, C19 to NEMA L6-20P (US) Line Cord | 49
1410HPA | 6292 | 2m, 16A/100-250V, C19 to IEC 320-C20 Rack Power Cable | 19
1410HPA | 6311 | 2.8m, 10A/100-250V, C13 to IEC 320-C14 Rack Power Cable | 9
1410HPA | 6316 | Rack power cable - 2.0m, 125-250V, C13 to IEC 320-C14 (WW) | 9
1410HPA | 6393 | 2.5m, 30A/120V, NEMA L5-30P (US) Line Cord | 359
1410HPA | 6394 | 2.5m, 30A/208V, NEMA L6-30P (US) Line Cord | 359
1410HPA | 6395 | 2.5m, 60A/208V, IEC 309 2P+G (US) Line Cord | 549
1410HPA | 6400 | 2.8m, 13A/100-250V, C13 to C14 Jumper Cord | 9
1410HPA | 6414 | XFP-to-CX4 Transceiver (15m) | 1139
1410HPA | 6500 | 4.3m, 30A/208V, EPDU to NEMA L6-30P (US) Line Cord | 169
1410HPA | 6501 | 4.3m, 60A/208V, EPDU to IEC 309 2P+G (US) Line Cord | 319
1410HPA | 6502 | 4.3m, 32A/230V, EPDU to IEC 309 P+N+G (non-US) Line Cord | 169
1410HPA | 6503 | 4.3m, 63A/230V, EPDU to IEC 309 P+N+G (non-US) Line Cord | 390
1410HPA | 6504 | 4.3m, 32A/380-415V, EPDU/IEC 309 3P+N+G 3ph wye (non-US) Line Cord | 319
1410HPA | 6505 | 4.3m, 32A/230V, Souriau UTG Female to AS/NZ 3112 (Aus/NZ) Line Cord | 169
1410HPA | 6506 | 4.3m, 32A/250V, Souriau UTG Female to KSC 8305 (S. Korea) Line Cord | 169
1410HPA | 6527 | AC Jumper Cord C19 Right Angle/C20 | 99
1410HPA | 6568 | 1.8m, 10A/100-250V, 2xC13PM to IEC 320-C14 Rack Power Cable | 19
1410HPA | 6569 | 1.8m, 10A/100-250V, C13PM to IEC 320-C14 Rack Power Cable | 15
1410HPA | 6570 | 2.0m, 13A/100-250V, C13 to C14 Jumper Cord | 19
1410HPA | 6583 | 4.3m, 13A/100-250V, C13 to C14 Rack Power Cable | 19
1410HPA | 7831 | Customer Solution Center Services | 0
1410HPA | 8034 | LeSI Solution Component | 0
1410HPA | 8067 | TAA Compliant Order | 0
1410HPA | 8086 | No Publications Selected | 0
1410HPA | 8970 | Ship empty | 0
1410HPA | 8971 | Integrate in manufacturing | 0
1410HPA | 8972 | Ship Uninstalled (Safety) | 0
1410HPA | 9123 | 2-bay arrangement | 0
1410HPA | 9125 | 4-bay arrangement | 0
1410HPA | 9128 | dual source distribution | 0
1410HPA | 9134 | use 200V (high voltage) | 0
1410HPA | A11S | DPI 30amp Front End PDU w/ Nema L5-30P | 359
1410HPA | A11T | DPI 30amp Front End PDU w/ Nema L6-30P | 359
1410HPA | A11U | DPI 60amp Front End PDU w/ IEC 309 2P + N + G | 549
1410HPA | A11V | DPI 32amp/250V Front End PDU w/ IEC 309 P+N+G connector | 685
1410HPA | A11W | DPI 63amp/250V Front End PDU w/ IEC 309 P + N connector | 685
1410HPA | A11X | DPI Single-phase 32A/230V Front-end PDU (Aus/NZ) | 359
1410HPA | A11Y | DPI Single-phase 30A/220V Front-end PDU (S Korea) | 359
1410HPA | A193 | Integrated Solutions | 0
1410HPA | A1BG | DS Storage Rack Shipping Bracket | 145
1410HPA | A1DL | 1m QSFP+ DAC Break Out Cable | 319
1410HPA | A1DM | 3m QSFP+ DAC Break Out Cable | 419
1410HPA | A1DN | 5m QSFP+ DAC Break Out Cable | 529
1410HPA | A1DP | 1m QSFP to QSFP+ Cable | 269
1410HPA | A1DQ | 3m QSFP+ to QSFP+ Cable | 329
1410HPA | A1MP | Scalable Infrastructure 42U 1200mm Deep Primary Rack | 4999
1410HPA | A1MS | 10m Cat6 Yellow Cable | 49
1410HPA | A1MT | 10m Green Cat6 Cable | 49
1410HPA | A1MU | 10m Cat6 Blue Cable | 49
1410HPA | A1MV | 25m Cat6 Yellow Cable | 105
1410HPA | A1MW | 25m Green Cat6 Cable | 105
1410HPA | A1MX | 25m Cat6 Blue Cable | 105
1410HPA | A1NN | High Performance Analytics Appliance | 0
1410HPA | A1PH | 1m Passive DAC SFP+ Cable | 69
1410HPA | A1PJ | 3m Passive DAC SFP+ Cable | 89
1410HPA | A1PK | 5m Passive DAC SFP+ Cable | 159
1410HPA | A1V3 | AC Inlet 12A Cable, Jumper Cord | 10
1410HPA | A1V4 | AC Inlet Y 12A Cable | 15
1410HPA | A2EE | BCFC for SCEntry Solution | 0
1410HPA | A2HM | BladeCenter Foundation for Cloud | 0
1410HPA | A2X8 | 5m QSFP+ to QSFP+ Cable | 379
1410HPA | A2X9 | 7m QSFP+ to QSFP+ Cable | 429
1410HPA | A3RG | 0.5m Passive DAC SFP+ Cable | 79
1410HPA | A3RH | 7m Passive DAC SFP+ Cable | 179
1410HPA | A3SS | 1.2m, 10A/100-250V, 2 Short C13s to Short C14 Rack Power Cable | 49
1410HPA | A3ST | 2.5m, 10A/100-250V, 2 Long C13s to Short C14 Rack Power Cable | 65
1410HPA | A3SU | 2.8m, 10A/100-250V, 2 Short C13s to Long C14 Rack Power Cable | 99
1410HPA | A3SV | 4.1m, 10A/100-250V, 2 Long C13s to Long C14 Rack Power Cable | 79
1410HPA | A3SW | 1.2m, 16A/100-250V, 2 Short C13s to Short C20 Rack Power Cable | 55
1410HPA | A3SX | 2.5m, 16A/100-250V, 2 Long C13s to Short C20 Rack Power Cable | 75
1410HPA | A3SY | 2.8m, 16A/100-250V, 2 Short C13s to Long C20 Rack Power Cable | 79
1410HPA | A3SZ | 4.1m, 16A/100-250V, 2 Long C13s to Long C20 Rack Power Cable | 85
1410HPA | A4P3 | Application Ready Solutions | 0
1410HPA | A51N | 1.5m Passive DAC SFP+ Cable | 89
1410HPA | A51P | 2m Passive DAC SFP+ Cable | 89
1410HPA | A5UA | Lenovo 1m MPO-4xLC OM3 MMF Breakout Cable | 279
1410HPA | A5UB | Lenovo 3m MPO-4xLC OM3 MMF Breakout Cable | 329
1410HPA | A5UC | Lenovo 5m MPO-4xLC OM3 MMF Breakout Cable | 379
1410HPA | ARZA | 0.5m Mellanox QSFP Passive DAC Cable | 139
1410HPA | ARZB | 0.75m Mellanox QSFP Passive DAC Cable | 149
1410HPA | ARZC | 1m Mellanox QSFP Passive DAC Cable | 159
1410HPA | ARZD | 1.25m Mellanox QSFP Passive DAC Cable | 169
1410HPA | ARZE | 1.5m Mellanox QSFP Passive DAC Cable | 169
1410HPA | ARZF | 3m Mellanox QSFP Passive DAC Cable | 189
1410HPA | ASQT | 0.5m Mellanox EDR IB Passive Copper QSFP28 Cable | 229
1410HPA | ASQU | 0.75m Mellanox EDR IB Passive Copper QSFP28 Cable | 249
1410HPA | ASQV | 1m Mellanox EDR IB Passive Copper QSFP28 Cable | 249
1410HPA | ASQW | 1.25m Mellanox EDR IB Passive Copper QSFP28 Cable | 289
1410HPA | ASQX | 1.5m Mellanox EDR IB Passive Copper QSFP28 Cable | 289
1410HPA | ASQY | 2m Mellanox EDR IB Passive Copper QSFP28 Cable | 289
1410HPA | ASQZ | 5m Mellanox EDR IB Optical QSFP28 Cable | 1359
1410HPA | ASR0 | 10m Mellanox EDR IB Optical QSFP28 Cable | 1419
1410HPA | ASR1 | 15m Mellanox EDR IB Optical QSFP28 Cable | 1509
1410HPA | ASR2 | 20m Mellanox EDR IB Optical QSFP28 Cable | 1569
1410HPA | ASR3 | 30m Mellanox EDR IB Optical QSFP28 Cable | 1789
1410HPA | ASR5 | Lenovo 0.5m LC-LC OM3 MMF Cable | 24
1410HPA | ASR6 | Lenovo 1m LC-LC OM3 MMF Cable | 24
1410HPA | ASR7 | Lenovo 3m LC-LC OM3 MMF Cable | 24
1410HPA | ASR8 | Lenovo 5m LC-LC OM3 MMF Cable | 29
1410HPA | ASR9 | Lenovo 10m LC-LC OM3 MMF Cable | 39
1410HPA | ASRA | Lenovo 15m LC-LC OM3 MMF Cable | 45
1410HPA | ASRB | Lenovo 25m LC-LC OM3 MMF Cable | 54
1410HPA | ASRC | Lenovo 30m LC-LC OM3 MMF Cable | 64
1410HPA | ASRM | 3m Mellanox EDR IB Passive Copper QSFP28 Cable | 319
1410HPA | ASRN | 3m Mellanox EDR IB Optical QSFP28 Cable | 1359
1410HPA | ASRP | 50m Mellanox EDR IB Optical QSFP28 Cable | 2329
1410HPA | AT2R | Lenovo 1m Active DAC SFP+ Cables | 129
1410HPA | AT2S | Lenovo 3m Active DAC SFP+ Cables | 139
1410HPA | AT2T | Lenovo 5m Active DAC SFP+ Cables | 159
1410HPA | AT2U | Lenovo 10m QSFP+ MPO-MPO OM3 MMF Cable | 169
1410HPA | AT2V | Lenovo 30m QSFP+ MPO-MPO OM3 MMF Cable | 329
1410HPA | ATYX | Lenovo 1m SFP+ to SFP+ Active Optical Cable | 104
1410HPA | ATYY | Lenovo 3m SFP+ to SFP+ Active Optical Cable | 99
1410HPA | ATYZ | Lenovo 5m SFP+ to SFP+ Active Optical Cable | 114
1410HPA | ATZ0 | Lenovo 7m SFP+ to SFP+ Active Optical Cable | 129
1410HPA | ATZ1 | Lenovo 15m SFP+ to SFP+ Active Optical Cable | 169
1410HPA | ATZ2 | Lenovo 20m SFP+ to SFP+ Active Optical Cable | 169
1410HPA | ATZ3 | Lenovo 3m 40G QSFP+ to QSFP+ Active Optical Cable | 489
1410HPA | ATZ4 | Lenovo 5m 40G QSFP+ to QSFP+ Active Optical Cable | 499
1410HPA | ATZ5 | Lenovo 7m 40G QSFP+ to QSFP+ Active Optical Cable | 529
1410HPA | ATZ6 | Lenovo 15m 40G QSFP+ to QSFP+ Active Optical Cable | 589
1410HPA | ATZ7 | Lenovo 20m 40G QSFP+ to QSFP+ Active Optical Cable | 629
1410HPA | ATZ8 | Lenovo 1m QSFP+ to 4xSFP+ Active Optical Cable | 709
1410HPA | ATZ9 | Lenovo 3m QSFP+ to 4xSFP+ Active Optical Cable | 729
1410HPA | ATZA | Lenovo 5m QSFP+ to 4xSFP+ Active Optical Cable | 749
1410HPA | ATZX | 0U 21 C13/12 C19 48A 3 Phase PDU | 999
1410HPA | ATZY | 0U 36 C13/6 C19 24A 1 Phase PDU | 479
1410HPA | AU03 | 0U 20 C13/4 C19 Switched and Monitored 24A 1 Phase PDU | 3599
1410HPA | AU04 | 0U 12 C13/12 C19 Switched and Monitored 48A 3 Phase PDU | 1799
1410HPA | AU0E | 0.5m Intel OPA 100 Series Passive Copper QSFP28 Cable | 79
1410HPA | AU0F | 0.75m Intel OPA Passive Copper QSFP28 Cable | 139
1410HPA | AU0G | 1m Intel OPA 100 Series Passive Copper QSFP28 Cable | 99
1410HPA | AU0H | 1.25m Intel OPA 100 Series Passive Copper QSFP28 Cable | 159
1410HPA | AU0J | 1.5m Intel OPA 100 Series Passive Copper QSFP28 Cable | 109
1410HPA | AU0K | 2m Intel OPA 100 Series Passive Copper QSFP28 Cable | 129
1410HPA | AU0M | 5m Intel OPA 100 Series Active Optical QSFP28 Cable | 899
1410HPA | AU0P | 15m Intel OPA 100 Series Active Optical QSFP28 Cable | 949
1410HPA | AU16 | 0.5m External MiniSAS HD 8644/MiniSAS HD 8644 Cable | 79
1410HPA | AU17 | 1m External MiniSAS HD 8644/MiniSAS HD 8644 Cable | 89
1410HPA | AU18 | 2m External MiniSAS HD 8644/MiniSAS HD 8644 Cable | 99
1410HPA | AU19 | 3m External MiniSAS HD 8644/MiniSAS HD 8644 Cable | 109
1410HPA | AU8K | LeROM Validation | 0
1410HPA | AUJY | External MiniSAS HD 8644/MiniSAS HD 8644 6M Cable | 249
1410HPA | AV1F | Lenovo 3m 25G SFP28 Active Optical Cable | 489
1410HPA | AV1G | Lenovo 5m 25G SFP28 Active Optical Cable | 489
1410HPA | AV1H | Lenovo 10m 25G SFP28 Active Optical Cable | 499
1410HPA | AV1J | Lenovo 15m 25G SFP28 Active Optical Cable | 497
1410HPA | AV1K | Lenovo 20m 25G SFP28 Active Optical Cable | 519
1410HPA | AV1L | Lenovo 3m 100G QSFP28 Active Optical Cable | 1059
1410HPA | AV1M | Lenovo 5m 100G QSFP28 Active Optical Cable | 1069
1410HPA | AV1N | Lenovo 10m 100G QSFP28 Active Optical Cable | 1099
1410HPA | AV1P | Lenovo 15m 100G QSFP28 Active Optical Cable | 1079
1410HPA | AV1Q | Lenovo 20m 100G QSFP28 Active Optical Cable | 1179
1410HPA | AV1R | Lenovo 3m 100G to 4x25G Breakout Active Optical Cable | 1949
1410HPA | AV1S | Lenovo 5m 100G to 4x25G Breakout Active Optical Cable | 1975
1410HPA | AV1T | Lenovo 10m 100G to 4x25G Breakout Active Optical Cable | 2035
1410HPA | AV1U | Lenovo 15m 100G to 4x25G Breakout Active Optical Cable | 2095
1410HPA | AV1V | Lenovo 20m 100G to 4x25G Breakout Active Optical Cable | 2149
1410HPA | AV1W | Lenovo 1m Passive 25G SFP28 DAC Cable | 69
1410HPA | AV1X | Lenovo 3m Passive 25G SFP28 DAC Cable | 79
1410HPA | AV1Y | Lenovo 5m Passive 25G SFP28 DAC Cable | 159
1410HPA | AV1Z | Lenovo 1m Passive 100G QSFP28 DAC Cable | 99
1410HPA | AV20 | Lenovo 3m Passive 100G QSFP28 DAC Cable | 159
1410HPA | AV21 | Lenovo 5m Passive 100G QSFP28 DAC Cable | 299
1410HPA | AV22 | Lenovo 1m 100G QSFP28 to 4x25G SFP28 Breakout DAC Cable | 179
1410HPA | AV23 | Lenovo 3m 100G QSFP28 to 4x25G SFP28 Breakout DAC Cable | 299
1410HPA | AV24 | Lenovo 5m 100G QSFP28 to 4x25G SFP28 Breakout DAC Cable | 459
1410HPA | AV25 | Lenovo 5m MPO-MPO OM4 MMF Cable | 114
1410HPA | AV26 | Lenovo 7m MPO-MPO OM4 MMF Cable | 135
1410HPA | AV27 | Lenovo 10m MPO-MPO OM4 MMF Cable | 159
1410HPA | AV28 | Lenovo 15m MPO-MPO OM4 MMF Cable | 205
1410HPA | AV29 | Lenovo 20m MPO-MPO OM4 MMF Cable | 259
1410HPA | AV2A | Lenovo 30m MPO-MPO OM4 MMF Cable | 349
1410HPA | AV2B | Lenovo 1m MPO to 4x LC Breakout OM4 MMF Cable | 149
1410HPA | AV2C | Lenovo 3m MPO to 4x LC Breakout OM4 MMF Cable | 179
1410HPA | AV2D | Lenovo 5m MPO to 4x LC Breakout OM4 MMF Cable | 239
1410HPA | AVFQ | 0.75m Green Cat5e Cable | 15
1410HPA | AVFR | 1.0m Green Cat5e Cable | 19
1410HPA | AVFS | 1.25m Green Cat5e Cable | 19
1410HPA | AVFT | 0.75m Blue Cat5e Cable | 15
1410HPA | AVFU | 1.0m Blue Cat5e Cable | 19
1410HPA | AVFV | 1.25m Blue Cat5e Cable | 19
1410HPA | AVFW | 0.75m Green Cat6 Cable | 19
1410HPA | AVFX | 1.0m Green Cat6 Cable | 19
1410HPA | AVFY | 1.25m Green Cat6 Cable | 19
1410HPA | AVFZ | 1.5m Green Cat6 Cable | 19
1410HPA | AVG0 | 3m Green Cat6 Cable | 25
1410HPA | B1EQ | Network Verification | 600
1410HPA | B22J | 5m Intel OPA 100 Series Active Optical QSFP28 Low Power Cable | 809
1410HPA | B22K | 10m Intel OPA 100 Series Active Optical QSFP28 Low Power Cable | 829
1410HPA | B22L | 15m Intel OPA 100 Series Active Optical QSFP28 Low Power Cable | 839
1410HPA | B22M | 20m Intel OPA 100 Series Active Optical QSFP28 Low Power Cable | 849
1410HPA | B2P9 | Lenovo 0.5m LC-LC OM4 MMF Cable | 34
1410HPA | B2PA | Lenovo 1m LC-LC OM4 MMF Cable | 29
1410HPA | B2PB | Lenovo 3m LC-LC OM4 MMF Cable | 34
1410HPA | B2PC | Lenovo 5m LC-LC OM4 MMF Cable | 44
1410HPA | B2PD | Lenovo 10m LC-LC OM4 MMF Cable | 69
1410HPA | B2PE | Lenovo 15m LC-LC OM4 MMF Cable | 79
1410HPA | B2PF | Lenovo 25m LC-LC OM4 MMF Cable | 114
1410HPA | B2PG | Lenovo 30m LC-LC OM4 MMF Cable | 129
1410HPA | B2UZ | Lenovo 1m 100G QSFP28 Active Optical Cable | 949
1410HPA | B30W | Custom MFG SVCS Fee - Medium Increment | 30
1410HPA | B30X | Custom MFG SVCS Fee - Large Increment | 300
1410HPA | B4L0 | 1.0m, 16A/100-250V, C19 to IEC 320-C20 Rack Power Cable | 19
1410HPA | B4L1 | 1.5m, 16A/100-250V, C19 to IEC 320-C20 Rack Power Cable | 19
1410HPA | B4L2 | 2.0m, 16A/100-250V, C19 to IEC 320-C20 Rack Power Cable | 19
1410HPA | B4L3 | 4.3m, 16A/100-250V, C19 to IEC 320-C20 Rack Power Cable | 19
1410HPA | B4QQ | 0.5m Mellanox HDR IB Passive Copper QSFP56 Cable | 299
1410HPA | B4QR | 1m Mellanox HDR IB Passive Copper QSFP56 Cable | 399
1410HPA | B4QS | 1.5m Mellanox HDR IB Passive Copper QSFP56 Cable | 449
1410HPA | B4QT | 2m Mellanox HDR IB Passive Copper QSFP56 Cable | 499
1410HPA | B4QW | 3m Mellanox HDR IB Active Optical QSFP56 Cable | 2099
1410HPA | B4QX | 5m Mellanox HDR IB Active Optical QSFP56 Cable | 2149
1410HPA | B4QY | 10m Mellanox HDR IB Active Optical QSFP56 Cable | 2199
1410HPA | B4QZ | 15m Mellanox HDR IB Active Optical QSFP56 Cable | 2249
1410HPA | B4R0 | 20m Mellanox HDR IB Active Optical QSFP56 Cable | 2299
1410HPA | B4R1 | 1m Mellanox HDR IB to 2x HDR100 Splitter Passive Copper QSFP56 Cable | 399
1410HPA | B4R2 | 1.5m Mellanox HDR IB to 2x HDR100 Splitter Passive Copper QSFP56 Cable | 449
1410HPA | B4R4 | 3m Mellanox HDR IB to 2x HDR100 Splitter Optical QSFP56 Cable | 2799
1410HPA | B4R5 | 5m Mellanox HDR IB to 2x HDR100 Splitter Optical QSFP56 Cable | 2899
1410HPA | B4R6 | 10m Mellanox HDR IB to 2x HDR100 Splitter Optical QSFP56 Cable | 2999
1410HPA | B4R7 | 15m Mellanox HDR IB to 2x HDR100 Splitter Optical QSFP56 Cable | 3199
1410HPA | B4R8 | 20m Mellanox HDR IB to 2x HDR100 Splitter Optical QSFP56 Cable | 3299
1410HPA | B5LL | Rack PreMerge | 0
1410HPA | B68K | 30m Mellanox HDR IB to 2x HDR100 Splitter Optical QSFP56 Cable | 3499
1410HPA | B68L | 2m Mellanox HDR IB to 2x HDR100 Splitter Passive Copper QSFP56 Cable | 499
1410HPA | B68M | 100m Mellanox HDR IB Optical QSFP56 Cable | 5099
1410HPA | B68N | 50m Mellanox HDR IB Optical QSFP56 Cable | 3699
1410HPA | B68P | 30m Mellanox HDR IB Optical QSFP56 Cable | 2399
1410HPA | B953 | ThinkSystem USB 3.0 Console Breakout Cable for Dense Systems | 69
1410HPA | BEUX | ThinkSystem External Diagnostics Handset | 139
1410HPA | BK9X | VLH - Vertiv Geist DS30203 - 1U 12 C19/C13 switched and monitored 32A, 230/400V 3P WYE PDU | 2899
1410HPB | 747 | UID Asset Tag Label | 20
1410HPB | 2304 | Integration Prep | 400
1410HPB | 2305 | Integration 1U Component | 59
1410HPB | 2306 | Integration >1U Component | 125
1410HPB | 2310 | Solution Specific Test | 1999
1410HPB | 2321 | Custom MFG SVCS Fee - Small Increment | 3
1410HPB | 2322 | One-Day Cluster Enablement Team Consult | 2855
1410HPB | 3269 | SFP SX Transceiver | 149
1410HPB | 3701 | 5m LC-LC Fiber Cable (networking) | 129
1410HPB | 3702 | 25m LC-LC Fiber Cable (networking) | 189
1410HPB | 3704 | 5m LC-LC Fiber Cable | 129
1410HPB | 3705 | 25m LC-LC Fiber Cable | 189
1410HPB | 3791 | 0.6m Yellow Cat5e Cable | 24
1410HPB | 3792 | 1.5m Yellow Cat5e Cable | 24
1410HPB | 3793 | 3m Yellow Cat5e Cable | 25
1410HPB | 3794 | 10m Yellow Cat5e Cable | 34
1410HPB | 3795 | 25m Yellow Cat5e Cable | 69
1410HPB | 3796 | 0.6m Green Cat5e Cable | 16
1410HPB | 3797 | 1.5m Green Cat5e Cable | 17
1410HPB | 3798 | 3m Green Cat5e Cable | 19
1410HPB | 3799 | 10m Green Cat5e Cable | 29
1410HPB | 3800 | 25m Green Cat5e Cable | 69
1410HPB | 3801 | 0.6m Blue Cat5e Cable | 24
1410HPB | 3802 | 1.5m Blue Cat5e Cable | 14
1410HPB | 3803 | 3m Blue Cat5e Cable | 25
1410HPB | 3804 | 10m Blue Cat5e Cable | 34
1410HPB | 3805 | 25m Blue Cat5e Cable | 69
1410HPB | 4271 | 1U black plastic filler panel | 11
1410HPB | 4273 | 3U black plastic filler panel | 15
1410HPB | 4275 | 5U black plastic filler panel | 55
1410HPB | 5053 | SFP+ SR Transceiver | 699
1410HPB | 5341 | Virtual Media Conversion Option Gen2 (VCO2) | 129
1410HPB | 5893 | iDataPlex Cable Management Kit for Standard Racks | 375
1410HPB | 5895 | 1U 12 C13 Switched and Monitored 60A 3 Phase PDU | 1499
1410HPB | 5900 | DPI 100-127V NEMA PDU | 145
1410HPB | 5908 | C13 PDU & 1p, 30A/208V, NEMA L6-30P(US)LC | 1269
1410HPB | 5909 | C13 PDU & 1p, 60A/208V, IEC 309 2P+G(US)LC | 1419
1410HPB | 5950 | DPI Universal 7 C13 PDU | 179
1410HPB | 5954 | DPI Universal Rack PDU (Europe) | 195
1410HPB | 5955 | DPI Universal Rack PDU (Denmark/Switzerland) | 195
1410HPB | 5957 | DPI Universal Rack PDU (Italy) | 195
1410HPB | 5959 | DPI Universal Rack PDU (UK) | 195
1410HPB | 5960 | DPI Universal Rack PDU (Australia/New Zealand) | 359
1410HPB | 5961 | DPI Universal Rack PDU (China) | 359
1410HPB | 6012 | DPI Single-phase 30A/208V C13 Enterprise PDU (US) | 669
1410HPB | 6013 | DPI Single-phase 60A/208V C13 Enterprise PDU (US) | 899
1410HPB | 6032 | DPI Single-phase 30A/208V C13 Enterprise PDU Plus (US) | 1269
1410HPB | 6033 | DPI Single-phase 60A/208V C13 Enterprise PDU Plus (US) | 1419
1410HPB | 6061 | DPI Three-phase 60A/208V C19 Enterprise PDU (US) | 599
1410HPB | 6062 | DPI Single-phase 30A/208V C19 Enterprise PDU (US) | 1999
1410HPB | 6063 | DPI Single-phase 60A/208V C19 Enterprise PDU (US) | 899
1410HPB | 6124 | SOFS Solution Code MFG Instruction | 0
1410HPB | 6125 | SAP-BWA Solution Code MFG Instruction | 0
1410HPB | 6126 | InfoSphere-BWA Solution Code MFG Instruction | 0
1410HPB | 6127 | GMAS Solution Code MFG Instruction | 0
1410HPB | 6128 | IBW-SSD Solution Code MFG Instruction | 0
1410HPB | 6129 | Cloudburst Solution Code MFG Instruction | 0
1410HPB | 6130 | SoNAS Solution Code MFG Instruction | 0
1410HPB | 6201 | 1.5m, 10A/100-250V, C13 to IEC 320-C14 Rack Power Cable | 19
1410HPB | 6204 | 2.8m, 10A/100-250V, C13 to IEC 320-C20 Rack Power Cable | 19
1410HPB | 6252 | 2.5m, 16A/100-250V, C19 to IEC 320-C20 Rack Power Cable | 19
1410HPB | 6263 | 4.3m, 10A/100-250V, C13 to IEC 320-C14 Rack Power Cable | 19
1410HPB | 6274 | 4.3m, 18A/125V, C19 to NEMA L5-20P (US) Line Cord | 49
1410HPB | 6275 | 4.3m, 16A/208V, C19 to NEMA L6-20P (US) Line Cord | 49
1410HPB | 6292 | 2m, 16A/100-250V, C19 to IEC 320-C20 Rack Power Cable | 19
1410HPB | 6311 | 2.8m, 10A/100-250V, C13 to IEC 320-C14 Rack Power Cable | 9
1410HPB | 6316 | Rack power cable - 2.0m, 125-250V, C13 to IEC 320-C14 (WW) | 9
1410HPB | 6393 | 2.5m, 30A/120V, NEMA L5-30P (US) Line Cord | 359
1410HPB | 6394 | 2.5m, 30A/208V, NEMA L6-30P (US) Line Cord | 359
1410HPB | 6395 | 2.5m, 60A/208V, IEC 309 2P+G (US) Line Cord | 549
1410HPB | 6396 | 2.5m, 32A/230V, IEC 309 P+N+G (non-US) Line Cord | 309
1410HPB | 6397 | 2.5m, 63A/230V, IEC 309 P+N+G (non-US) Line Cord | 449
1410HPB | 6400 | 2.8m, 13A/100-250V, C13 to C14 Jumper Cord | 9
1410HPB | 6414 | XFP-to-CX4 Transceiver (15m) | 1139
1410HPB | 6500 | 4.3m, 30A/208V, EPDU to NEMA L6-30P (US) Line Cord | 169
1410HPB | 6501 | 4.3m, 60A/208V, EPDU to IEC 309 2P+G (US) Line Cord | 319
1410HPB | 6502 | 4.3m, 32A/230V, EPDU to IEC 309 P+N+G (non-US) Line Cord | 169
1410HPB | 6503 | 4.3m, 63A/230V, EPDU to IEC 309 P+N+G (non-US) Line Cord | 390
1410HPB | 6504 | 4.3m, 32A/380-415V, EPDU/IEC 309 3P+N+G 3ph wye (non-US) Line Cord | 319
1410HPB | 6505 | 4.3m, 32A/230V, Souriau UTG Female to AS/NZ 3112 (Aus/NZ) Line Cord | 169
1410HPB | 6506 | 4.3m, 32A/250V, Souriau UTG Female to KSC 8305 (S. Korea) Line Cord | 169
1410HPB | 6527 | AC Jumper Cord C19 Right Angle/C20 | 99
1410HPB | 6568 | 1.8m, 10A/100-250V, 2xC13PM to IEC 320-C14 Rack Power Cable | 19
1410HPB | 6569 | 1.8m, 10A/100-250V, C13PM to IEC 320-C14 Rack Power Cable | 15
1410HPB | 6570 | 2.0m, 13A/100-250V, C13 to C14 Jumper Cord | 19
1410HPB | 6583 | 4.3m, 13A/100-250V, C13 to C14 Rack Power Cable | 19
1410HPB | 7831 | Customer Solution Center Services | 0
1410HPB | 8034 | LeSI Solution Component | 0
1410HPB | 8067 | TAA Compliant Order | 0
1410HPB | 8086 | No Publications Selected | 0
1410HPB | 8970 | Ship empty | 0
1410HPB | 8971 | Integrate in manufacturing | 0
1410HPB | 8972 | Ship Uninstalled (Safety) | 0
1410HPB | 9122 | 0-bay arrangement (don't use side-wall compartments) | 0
1410HPB | 9123 | 2-bay arrangement | 0
1410HPB | 9128 | dual source distribution | 0
1410HPB | 9129 | use 100V (low voltage) | 0
1410HPB | 9134 | use 200V (high voltage) | 0
1410HPB | A0R5 | 5m QSFP -to- 4-SFP+ Copper cable | 175
1410HPB | A0R6 | 1m QSFP -to- 4-SFP+ Copper cable | 115
1410HPB | A0R7 | 3m QSFP -to- 4-SFP+ Copper cable | 135
1410HPB | A0ZZ | InfoSphere-BWA R2 Solution Code Mfg Instruction | 0
1410HPB | A11S | DPI 30amp Front End PDU w/ Nema L5-30P | 359
1410HPB | A11T | DPI 30amp Front End PDU w/ Nema L6-30P | 359
1410HPB | A11U | DPI 60amp Front End PDU w/ IEC 309 2P + N + G | 549
1410HPB | A11V | DPI 32amp/250V Front End PDU w/ IEC 309 P+N+G connector | 685
1410HPB | A11W | DPI 63amp/250V Front End PDU w/ IEC 309 P + N connector | 685
1410HPB | A11X | DPI Single-phase 32A/230V Front-end PDU (Aus/NZ) | 359
1410HPB | A11Y | DPI Single-phase 30A/220V Front-end PDU (S Korea) | 359
1410HPB | A193 | Integrated Solutions | 0
1410HPB | A1BG | DS Storage Rack Shipping Bracket | 145
1410HPB | A1DL | 1m QSFP+ DAC Break Out Cable | 319
1410HPB | A1DM | 3m QSFP+ DAC Break Out Cable | 419
1410HPB | A1DN | 5m QSFP+ DAC Break Out Cable | 529
1410HPB | A1DP | 1m QSFP to QSFP+ Cable | 269
1410HPB | A1DQ | 3m QSFP+ to QSFP+ Cable | 329
1410HPB | A1MS | 10m Cat6 Yellow Cable | 49
1410HPB | A1MT | 10m Green Cat6 Cable | 49
1410HPB | A1MU | 10m Cat6 Blue Cable | 49
1410HPB | A1MV | 25m Cat6 Yellow Cable | 105
1410HPB | A1MW | 25m Green Cat6 Cable | 105
1410HPB | A1MX | 25m Cat6 Blue Cable | 105
1410HPB | A1NN | High Performance Analytics Appliance | 0
1410HPB | A1PH | 1m Passive DAC SFP+ Cable | 69
1410HPB | A1PJ | 3m Passive DAC SFP+ Cable | 89
1410HPB | A1PK | 5m Passive DAC SFP+ Cable | 159
1410HPB | A1V3 | AC Inlet 12A Cable, Jumper Cord | 10
1410HPB | A1V4 | AC Inlet Y 12A Cable | 15
1410HPB | A2EE | BCFC for SCEntry Solution | 0
1410HPB | A2EV | RFID Tag, AG/AP: 902-928MHz | 20
1410HPB | A2HM | BladeCenter Foundation for Cloud | 0
1410HPB | A2M8 | Scalable Infrastructure 42U 1100mm Enterprise V2 Dynamic Rack | 4999
1410HPB | A2VZ | Smart Analytics 5700 | 0
1410HPB | A2X8 | 5m QSFP+ to QSFP+ Cable | 379
1410HPB | A2X9 | 7m QSFP+ to QSFP+ Cable | 429
1410HPB | A39S | System x Integrated Offering for Cloud | 0
1410HPB | A3BA | Integrated Platform HPC Solution | 0
1410HPB | A3BB | GNRx Solution | 0
1410HPB | A3BC | Netezza Network Analytics Accelerator (NAA) | 0
1410HPB | A3BD | BigInsights Integrated Cluster | 0
1410HPB | A3RG | 0.5m Passive DAC SFP+ Cable | 79
1410HPB | A3RH | 7m Passive DAC SFP+ Cable | 179
1410HPB | A3SS | 1.2m, 10A/100-250V, 2 Short C13s to Short C14 Rack Power Cable | 49
1410HPB | A3ST | 2.5m, 10A/100-250V, 2 Long C13s to Short C14 Rack Power Cable | 65
1410HPB | A3SU | 2.8m, 10A/100-250V, 2 Short C13s to Long C14 Rack Power Cable | 99
1410HPB | A3SV | 4.1m, 10A/100-250V, 2 Long C13s to Long C14 Rack Power Cable | 79
1410HPB | A3SW | 1.2m, 16A/100-250V, 2 Short C13s to Short C20 Rack Power Cable | 55
1410HPB | A3SX | 2.5m, 16A/100-250V, 2 Long C13s to Short C20 Rack Power Cable | 75
1410HPB | A3SY | 2.8m, 16A/100-250V, 2 Short C13s to Long C20 Rack Power Cable | 79
1410HPB | A3SZ | 4.1m, 16A/100-250V, 2 Long C13s to Long C20 Rack Power Cable | 85
1410HPB | A4AK | KVM Dongle cable | 39
1410HPB | A4P1 | xIOC High Density Solution | 0
1410HPB | A4P2 | xIOC Flex Solution | 0
1410HPB | A4P3 | Application Ready Solutions | 0
1410HPB | A4WU | 1U Rack Pass Thru Bracket | 475
1410HPB | A4WV | Railhawks Rack Cable Management Bracket Kit | 855
1410HPB | A4WW | Cable Installation Tool for Racks | 149
1410HPB | A4WY | Cable Management Bracket for 3rd Party Rack | 419
1410HPB | A51N | 1.5m Passive DAC SFP+ Cable | 89
1410HPB | A51P | 2m Passive DAC SFP+ Cable | 89
1410HPB | A5UA | Lenovo 1m MPO-4xLC OM3 MMF Breakout Cable | 279
1410HPB | A5UB | Lenovo 3m MPO-4xLC OM3 MMF Breakout Cable | 329
1410HPB | A5UC | Lenovo 5m MPO-4xLC OM3 MMF Breakout Cable | 379
1410HPB | ARZA | 0.5m Mellanox QSFP Passive DAC Cable | 139
1410HPB | ARZB | 0.75m Mellanox QSFP Passive DAC Cable | 149
1410HPB | ARZC | 1m Mellanox QSFP Passive DAC Cable | 159
1410HPB | ARZD | 1.25m Mellanox QSFP Passive DAC Cable | 169
1410HPB | ARZE | 1.5m Mellanox QSFP Passive DAC Cable | 169
1410HPB | ARZF | 3m Mellanox QSFP Passive DAC Cable | 189
1410HPB | AS9Y | Intelligent Cluster 42U 1100mm Enterprise V2 Dynamic Rack RDHX Ready | 4999
1410HPB | ASQT | 0.5m Mellanox EDR IB Passive Copper QSFP28 Cable | 229
1410HPB | ASQU | 0.75m Mellanox EDR IB Passive Copper QSFP28 Cable | 249
1410HPB | ASQV | 1m Mellanox EDR IB Passive Copper QSFP28 Cable | 249
1410HPB | ASQW | 1.25m Mellanox EDR IB Passive Copper QSFP28 Cable | 289
1410HPB | ASQX | 1.5m Mellanox EDR IB Passive Copper QSFP28 Cable | 289
1410HPB | ASQY | 2m Mellanox EDR IB Passive Copper QSFP28 Cable | 289
1410HPB | ASQZ | 5m Mellanox EDR IB Optical QSFP28 Cable | 1359
1410HPB | ASR0 | 10m Mellanox EDR IB Optical QSFP28 Cable | 1419
1410HPB | ASR1 | 15m Mellanox EDR IB Optical QSFP28 Cable | 1509
1410HPB | ASR2 | 20m Mellanox EDR IB Optical QSFP28 Cable | 1569
1410HPB | ASR3 | 30m Mellanox EDR IB Optical QSFP28 Cable | 1789
1410HPB | ASR5 | Lenovo 0.5m LC-LC OM3 MMF Cable | 24
1410HPB | ASR6 | Lenovo 1m LC-LC OM3 MMF Cable | 24
1410HPB | ASR7 | Lenovo 3m LC-LC OM3 MMF Cable | 24
1410HPB | ASR8 | Lenovo 5m LC-LC OM3 MMF Cable | 29
1410HPB | ASR9 | Lenovo 10m LC-LC OM3 MMF Cable | 39
1410HPB | ASRA | Lenovo 15m LC-LC OM3 MMF Cable | 45
1410HPB | ASRB | Lenovo 25m LC-LC OM3 MMF Cable | 54
1410HPB | ASRC | Lenovo 30m LC-LC OM3 MMF Cable | 64
1410HPB | ASRM | 3m Mellanox EDR IB Passive Copper QSFP28 Cable | 319
1410HPB | ASRN | 3m Mellanox EDR IB Optical QSFP28 Cable | 1359
1410HPB | ASRP | 50m Mellanox EDR IB Optical QSFP28 Cable | 2329
1410HPB | AT2R | Lenovo 1m Active DAC SFP+ Cables | 129
1410HPB | AT2S | Lenovo 3m Active DAC SFP+ Cables | 139
1410HPB | AT2T | Lenovo 5m Active DAC SFP+ Cables | 159
1410HPB | AT2U | Lenovo 10m QSFP+ MPO-MPO OM3 MMF Cable | 169
1410HPB | AT2V | Lenovo 30m QSFP+ MPO-MPO OM3 MMF Cable | 329
1410HPB | ATYX | Lenovo 1m SFP+ to SFP+ Active Optical Cable | 104
1410HPB | ATYY | Lenovo 3m SFP+ to SFP+ Active Optical Cable | 99
1410HPB | ATYZ | Lenovo 5m SFP+ to SFP+ Active Optical Cable | 114
1410HPB | ATZ0 | Lenovo 7m SFP+ to SFP+ Active Optical Cable | 129
1410HPB | ATZ1 | Lenovo 15m SFP+ to SFP+ Active Optical Cable | 169
1410HPB | ATZ2 | Lenovo 20m SFP+ to SFP+ Active Optical Cable | 169
1410HPB | ATZ3 | Lenovo 3m 40G QSFP+ to QSFP+ Active Optical Cable | 489
1410HPB | ATZ4 | Lenovo 5m 40G QSFP+ to QSFP+ Active Optical Cable | 499
1410HPB | ATZ5 | Lenovo 7m 40G QSFP+ to QSFP+ Active Optical Cable | 529
1410HPB | ATZ6 | Lenovo 15m 40G QSFP+ to QSFP+ Active Optical Cable | 589
1410HPB | ATZ7 | Lenovo 20m 40G QSFP+ to QSFP+ Active Optical Cable | 629
1410HPB | ATZ8 | Lenovo 1m QSFP+ to 4xSFP+ Active Optical Cable | 709
1410HPB | ATZ9 | Lenovo 3m QSFP+ to 4xSFP+ Active Optical Cable | 729
1410HPB | ATZA | Lenovo 5m QSFP+ to 4xSFP+ Active Optical Cable | 749
1410HPB | ATZX | 0U 21 C13/12 C19 48A 3 Phase PDU | 999
1410HPB | ATZY | 0U 36 C13/6 C19 24A 1 Phase PDU | 479
1410HPB | AU03 | 0U 20 C13/4 C19 Switched and Monitored 24A 1 Phase PDU | 3599
1410HPB | AU04 | 0U 12 C13/12 C19 Switched and Monitored 48A 3 Phase PDU | 1799
1410HPB | AU0E | 0.5m Intel OPA 100 Series Passive Copper QSFP28 Cable | 79
1410HPB | AU0F | 0.75m Intel OPA Passive Copper QSFP28 Cable | 139
1410HPB | AU0G | 1m Intel OPA 100 Series Passive Copper QSFP28 Cable | 99
1410HPB | AU0H | 1.25m Intel OPA 100 Series Passive Copper QSFP28 Cable | 159
1410HPB | AU0J | 1.5m Intel OPA 100 Series Passive Copper QSFP28 Cable | 109
1410HPB | AU0K | 2m Intel OPA 100 Series Passive Copper QSFP28 Cable | 129
1410HPB | AU0M | 5m Intel OPA 100 Series Active Optical QSFP28 Cable | 899
1410HPB | AU0P | 15m Intel OPA 100 Series Active Optical QSFP28 Cable | 949
1410HPB | AU16 | 0.5m External MiniSAS HD 8644/MiniSAS HD 8644 Cable | 79
1410HPB | AU17 | 1m External MiniSAS HD 8644/MiniSAS HD 8644 Cable | 89
1410HPB | AU18 | 2m External MiniSAS HD 8644/MiniSAS HD 8644 Cable | 99
1410HPB | AU19 | 3m External MiniSAS HD 8644/MiniSAS HD 8644 Cable | 109
1410HPB | AU8K | LeROM Validation | 0
1410HPB | AUEE | Railhawk Rack Door Extension Kit | 999
1410HPB | AUJY | External MiniSAS HD 8644/MiniSAS HD 8644 6M Cable | 249
1410HPB | AV1F | Lenovo 3m 25G SFP28 Active Optical Cable | 489
1410HPB | AV1G | Lenovo 5m 25G SFP28 Active Optical Cable | 489
1410HPB | AV1H | Lenovo 10m 25G SFP28 Active Optical Cable | 499
1410HPB | AV1J | Lenovo 15m 25G SFP28 Active Optical Cable | 497
1410HPB | AV1K | Lenovo 20m 25G SFP28 Active Optical Cable | 519
1410HPB | AV1L | Lenovo 3m 100G QSFP28 Active Optical Cable | 1059
1410HPB | AV1M | Lenovo 5m 100G QSFP28 Active Optical Cable | 1069
1410HPB | AV1N | Lenovo 10m 100G QSFP28 Active Optical Cable | 1099
1410HPB | AV1P | Lenovo 15m 100G QSFP28 Active Optical Cable | 1079
1410HPB | AV1Q | Lenovo 20m 100G QSFP28 Active Optical Cable | 1179
1410HPB | AV1R | Lenovo 3m 100G to 4x25G Breakout Active Optical Cable | 1949
1410HPB | AV1S | Lenovo 5m 100G to 4x25G Breakout Active Optical Cable | 1975
1410HPB | AV1T | Lenovo 10m 100G to 4x25G Breakout Active Optical Cable | 2035
1410HPB | AV1U | Lenovo 15m 100G to 4x25G Breakout Active Optical Cable | 2095
1410HPB | AV1V | Lenovo 20m 100G to 4x25G Breakout Active Optical Cable | 2149
1410HPB | AV1W | Lenovo 1m Passive 25G SFP28 DAC Cable | 69
1410HPB | AV1X | Lenovo 3m Passive 25G SFP28 DAC Cable | 79
1410HPB | AV1Y | Lenovo 5m Passive 25G SFP28 DAC Cable | 159
1410HPB | AV1Z | Lenovo 1m Passive 100G QSFP28 DAC Cable | 99
1410HPB | AV20 | Lenovo 3m Passive 100G QSFP28 DAC Cable | 159
1410HPB | AV21 | Lenovo 5m Passive 100G QSFP28 DAC Cable | 299
1410HPB | AV22 | Lenovo 1m 100G QSFP28 to 4x25G SFP28 Breakout DAC Cable | 179
1410HPB | AV23 | Lenovo 3m 100G QSFP28 to 4x25G SFP28 Breakout DAC Cable | 299
1410HPB | AV24 | Lenovo 5m 100G QSFP28 to 4x25G SFP28 Breakout DAC Cable | 459
1410HPB | AV25 | Lenovo 5m MPO-MPO OM4 MMF Cable | 114
1410HPB | AV26 | Lenovo 7m MPO-MPO OM4 MMF Cable | 135
1410HPB | AV27 | Lenovo 10m MPO-MPO OM4 MMF Cable | 159
1410HPB | AV28 | Lenovo 15m MPO-MPO OM4 MMF Cable | 205
1410HPB | AV29 | Lenovo 20m MPO-MPO OM4 MMF Cable | 259
1410HPB | AV2A | Lenovo 30m MPO-MPO OM4 MMF Cable | 349
1410HPB | AV2B | Lenovo 1m MPO to 4x LC Breakout OM4 MMF Cable | 149
1410HPB | AV2C | Lenovo 3m MPO to 4x LC Breakout OM4 MMF Cable | 179
1410HPB | AV2D | Lenovo 5m MPO to 4x LC Breakout OM4 MMF Cable | 239
1410HPB | AVFQ | 0.75m Green Cat5e Cable | 15
1410HPB | AVFR | 1.0m Green Cat5e Cable | 19
1410HPB | AVFS | 1.25m Green Cat5e Cable | 19
1410HPB | AVFT | 0.75m Blue Cat5e Cable | 15
1410HPB | AVFU | 1.0m Blue Cat5e Cable | 19
1410HPB | AVFV | 1.25m Blue Cat5e Cable | 19
1410HPB | AVFW | 0.75m Green Cat6 Cable | 19
1410HPB | AVFX | 1.0m Green Cat6 Cable | 19
1410HPB | AVFY | 1.25m Green Cat6 Cable | 19
1410HPB | AVFZ | 1.5m Green Cat6 Cable | 19
1410HPB | AVG0 | 3m Green Cat6 Cable | 25
1410HPB | AVW7 | DSSG Solution | 0
1410HPB | B165 | X Braces for Railhawk Rack | 469
1410HPB | B166 | 38mm Small Leveling Feet for Railhawk Rack | 49
1410HPB | B1EQ | Network Verification | 600
1410HPB | B22J | 5m Intel OPA 100 Series Active Optical QSFP28 Low Power Cable | 809
1410HPB | B22K | 10m Intel OPA 100 Series Active Optical QSFP28 Low Power Cable | 829
1410HPB | B22L | 15m Intel OPA 100 Series Active Optical QSFP28 Low Power Cable | 839
1410HPB | B22M | 20m Intel OPA 100 Series Active Optical QSFP28 Low Power Cable | 849
1410HPB | B2P9 | Lenovo 0.5m LC-LC OM4 MMF Cable | 34
1410HPB | B2PA | Lenovo 1m LC-LC OM4 MMF Cable | 29
1410HPB | B2PB | Lenovo 3m LC-LC OM4 MMF Cable | 34
1410HPB | B2PC | Lenovo 5m LC-LC OM4 MMF Cable | 44
1410HPB | B2PD | Lenovo 10m LC-LC OM4 MMF Cable | 69
1410HPB | B2PE | Lenovo 15m LC-LC OM4 MMF Cable | 79
1410HPB | B2PF | Lenovo 25m LC-LC OM4 MMF Cable | 114
1410HPB | B2PG | Lenovo 30m LC-LC OM4 MMF Cable | 129
1410HPB | B2UZ | Lenovo 1m 100G QSFP28 Active Optical Cable | 949
1410HPB | B2YL | DWC Rack Build | 0
1410HPB | B30W | Custom MFG SVCS Fee - Medium Increment | 30
1410HPB | B30X | Custom MFG SVCS Fee - Large Increment | 300
1410HPB | B348 | 1U Black Plastic Filler Panel for Extension | 11
1410HPB | B349 | 3U Black Plastic Filler Panel for Extension | 15
1410HPB | B34A | 5U Black Plastic Filler Panel for Extension | 55
1410HPB | B4L0 | 1.0m, 16A/100-250V, C19 to IEC 320-C20 Rack Power Cable | 19
1410HPB | B4L1 | 1.5m, 16A/100-250V, C19 to IEC 320-C20 Rack Power Cable | 19
1410HPB | B4L2 | 2.0m, 16A/100-250V, C19 to IEC 320-C20 Rack Power Cable | 19
1410HPB | B4L3 | 4.3m, 16A/100-250V, C19 to IEC 320-C20 Rack Power Cable | 19
1410HPB | B4QQ | 0.5m Mellanox HDR IB Passive Copper QSFP56 Cable | 299
1410HPB | B4QR | 1m Mellanox HDR IB Passive Copper QSFP56 Cable | 399
1410HPB | B4QS | 1.5m Mellanox HDR IB Passive Copper QSFP56 Cable | 449
1410HPB | B4QT | 2m Mellanox HDR IB Passive Copper QSFP56 Cable | 499
1410HPB | B4QW | 3m Mellanox HDR IB Active Optical QSFP56 Cable | 2099
1410HPB | B4QX | 5m Mellanox HDR IB Active Optical QSFP56 Cable | 2149
1410HPB | B4QY | 10m Mellanox HDR IB Active Optical QSFP56 Cable | 2199
1410HPB | B4QZ | 15m Mellanox HDR IB Active Optical QSFP56 Cable | 2249
1410HPB | B4R0 | 20m Mellanox HDR IB Active Optical QSFP56 Cable | 2299
1410HPB | B4R1 | 1m Mellanox HDR IB to 2x HDR100 Splitter Passive Copper QSFP56 Cable | 399
1410HPB | B4R2 | 1.5m Mellanox HDR IB to 2x HDR100 Splitter Passive Copper QSFP56 Cable | 449
1410HPB | B4R4 | 3m Mellanox HDR IB to 2x HDR100 Splitter Optical QSFP56 Cable | 2799
1410HPB | B4R5 | 5m Mellanox HDR IB to 2x HDR100 Splitter Optical QSFP56 Cable | 2899
1410HPB | B4R6 | 10m Mellanox HDR IB to 2x HDR100 Splitter Optical QSFP56 Cable | 2999
1410HPB | B4R7 | 15m Mellanox HDR IB to 2x HDR100 Splitter Optical QSFP56 Cable | 3199
1410HPB | B4R8 | 20m Mellanox HDR IB to 2x HDR100 Splitter Optical QSFP56 Cable | 3299
1410HPB | B5LL | Rack PreMerge | 0
1410HPB | B5S3 | Enterprise V2 Dynamic Rack Rear Door | 489
1410HPB | B68K | 30m Mellanox HDR IB to 2x HDR100 Splitter Optical QSFP56 Cable | 3499
1410HPB | B68L | 2m Mellanox HDR IB to 2x HDR100 Splitter Passive Copper QSFP56 Cable | 499
1410HPB | B68M | 100m Mellanox HDR IB Optical QSFP56 Cable | 5099
1410HPB | B68N | 50m Mellanox HDR IB Optical QSFP56 Cable | 3699
1410HPB | B68P | 30m Mellanox HDR IB Optical QSFP56 Cable | 2399
1410HPB | B87M | 2-Rack DSS-G 280 (1x G280) | 0
1410HPB | B87N | 3-Rack DSS-G 280 (2x G280) | 0
1410HPB | B87P | 4-Rack DSS-G 280 (3x G280) | 0
1410HPB | B87Q | 5-Rack DSS-G 280 (4x G280) | 0
1410HPB | B953 | ThinkSystem USB 3.0 Console Breakout Cable for Dense Systems | 69
1410HPB | BEUX | ThinkSystem External Diagnostics Handset | 139
1410HPB | BK9X | VLH - Vertiv Geist DS30203 - 1U 12 C19/C13 switched and monitored 32A, 230/400V 3P WYE PDU | 2899
1723HC1 | 1070 | Rack fixed shelf base | 75
1723HC1 | 2305 | Integration 1U Component | 59
1723HC1 | 2320 | Department of Defense UID Label | 25
1723HC1 | 4144 | CD-RW/DVD Combo V Ultrabay Enhanced | 159
1723HC1 | 6124 | SOFS Solution Code MFG Instruction | 0
1723HC1 | 6125 | SAP-BWA Solution Code MFG Instruction | 0
1723HC1 | 6126 | InfoSphere-BWA Solution Code MFG Instruction | 0
1723HC1 | 6127 | GMAS Solution Code MFG Instruction | 0
1723HC1 | 6128 | IBW-SSD Solution Code MFG Instruction | 0
1723HC1 | 6129 | Cloudburst Solution Code MFG Instruction | 0
1723HC1 | 6130 | SoNAS Solution Code MFG Instruction | 0
1723HC1 | 6204 | 2.8m, 10A/100-250V, C13 to IEC 320-C20 Rack Power Cable | 19
1723HC1 | 6263 | 4.3m, 10A/100-250V, C13 to IEC 320-C14 Rack Power Cable | 19
1723HC1 | 6311 | 2.8m, 10A/100-250V, C13 to IEC 320-C14 Rack Power Cable | 9
1723HC1 | 7827 | Datacenter UV Program Offering | 0
1723HC1 | 7828 | Datacenter UV w/ High Availability Program Offering | 0
1723HC1 | 7831 | Customer Solution Center Services | 0
1723HC1 | 7929 | e1350 Special Bid Solution Component | 0
1723HC1 | 8024 | xSeries Datacenter Scalable Solution | 0
1723HC1 | 8034 | LeSI Solution Component | 0
1723HC1 | 8035 | xSeries Datacenter High Availability Solution | 0
1723HC1 | 8067 | TAA Compliant Order | 0
1723HC1 | 8072 | General Racking Solution | 0
1723HC1 | 8086 | No Publications Selected | 0
1723HC1 | 8971 | Integrate in manufacturing | 0
1723HC1 | 8972 | Ship Uninstalled (Safety) | 0
1723HC1 | A103 | System x Cluster Upgrade | 0
1723HC1 | A193 | Integrated Solutions | 0
1723HC1 | A1NN | High Performance Analytics Appliance | 0
1723HC1 | A2EE | BCFC for SCEntry Solution | 0
1723HC1 | A2HM | BladeCenter Foundation for Cloud | 0
1723HC1 | A2VZ | Smart Analytics 5700 | 0
1723HC1 | A39S | System x Integrated Offering for Cloud | 0
1723HC1 | A3BA | Integrated Platform HPC Solution | 0
1723HC1 | A3BB | GNRx Solution | 0
1723HC1 | A463 | Flex SAP/BWA | 0
1723HC1 | A4P0 | xIOC Rack Mount Solution R1 | 0
1723HC1 | A4P2 | xIOC Flex Solution | 0
1723HC1 | A4P3 | Application Ready Solutions | 0
1723HC1 | A5RD | Free Shipping and Handling | 0
1754HC1 | 2305 | Integration 1U Component | 59
1754HC1 | 2320 | Department of Defense UID Label | 25
1754HC1 | 3758 | Virtual Media Conversion Option | 129
1754HC1 | 3760 | 1.8m Black Cat5e Cable | 17
1754HC1 | 3761 | 3m Black Cat5e Cable | 19
1754HC1 | 3762 | 10m Black Cat5e Cable | 29
1754HC1 | 3791 | 0.6m Yellow Cat5e Cable | 24
1754HC1 | 3792 | 1.5m Yellow Cat5e Cable | 24
1754HC1 | 3793 | 3m Yellow Cat5e Cable | 25
1754HC1 | 3794 | 10m Yellow Cat5e Cable | 34
1754HC1 | 3795 | 25m Yellow Cat5e Cable | 69
1754HC1 | 3796 | 0.6m Green Cat5e Cable | 16
1754HC1 | 3797 | 1.5m Green Cat5e Cable | 17
1754HC1 | 3798 | 3m Green Cat5e Cable | 19
1754HC1 | 3799 | 10m Green Cat5e Cable | 29
1754HC1 | 3800 | 25m Green Cat5e Cable | 69
1754HC1 | 3801 | 0.6m Blue Cat5e Cable | 24
1754HC1 | 3802 | 1.5m Blue Cat5e Cable | 14
1754HC1 | 3803 | 3m Blue Cat5e Cable | 25
1754HC1 | 3804 | 10m Blue Cat5e Cable | 34
1754HC1 | 3805 | 25m Blue Cat5e Cable | 69
1754HC1 | 5340 | Serial Conversion Option (SCO) | 249
1754HC1 | 5341 | Virtual Media Conversion Option Gen2 (VCO2) | 129
1754HC1 | 5886 | iDataPlex Rack Mount Kit for Console Managers | 65
1754HC1 | 6124 | SOFS Solution Code MFG Instruction | 0
1754HC1 | 6125 | SAP-BWA Solution Code MFG Instruction | 0
1754HC1 | 6126 | InfoSphere-BWA Solution Code MFG Instruction | 0
1754HC1 | 6127 | GMAS Solution Code MFG Instruction | 0
1754HC1 | 6128 | IBW-SSD Solution Code MFG Instruction | 0
1754HC1 | 6129 | Cloudburst Solution Code MFG Instruction | 0
1754HC1 | 6130 | SoNAS Solution Code MFG Instruction | 0
1754HC1 | 6201 | 1.5m, 10A/100-250V, C13 to IEC 320-C14 Rack Power Cable | 19
1754HC1 | 6204 | 2.8m, 10A/100-250V, C13 to IEC 320-C20 Rack Power Cable | 19
1754HC1 | 6207 | 4.3m, 10A/125V, C13 to NEMA 5-15P (US) Line Cord | 19
1754HC1 | 6263 | 4.3m, 10A/100-250V, C13 to IEC 320-C14 Rack Power Cable | 19
1754HC1 | 6311 | 2.8m, 10A/100-250V, C13 to IEC 320-C14 Rack Power Cable | 9
1754HC1 | 6313 | 2.8m, 10A/120V, C13 to NEMA 5-15P (US) Line Cord | 19
1754HC1 | 6369 | 1.8m, 10A/125V, C13 to NEMA 5-15P (US) Line Cord | 9
1754HC1 | 6694 | Global 2X2X16 Console Manager (GCM16) | 3599
1754HC1 | 7018 | System x iDataPlex Solution | 0
1754HC1 | 7827 | Datacenter UV Program Offering | 0
1754HC1 | 7828 | Datacenter UV w/ High Availability Program Offering | 0
1754HC1 | 7831 | Customer Solution Center Services | 0
1754HC1 | 7929 | e1350 Special Bid Solution Component | 0
1754HC1 | 8024 | xSeries Datacenter Scalable Solution | 0
1754HC1 | 8034 | LeSI Solution Component | 0
1754HC1 | 8035 | xSeries Datacenter High Availability Solution | 0
1754HC1 | 8067 | TAA Compliant Order | 0
1754HC1 | 8072 | General Racking Solution | 0
1754HC1 | 8086 | No Publications Selected | 0
1754HC1 | 8971 | Integrate in manufacturing | 0
1754HC1 | 8972 | Ship Uninstalled (Safety) | 0
1754HC1 | A103 | System x Cluster Upgrade | 0
1754HC1 | A193 | Integrated Solutions | 0
1754HC1 | A1MT | 10m Green Cat6 Cable | 49
1754HC1 | A1MW | 25m Green Cat6 Cable | 105
1754HC1 | A1NN | High Performance Analytics Appliance | 0
1754HC1 | A2EE | BCFC for SCEntry Solution | 0
1754HC1 | A2HM | BladeCenter Foundation for Cloud | 0
1754HC1 | A4P3 | Application Ready Solutions | 0
1754HC1 | AVFQ | 0.75m Green Cat5e Cable | 15
1754HC1 | AVFR | 1.0m Green Cat5e Cable | 19
1754HC1 | AVFS | 1.25m Green Cat5e Cable | 19
1754HC1 | AVFT | 0.75m Blue Cat5e Cable | 15
1754HC1 | AVFU | 1.0m Blue Cat5e Cable | 19
1754HC1 | AVFV | 1.25m Blue Cat5e Cable | 19
1754HC1 | AVFW | 0.75m Green Cat6 Cable | 19
1754HC1 | AVFX | 1.0m Green Cat6 Cable | 19
1754HC1 | AVFY | 1.25m Green Cat6 Cable | 19
1754HC1 | AVFZ | 1.5m Green Cat6 Cable | 19
1754HC1 | AVG0 | 3m Green Cat6 Cable | 25
1754HC2 | 2305 | Integration 1U Component | 59
1754HC2 | 2320 | Department of Defense UID Label | 25
1754HC2 | 3758 | Virtual Media Conversion Option | 129
1754HC2 | 3760 | 1.8m Black Cat5e Cable | 17
1754HC2 | 3761 | 3m Black Cat5e Cable | 19
1754HC2 | 3762 | 10m Black Cat5e Cable | 29
1754HC2 | 3791 | 0.6m Yellow Cat5e Cable | 24
1754HC2 | 3792 | 1.5m Yellow Cat5e Cable | 24
1754HC2 | 3793 | 3m Yellow Cat5e Cable | 25
1754HC2 | 3794 | 10m Yellow Cat5e Cable | 34
1754HC2 | 3795 | 25m Yellow Cat5e Cable | 69
1754HC2 | 3796 | 0.6m Green Cat5e Cable | 16
1754HC2 | 3797 | 1.5m Green Cat5e Cable | 17
1754HC2 | 3798 | 3m Green Cat5e Cable | 19
1754HC2 | 3799 | 10m Green Cat5e Cable | 29
1754HC2 | 3800 | 25m Green Cat5e Cable | 69
1754HC2 | 3801 | 0.6m Blue Cat5e Cable | 24
1754HC2 | 3802 | 1.5m Blue Cat5e Cable | 14
1754HC2 | 3803 | 3m Blue Cat5e Cable | 25
1754HC2 | 3804 | 10m Blue Cat5e Cable | 34
1754HC2 | 3805 | 25m Blue Cat5e Cable | 69
1754HC2 | 5340 | Serial Conversion Option (SCO) | 249
1754HC2 | 5341 | Virtual Media Conversion Option Gen2 (VCO2) | 129
1754HC2 | 5886 | iDataPlex Rack Mount Kit for Console Managers | 65
1754HC2 | 6124 | SOFS Solution Code MFG Instruction | 0
1754HC2 | 6125 | SAP-BWA Solution Code MFG Instruction | 0
1754HC2 | 6126 | InfoSphere-BWA Solution Code MFG Instruction | 0
1754HC2 | 6127 | GMAS Solution Code MFG Instruction | 0
1754HC2 | 6128 | IBW-SSD Solution Code MFG Instruction | 0
1754HC2 | 6129 | Cloudburst Solution Code MFG Instruction | 0
1754HC2 | 6130 | SoNAS Solution Code MFG Instruction | 0
1754HC2 | 6201 | 1.5m, 10A/100-250V, C13 to IEC 320-C14 Rack Power Cable | 19
1754HC2 | 6204 | 2.8m, 10A/100-250V, C13 to IEC 320-C20 Rack Power Cable | 19
1754HC2 | 6207 | 4.3m, 10A/125V, C13 to NEMA 5-15P (US) Line Cord | 19
1754HC2 | 6263 | 4.3m, 10A/100-250V, C13 to IEC 320-C14 Rack Power Cable | 19
1754HC2 | 6311 | 2.8m, 10A/100-250V, C13 to IEC 320-C14 Rack Power Cable | 9
1754HC2 | 6313 | 2.8m, 10A/120V, C13 to NEMA 5-15P (US) Line Cord | 19
1754HC2 | 6369 | 1.8m, 10A/125V, C13 to NEMA 5-15P (US) Line Cord | 9
1754HC2 | 6695 | Global 4X2X32 Console Manager (GCM32) | 6499
1754HC2 | 7018 | System x iDataPlex Solution | 0
1754HC2 | 7827 | Datacenter UV Program Offering | 0
1754HC2 | 7828 | Datacenter UV w/ High Availability Program Offering | 0
1754HC2 | 7831 | Customer Solution Center Services | 0
1754HC2 | 7929 | e1350 Special Bid Solution Component | 0
1754HC2 | 8024 | xSeries Datacenter Scalable Solution | 0
1754HC2 | 8034 | LeSI Solution Component | 0
1754HC2 | 8035 | xSeries Datacenter High Availability Solution | 0
1754HC2 | 8067 | TAA Compliant Order | 0
1754HC2 | 8072 | General Racking Solution | 0
1754HC2 | 8086 | No Publications Selected | 0
1754HC2 | 8971 | Integrate in manufacturing | 0
1754HC2 | 8972 | Ship Uninstalled (Safety) | 0
1754HC2 | A103 | System x Cluster Upgrade | 0
1754HC2 | A193 | Integrated Solutions | 0
1754HC2 | A1MT | 10m Green Cat6 Cable | 49
1754HC2 | A1MW | 25m Green Cat6 Cable | 105
1754HC2 | A1NN | High Performance Analytics Appliance | 0
1754HC2 | A2EE | BCFC for SCEntry Solution | 0
1754HC2 | A2HM | BladeCenter Foundation for Cloud | 0
1754HC2 | A4P3 | Application Ready Solutions | 0
1754HC2 | AVFQ | 0.75m Green Cat5e Cable | 15
1754HC2 | AVFR | 1.0m Green Cat5e Cable | 19
1754HC2 | AVFS | 1.25m Green Cat5e Cable | 19
1754HC2 | AVFT | 0.75m Blue Cat5e Cable | 15
1754HC2 | AVFU | 1.0m Blue Cat5e Cable | 19
1754HC2 | AVFV | 1.25m Blue Cat5e Cable | 19
1754HC2 | AVFW | 0.75m Green Cat6 Cable | 19
1754HC2 | AVFX | 1.0m Green Cat6 Cable | 19
1754HC2 | AVFY | 1.25m Green Cat6 Cable | 19
1754HC2 | AVFZ | 1.5m Green Cat6 Cable | 19
1754HC2 | AVG0 | 3m Green Cat6 Cable | 25
1754HC3 | 725 | Local 1X8 Console Manager (LCM8) | 849
1754HC3 | 2305 | Integration 1U Component | 59
1754HC3 | 2320 | Department of Defense UID Label | 25
1754HC3 | 3758 | Virtual Media Conversion Option | 129
1754HC3 | 3760 | 1.8m Black Cat5e Cable | 17
1754HC3 | 3761 | 3m Black Cat5e Cable | 19
1754HC3 | 3762 | 10m Black Cat5e Cable | 29
1754HC3 | 3791 | 0.6m Yellow Cat5e Cable | 24
1754HC3 | 3792 | 1.5m Yellow Cat5e Cable | 24
1754HC3 | 3793 | 3m Yellow Cat5e Cable | 25
1754HC3 | 3794 | 10m Yellow Cat5e Cable | 34
1754HC3 | 3795 | 25m Yellow Cat5e Cable | 69
1754HC3 | 3796 | 0.6m Green Cat5e Cable | 16
1754HC3 | 3797 | 1.5m Green Cat5e Cable | 17
1754HC3 | 3798 | 3m Green Cat5e Cable | 19
1754HC3 | 3799 | 10m Green Cat5e Cable | 29
1754HC3 | 3800 | 25m Green Cat5e Cable | 69
1754HC3 | 3801 | 0.6m Blue Cat5e Cable | 24
1754HC3 | 3802 | 1.5m Blue Cat5e Cable | 14
1754HC3 | 3803 | 3m Blue Cat5e Cable | 25
1754HC3 | 3804 | 10m Blue Cat5e Cable | 34
1754HC3 | 3805 | 25m Blue Cat5e Cable | 69
1754HC3 | 5341 | Virtual Media Conversion Option Gen2 (VCO2) | 129
1754HC3 | 5886 | iDataPlex Rack Mount Kit for Console Managers | 65
1754HC3 | 6124 | SOFS Solution Code MFG Instruction | 0
1754HC3 | 6125 | SAP-BWA Solution Code MFG Instruction | 0
1754HC3 | 6126 | InfoSphere-BWA Solution Code MFG Instruction | 0
1754HC3 | 6127 | GMAS Solution Code MFG Instruction | 0
1754HC3 | 6128 | IBW-SSD Solution Code MFG Instruction | 0
1754HC3 | 6129 | Cloudburst Solution Code MFG Instruction | 0
1754HC3 | 6130 | SoNAS Solution Code MFG Instruction | 0
1754HC3 | 6201 | 1.5m, 10A/100-250V, C13 to IEC 320-C14 Rack Power Cable | 19
1754HC3 | 6204 | 2.8m, 10A/100-250V, C13 to IEC 320-C20 Rack Power Cable | 19
1754HC3 | 6207 | 4.3m, 10A/125V, C13 to NEMA 5-15P (US) Line Cord | 19
1754HC3 | 6263 | 4.3m, 10A/100-250V, C13 to IEC 320-C14 Rack Power Cable | 19
1754HC3 | 6311 | 2.8m, 10A/100-250V, C13 to IEC 320-C14 Rack Power Cable | 9
1754HC3 | 6313 | 2.8m, 10A/120V, C13 to NEMA 5-15P (US) Line Cord | 19
1754HC3 | 6369 | 1.8m, 10A/125V, C13 to NEMA 5-15P (US) Line Cord | 9
1754HC3 | 7018 | System x iDataPlex Solution | 0
1754HC3 | 7827 | Datacenter UV Program Offering | 0
1754HC3 | 7828 | Datacenter UV w/ High Availability Program Offering | 0
1754HC3 | 7831 | Customer Solution Center Services | 0
1754HC3 | 7929 | e1350 Special Bid Solution Component | 0
1754HC3 | 8024 | xSeries Datacenter Scalable Solution | 0
1754HC3 | 8034 | LeSI Solution Component | 0
1754HC3 | 8035 | xSeries Datacenter High Availability Solution | 0
1754HC3 | 8067 | TAA Compliant Order | 0
1754HC3 | 8072 | General Racking Solution | 0
1754HC3 | 8086 | No Publications Selected | 0
1754HC3 | 8971 | Integrate in manufacturing | 0
1754HC3 | 8972 | Ship Uninstalled (Safety) | 0
1754HC3 | A103 | System x Cluster Upgrade | 0
1754HC3 | A17X | 1754 LCM Digital Activation Key | 749
1754HC3 | A193 | Integrated Solutions | 0
1754HC3 | A1MT | 10m Green Cat6 Cable | 49
1754HC3 | A1MW | 25m Green Cat6 Cable | 105
1754HC3 | A1NN | High Performance Analytics Appliance | 0
1754HC3 | A2EE | BCFC for SCEntry Solution | 0
1754HC3 | A2HM | BladeCenter Foundation for Cloud | 0
1754HC3 | A2VZ | Smart Analytics 5700 | 0
1754HC3 | A39S | System x Integrated Offering for Cloud | 0
1754HC3 | A3BA | Integrated Platform HPC Solution | 0
1754HC3 | A3BB | GNRx Solution | 0
1754HC3 | A4P0 | xIOC Rack Mount Solution R1 | 0
1754HC3 | A4P3 | Application Ready Solutions | 0
1754HC3 | AVFQ | 0.75m Green Cat5e Cable | 15
1754HC3 | AVFR | 1.0m Green Cat5e Cable | 19
1754HC3 | AVFS | 1.25m Green Cat5e Cable | 19
1754HC3 | AVFT | 0.75m Blue Cat5e Cable | 15
1754HC3 | AVFU | 1.0m Blue Cat5e Cable | 19
1754HC3 | AVFV | 1.25m Blue Cat5e Cable | 19
1754HC3 | AVFW | 0.75m Green Cat6 Cable | 19
1754HC3 | AVFX | 1.0m Green Cat6 Cable | 19
1754HC3 | AVFY | 1.25m Green Cat6 Cable | 19
1754HC3 | AVFZ | 1.5m Green Cat6 Cable | 19
1754HC3 | AVG0 | 3m Green Cat6 Cable | 25
1754HC4 | 726 | Local 2X16 Console Manager (LCM16) | 1299
1754HC4 | 2305 | Integration 1U Component | 59
1754HC4 | 2320 | Department of Defense UID Label | 25
1754HC4 | 3758 | Virtual Media Conversion Option | 129
1754HC4 | 3760 | 1.8m Black Cat5e Cable | 17
1754HC4 | 3761 | 3m Black Cat5e Cable | 19
1754HC4 | 3762 | 10m Black Cat5e Cable | 29
1754HC4 | 3791 | 0.6m Yellow Cat5e Cable | 24
1754HC4 | 3792 | 1.5m Yellow Cat5e Cable | 24
1754HC4 | 3793 | 3m Yellow Cat5e Cable | 25
1754HC4 | 3794 | 10m Yellow Cat5e Cable | 34
1754HC4 | 3795 | 25m Yellow Cat5e Cable | 69
1754HC4 | 3796 | 0.6m Green Cat5e Cable | 16
1754HC4 | 3797 | 1.5m Green Cat5e Cable | 17
1754HC4 | 3798 | 3m Green Cat5e Cable | 19
1754HC4 | 3799 | 10m Green Cat5e Cable | 29
1754HC4 | 3800 | 25m Green Cat5e Cable | 69
1754HC4 | 3801 | 0.6m Blue Cat5e Cable | 24
1754HC4 | 3802 | 1.5m Blue Cat5e Cable | 14
1754HC4 | 3803 | 3m Blue Cat5e Cable | 25
1754HC4 | 3804 | 10m Blue Cat5e Cable | 34
1754HC4 | 3805 | 25m Blue Cat5e Cable | 69
1754HC4 | 5341 | Virtual Media Conversion Option Gen2 (VCO2) | 129
1754HC4 | 5886 | iDataPlex Rack Mount Kit for Console Managers | 65
1754HC4 | 6124 | SOFS Solution Code MFG Instruction | 0
1754HC4 | 6125 | SAP-BWA Solution Code MFG Instruction | 0
1754HC4 | 6126 | InfoSphere-BWA Solution Code MFG Instruction | 0
1754HC4 | 6127 | GMAS Solution Code MFG Instruction | 0
1754HC4 | 6128 | IBW-SSD Solution Code MFG Instruction | 0
1754HC4 | 6129 | Cloudburst Solution Code MFG Instruction | 0
1754HC4 | 6130 | SoNAS Solution Code MFG Instruction | 0
1754HC4 | 6201 | 1.5m, 10A/100-250V, C13 to IEC 320-C14 Rack Power Cable | 19
1754HC4 | 6204 | 2.8m, 10A/100-250V, C13 to IEC 320-C20 Rack Power Cable | 19
1754HC4 | 6207 | 4.3m, 10A/125V, C13 to NEMA 5-15P (US) Line Cord | 19
1754HC4 | 6263 | 4.3m, 10A/100-250V, C13 to IEC 320-C14 Rack Power Cable | 19
1754HC4 | 6311 | 2.8m, 10A/100-250V, C13 to IEC 320-C14 Rack Power Cable | 9
1754HC4 | 6313 | 2.8m, 10A/120V, C13 to NEMA 5-15P (US) Line Cord | 19
1754HC4 | 6369 | 1.8m, 10A/125V, C13 to NEMA 5-15P (US) Line Cord | 9
1754HC4 | 7018 | System x iDataPlex Solution | 0
1754HC4 | 7827 | Datacenter UV Program Offering | 0
1754HC4 | 7828 | Datacenter UV w/ High Availability Program Offering | 0
1754HC4 | 7831 | Customer Solution Center Services | 0
1754HC4 | 7929 | e1350 Special Bid Solution Component | 0
1754HC4 | 8024 | xSeries Datacenter Scalable Solution | 0
1754HC4 | 8034 | LeSI Solution Component | 0
1754HC4 | 8035 | xSeries Datacenter High Availability Solution | 0
1754HC4 | 8067 | TAA Compliant Order | 0
1754HC4 | 8072 | General Racking Solution | 0
1754HC4 | 8086 | No Publications Selected | 0
1754HC4 | 8971 | Integrate in manufacturing | 0
1754HC4 | 8972 | Ship Uninstalled (Safety) | 0
1754HC4 | A103 | System x Cluster Upgrade | 0
1754HC4 | A17X | 1754 LCM Digital Activation Key | 749
1754HC4 | A193 | Integrated Solutions | 0
1754HC4 | A1MT | 10m Green Cat6 Cable | 49
1754HC4 | A1MW | 25m Green Cat6 Cable | 105
1754HC4 | A1NN | High Performance Analytics Appliance | 0
1754HC4 | A2EE | BCFC for SCEntry Solution | 0
1754HC4 | A2HM | BladeCenter Foundation for Cloud | 0
1754HC4 | A2VZ | Smart Analytics 5700 | 0
1754HC4 | A3BA | Integrated Platform HPC Solution | 0
1754HC4 | A3BB | GNRx Solution | 0
1754HC4 | A463 | Flex SAP/BWA | 0
1754HC4 | A4P3 | Application Ready Solutions | 0
1754HC4 | AVFQ | 0.75m Green Cat5e Cable | 15
1754HC4 | AVFR | 1.0m Green Cat5e Cable | 19
1754HC4 | AVFS | 1.25m Green Cat5e Cable | 19
1754HC4 | AVFT | 0.75m Blue Cat5e Cable | 15
1754HC4 | AVFU | 1.0m Blue Cat5e Cable | 19
1754HC4 | AVFV | 1.25m Blue Cat5e Cable | 19
1754HC4 | AVFW | 0.75m Green Cat6 Cable | 19
1754HC4 | AVFX | 1.0m Green Cat6 Cable | 19
1754HC4 | AVFY | 1.25m Green Cat6 Cable | 19
1754HC4 | AVFZ | 1.5m Green Cat6 Cable | 19
1754HC4 | AVG0 | 3m Green Cat6 Cable | 25
1754HC5 | 2305 | Integration 1U Component | 59
1754HC5 | 3760 | 1.8m Black Cat5e Cable | 17
1754HC5 | 3762 | 10m Black Cat5e Cable | 29
1754HC5 | 3791 | 0.6m Yellow Cat5e Cable | 24
1754HC5 | 3792 | 1.5m Yellow Cat5e Cable | 24
1754HC5 | 3793 | 3m Yellow Cat5e Cable | 25
1754HC5 | 3794 | 10m Yellow Cat5e Cable | 34
1754HC5 | 3795 | 25m Yellow Cat5e Cable | 69
1754HC5 | 3796 | 0.6m Green Cat5e Cable | 16
1754HC5 | 3797 | 1.5m Green Cat5e Cable | 17
1754HC5 | 3798 | 3m Green Cat5e Cable | 19
1754HC5 | 3799 | 10m Green Cat5e Cable | 29
1754HC5 | 3800 | 25m Green Cat5e Cable | 69
1754HC5 | 3801 | 0.6m Blue Cat5e Cable | 24
1754HC5 | 3802 | 1.5m Blue Cat5e Cable | 14
1754HC5 | 3803 | 3m Blue Cat5e Cable | 25
1754HC5 | 3804 | 10m Blue Cat5e Cable | 34
1754HC5 | 3805 | 25m Blue Cat5e Cable | 69
1754HC5 | 6124 | SOFS Solution Code MFG Instruction | 0
1754HC5 | 6125 | SAP-BWA Solution Code MFG Instruction | 0
1754HC5 | 6126 | InfoSphere-BWA Solution Code MFG Instruction | 0
1754HC5 | 6127 | GMAS Solution Code MFG Instruction | 0
1754HC5 | 6128 | IBW-SSD Solution Code MFG Instruction | 0
1754HC5 | 6129 | Cloudburst Solution Code MFG Instruction | 0
1754HC5 | 6130 | SoNAS Solution Code MFG Instruction | 0
1754HC5 | 6201 | 1.5m, 10A/100-250V, C13 to IEC 320-C14 Rack Power Cable | 19
1754HC5 | 6204 | 2.8m, 10A/100-250V, C13 to IEC 320-C20 Rack Power Cable | 19
1754HC5 | 6207 | 4.3m, 10A/125V, C13 to NEMA 5-15P (US) Line Cord | 19
1754HC5 | 6263 | 4.3m, 10A/100-250V, C13 to IEC 320-C14 Rack Power Cable | 19
1754HC5 | 6311 | 2.8m, 10A/100-250V, C13 to IEC 320-C14 Rack Power Cable | 9
1754HC5 | 6313 | 2.8m, 10A/120V, C13 to NEMA 5-15P (US) Line Cord | 19
1754HC5 | 6369 | 1.8m, 10A/125V, C13 to NEMA 5-15P (US) Line Cord | 9
1754HC5 | 7827 | Datacenter UV Program Offering | 0
1754HC5 | 7828 | Datacenter UV w/ High Availability Program Offering | 0
1754HC5 | 7831 | Customer Solution Center Services | 0
1754HC5 | 8024 | xSeries Datacenter Scalable Solution | 0
1754HC5 | 8034 | LeSI Solution Component | 0
1754HC5 | 8035 | xSeries Datacenter High Availability Solution | 0
1754HC5 | 8067 | TAA Compliant Order | 0
1754HC5 | 8072 | General Racking Solution | 0
1754HC5 | 8086 | No Publications Selected | 0
1754HC5 | 8971 | Integrate in manufacturing | 0
1754HC5 | 8972 | Ship Uninstalled (Safety) | 0
1754HC5 | A103 | System x Cluster Upgrade | 0
1754HC5 | A193 | Integrated Solutions | 0
1754HC5 | A1MT | 10m Green Cat6 Cable | 49
1754HC5 | A1MW | 25m Green Cat6 Cable | 105
1754HC5 | A1NN | High Performance Analytics Appliance | 0
1754HC5 | A2EE | BCFC for SCEntry Solution | 0
1754HC5 | A2HM | BladeCenter Foundation for Cloud | 0
1754HC5 | A4P3 | Application Ready Solutions | 0
1754HC5 | AVFQ | 0.75m Green Cat5e Cable | 15
1754HC5 | AVFR | 1.0m Green Cat5e Cable | 19
1754HC5 | AVFS | 1.25m Green Cat5e Cable | 19
1754HC5 | AVFT | 0.75m Blue Cat5e Cable | 15
1754HC5 | AVFU | 1.0m Blue Cat5e Cable | 19
1754HC5 | AVFV | 1.25m Blue Cat5e Cable | 19
1754HC5 | AVFW | 0.75m Green Cat6 Cable | 19
1754HC5 | AVFX | 1.0m Green Cat6 Cable | 19
1754HC5 | AVFY | 1.25m Green Cat6 Cable | 19
1754HC5 | AVFZ | 1.5m Green Cat6 Cable | 19
1754HC5 | AVG0 | 3m Green Cat6 Cable | 25
1754HC5 | B38E | ThinkSystem USB Conversion Cable for Analog KVM | 199
1754HC5 | B38G | ThinkSystem VGA to DVI Conversion Cable | 229
1754HC5 | B38H | ThinkSystem Analog 1x8 KVM Switch | 799
1754HC6 | 2305 | Integration 1U Component | 59
1754HC6 | 3760 | 1.8m Black Cat5e Cable | 17
1754HC6 | 3762 | 10m Black Cat5e Cable | 29
1754HC6 | 3791 | 0.6m Yellow Cat5e Cable | 24
1754HC6 | 3792 | 1.5m Yellow Cat5e Cable | 24
1754HC6 | 3793 | 3m Yellow Cat5e Cable | 25
1754HC6 | 3794 | 10m Yellow Cat5e Cable | 34
1754HC6 | 3795 | 25m Yellow Cat5e Cable | 69
1754HC6 | 3796 | 0.6m Green Cat5e Cable | 16
1754HC6 | 3797 | 1.5m Green Cat5e Cable | 17
1754HC6 | 3798 | 3m Green Cat5e Cable | 19
1754HC6 | 3799 | 10m Green Cat5e Cable | 29
1754HC6 | 3800 | 25m Green Cat5e Cable | 69
1754HC6 | 3801 | 0.6m Blue Cat5e Cable | 24
1754HC6 | 3802 | 1.5m Blue Cat5e Cable | 14
1754HC6 | 3803 | 3m Blue Cat5e Cable | 25
1754HC6 | 3804 | 10m Blue Cat5e Cable | 34
1754HC6 | 3805 | 25m Blue Cat5e Cable | 69
1754HC6 | 6124 | SOFS Solution Code MFG Instruction | 0
1754HC6 | 6125 | SAP-BWA Solution Code MFG Instruction | 0
1754HC6 | 6126 | InfoSphere-BWA Solution Code MFG Instruction | 0
1754HC6 | 6127 | GMAS Solution Code MFG Instruction | 0
1754HC6 | 6128 | IBW-SSD Solution Code MFG Instruction | 0
1754HC6 | 6129 | Cloudburst Solution Code MFG Instruction | 0
1754HC6 | 6130 | SoNAS Solution Code MFG Instruction | 0
1754HC6 | 6201 | 1.5m, 10A/100-250V, C13 to IEC 320-C14 Rack Power Cable | 19
1754HC6 | 6204 | 2.8m, 10A/100-250V, C13 to IEC 320-C20 Rack Power Cable | 19
1754HC6 | 6207 | 4.3m, 10A/125V, C13 to NEMA 5-15P (US) Line Cord | 19
1754HC6 | 6263 | 4.3m, 10A/100-250V, C13 to IEC 320-C14 Rack Power Cable | 19
1754HC6 | 6311 | 2.8m, 10A/100-250V, C13 to IEC 320-C14 Rack Power Cable | 9
1754HC6 | 6313 | 2.8m, 10A/120V, C13 to NEMA 5-15P (US) Line Cord | 19
1754HC6 | 6369 | 1.8m, 10A/125V, C13 to NEMA 5-15P (US) Line Cord | 9
1754HC6 | 7827 | Datacenter UV Program Offering | 0
1754HC6 | 7828 | Datacenter UV w/ High Availability Program Offering | 0
1754HC6 | 7831 | Customer Solution Center Services | 0
1754HC6 | 8024 | xSeries Datacenter Scalable Solution | 0
1754HC6 | 8034 | LeSI Solution Component | 0
1754HC6 | 8035 | xSeries Datacenter High Availability Solution | 0
1754HC6 | 8067 | TAA Compliant Order | 0
1754HC6 | 8072 | General Racking Solution | 0
1754HC6 | 8086 | No Publications Selected | 0
1754HC6 | 8971 | Integrate in manufacturing | 0
1754HC6 | 8972 | Ship Uninstalled (Safety) | 0
1754HC6 | A103 | System x Cluster Upgrade | 0
1754HC6 | A193 | Integrated Solutions | 0
1754HC6 | A1MT | 10m Green Cat6 Cable | 49
1754HC6 | A1MW | 25m Green Cat6 Cable | 105
1754HC6 | A1NN | High Performance Analytics Appliance | 0
1754HC6 | A2EE | BCFC for SCEntry Solution | 0
1754HC6 | A2HM | BladeCenter Foundation for Cloud | 0
1754HC6 | A4P3 | Application Ready Solutions | 0
1754HC6 | AVFQ | 0.75m Green Cat5e Cable | 15
1754HC6 | AVFR | 1.0m Green Cat5e Cable | 19
1754HC6 | AVFS | 1.25m Green Cat5e Cable | 19
1754HC6 | AVFT | 0.75m Blue Cat5e Cable | 15
1754HC6 | AVFU | 1.0m Blue Cat5e Cable | 19
1754HC6 | AVFV | 1.25m Blue Cat5e Cable | 19
1754HC6 | AVFW | 0.75m Green Cat6 Cable | 19
1754HC6 | AVFX | 1.0m Green Cat6 Cable | 19
1754HC6 | AVFY | 1.25m Green Cat6 Cable | 19
1754HC6 | AVFZ | 1.5m Green Cat6 Cable | 19
1754HC6 | AVG0 | 3m Green Cat6 Cable | 25
1754HC6 | B38D | ThinkSystem Single-USB Conversion Cable for Digital KVM | 299
1754HC6 | B38F | ThinkSystem Dual-USB Conversion Cable for Digital KVM | 319
1754HC6 | B38G | ThinkSystem VGA to DVI Conversion Cable | 229
1754HC6 | B38J | ThinkSystem Digital 2x1x16 KVM Switch | 3199
1756HC1 | 2320 | Department of Defense UID Label | 25
1756HC1 | 2321 | Custom MFG SVCS Fee - Small Increment | 3
1756HC1 | 6124 | SOFS Solution Code MFG Instruction | 0
1756HC1 | 6125 | SAP-BWA Solution Code MFG Instruction | 0
1756HC1 | 6126 | InfoSphere-BWA Solution Code MFG Instruction | 0
1756HC1 | 6127 | GMAS Solution Code MFG Instruction | 0
1756HC1 | 6128 | IBW-SSD Solution Code MFG Instruction | 0
1756HC1 | 6129 | Cloudburst Solution Code MFG Instruction | 0
1756HC1 | 6130 | SoNAS Solution Code MFG Instruction | 0
1756HC1 | 7018 | System x iDataPlex Solution | 0
1756HC1 | 7827 | Datacenter UV Program Offering | 0
1756HC1 | 7828 | Datacenter UV w/ High Availability Program Offering | 0
1756HC1 | 7831 | Customer Solution Center Services | 0
1756HC1 | 7929 | e1350 Special Bid Solution Component | 0
1756HC1 | 8024 | xSeries Datacenter Scalable Solution | 0
1756HC1 | 8034 | LeSI Solution Component | 0
1756HC1 | 8035 | xSeries Datacenter High Availability Solution | 0
1756HC1 | 8067 | TAA Compliant Order | 0
1756HC1 | 8072 | General Racking Solution | 0
1756HC1 | 8086 | No Publications Selected | 0
1756HC1 | 8971 | Integrate in manufacturing | 0
1756HC1 | 8972 | Ship Uninstalled (Safety) | 0
1756HC1 | A103 | System x Cluster Upgrade | 0
1756HC1 | A193 | Integrated Solutions | 0
1756HC1 | A1NN | High Performance Analytics Appliance | 0
1756HC1 | A2FP | Rear Door Heat eXchanger for Rack | 7499
1756HC1 | A4P3 | Application Ready Solutions | 0
1756HC1 | A4Z9 | Rear Door Heat Exchanger Shipping Foam Block | 0
1756HC1 | A4ZA | Rear Door Heat Exchanger Bleed Tool | 175
4587HC1 | 747 | UID Asset Tag Label | 20
4587HC1 | 2306 | Integration >1U Component | 125
4587HC1 | 2321 | Custom MFG SVCS Fee - Small Increment | 3
4587HC1 | 3797 | 1.5m Green Cat5e Cable | 17
4587HC1 | 3798 | 3m Green Cat5e Cable | 19
4587HC1 | 3799 | 10m Green Cat5e Cable | 29
4587HC1 | 3800 | 25m Green Cat5e Cable | 69
4587HC1 | 3802 | 1.5m Blue Cat5e Cable | 14
4587HC1 | 3803 | 3m Blue Cat5e Cable | 25
4587HC1 | 3804 | 10m Blue Cat5e Cable | 34
4587HC1 | 3805 | 25m Blue Cat5e Cable | 69
4587HC1 | 6201 | 1.5m, 10A/100-250V, C13 to IEC 320-C14 Rack Power Cable | 19
4587HC1 | 6204 | 2.8m, 10A/100-250V, C13 to IEC 320-C20 Rack Power Cable | 19
4587HC1 | 6207 | 4.3m, 10A/125V, C13 to NEMA 5-15P (US) Line Cord | 19
4587HC1 | 6263 | 4.3m, 10A/100-250V, C13 to IEC 320-C14 Rack Power Cable | 19
4587HC1 | 6311 | 2.8m, 10A/100-250V, C13 to IEC 320-C14 Rack Power Cable | 9
4587HC1 | 6313 | 2.8m, 10A/120V, C13 to NEMA 5-15P (US) Line Cord | 19
4587HC1 | 6372 | 2.8m, 10A/250V, C13 to NEMA 6-15P (US) Line Cord | 9
4587HC1 | 7831 | Customer Solution Center Services | 0
4587HC1 | 7929 | e1350 Special Bid Solution Component | 0
4587HC1 | 8034 | LeSI Solution Component | 0
4587HC1 | 8067 | TAA Compliant Order | 0
4587HC1 | 8072 | General Racking Solution | 0
4587HC1 | 8971 | Integrate in manufacturing | 0
4587HC1 | 8972 | Ship Uninstalled (Safety) | 0
4587HC1 | A103 | System x Cluster Upgrade | 0
4587HC1 | A193 | Integrated Solutions | 0
4587HC1 | A1MT | 10m Green Cat6 Cable | 49
4587HC1 | A1MW | 25m Green Cat6 Cable | 105
4587HC1 | A1RF | 2.8m, 10A/250V, C13 to NEMA 6-15P Line Cord | 15
4587HC1 | A3SS | 1.2m, 10A/100-250V, 2 Short C13s to Short C14 Rack Power Cable | 49
4587HC1 | A3ST | 2.5m, 10A/100-250V, 2 Long C13s to Short C14 Rack Power Cable | 65
4587HC1 | A3SU | 2.8m, 10A/100-250V, 2 Short C13s to Long C14 Rack Power Cable | 99
4587HC1 | A3SV | 4.1m, 10A/100-250V, 2 Long C13s to Long C14 Rack Power Cable | 79
4587HC1 | A3SW | 1.2m, 16A/100-250V, 2 Short C13s to Short C20 Rack Power Cable | 55
4587HC1 | A3SX | 2.5m, 16A/100-250V, 2 Long C13s to Short C20 Rack Power Cable | 75
4587HC1 | A3SY | 2.8m, 16A/100-250V, 2 Short C13s to Long C20 Rack Power Cable | 79
4587HC1 | A3SZ | 4.1m, 16A/100-250V, 2 Long C13s to Long C20 Rack Power Cable | 85
4587HC1 | A463 | Flex SAP/BWA | 0
4587HC1 | AT2X | No Entry Storage 3.5" Drive Trays Selected | 0
4587HC1 | AU0W | 12Gb SAN Rack Mount Kit-Rails 25"-36" | 99
4587HC1 | AU14 | Lenovo Storage D1212 Disk Exp Enclosure | 2149
4587HC1 | AU16 | 0.5m External MiniSAS HD 8644/MiniSAS HD 8644 Cable | 79
4587HC1 | AU17 | 1m External MiniSAS HD 8644/MiniSAS HD 8644 Cable | 89
4587HC1 | AU18 | 2m External MiniSAS HD 8644/MiniSAS HD 8644 Cable | 99
4587HC1 | AU19 | 3m External MiniSAS HD 8644/MiniSAS HD 8644 Cable | 109
4587HC1 | AU1A | 2m External MiniSAS HD 8644/2xMiniSAS HD 8644 Y-Cable | 349
4587HC1 | AU1B | Lenovo Storage 8TB 7.2K 3.5" NL-SAS HDD | 749
4587HC1 | AU1C | Lenovo Storage 6TB 7.2K 3.5" NL-SAS HDD | 659
4587HC1 | AU1D | Lenovo Storage 4TB 7.2K 3.5" NL-SAS HDD | 509
4587HC1 | AU1E | Lenovo Storage 4TB 7.2K 3.5" NL-SAS HDD (SED) | 509
4587HC1 | AU1F | Lenovo Storage 2TB 7.2K 3.5" NL-SAS HDD | 429
4587HC1 | AU1Z | LFF Drive Blank AMS Filler | 9
4587HC1 | AU3S | Lenovo Storage 10TB 7.2K 3.5" NL-SAS HDD | 1029
4587HC1 | AUJY | External MiniSAS HD 8644/MiniSAS HD 8644 6M Cable | 249
4587HC1 | AVFQ | 0.75m Green Cat5e Cable | 15
4587HC1 | AVFR | 1.0m Green Cat5e Cable | 19
4587HC1 | AVFS | 1.25m Green Cat5e Cable | 19
4587HC1 | AVFT | 0.75m Blue Cat5e Cable | 15
4587HC1 | AVFU | 1.0m Blue Cat5e Cable | 19
4587HC1 | AVFV | 1.25m Blue Cat5e Cable | 19
4587HC1 | AVFW | 0.75m Green Cat6 Cable | 19
4587HC1 | AVFX | 1.0m Green Cat6 Cable | 19
4587HC1 | AVFY | 1.25m Green Cat6 Cable | 19
4587HC1 | AVFZ | 1.5m Green Cat6 Cable | 19
4587HC1 | AVG0 | 3m Green Cat6 Cable | 25
4587HC1 | B102 | Lenovo Storage 12TB 7.2K 3.5" NL-SAS HDD | 1149
4587HC1 | B4T8 | Lenovo Storage 14TB 7.2K 3.5" SAS HDD | 1359
4587HC1 | BAVJ | Lenovo Storage 3DWD 800GB SAS SSD (2.5" in 3.5" Hybrid Tray) | 1209
4587HC1 | BAVL | Lenovo Storage 3.5" 16TB 7.2K 3.5" SAS HDD | 1629
4587HC2 | 747 | UID Asset Tag Label | 20
4587HC2 | 2306 | Integration >1U Component | 125
4587HC2 | 2321 | Custom MFG SVCS Fee - Small Increment | 3
4587HC2 | 3797 | 1.5m Green Cat5e Cable | 17
4587HC2 | 3798 | 3m Green Cat5e Cable | 19
4587HC2 | 3799 | 10m Green Cat5e Cable | 29
4587HC2 | 3800 | 25m Green Cat5e Cable | 69
4587HC2 | 3802 | 1.5m Blue Cat5e Cable | 14
4587HC2 | 3803 | 3m Blue Cat5e Cable | 25
4587HC2 | 3804 | 10m Blue Cat5e Cable | 34
4587HC2 | 3805 | 25m Blue Cat5e Cable | 69
4587HC2 | 6201 | 1.5m, 10A/100-250V, C13 to IEC 320-C14 Rack Power Cable | 19
4587HC2 | 6204 | 2.8m, 10A/100-250V, C13 to IEC 320-C20 Rack Power Cable | 19
4587HC2 | 6207 | 4.3m, 10A/125V, C13 to NEMA 5-15P (US) Line Cord | 19
4587HC2 | 6212 | 2.8m, 10A/230V, C13 to CEE7-VII (Europe) Line Cord | 9
4587HC2 | 6214 | 2.8m, 10A/250V, C13 to SABS 164 (S Africa) Line Cord | 9
4587HC2 | 6215 | 2.8m, 10A/250V, C13 to BS 1363/A (UK) Line Cord | 9
4587HC2 | 6263 | 4.3m, 10A/100-250V, C13 to IEC 320-C14 Rack Power Cable | 19
4587HC2 | 6311 | 2.8m, 10A/100-250V, C13 to IEC 320-C14 Rack Power Cable | 9
4587HC2 | 6313 | 2.8m, 10A/120V, C13 to NEMA 5-15P (US) Line Cord | 19
4587HC2 | 6372 | 2.8m, 10A/250V, C13 to NEMA 6-15P (US) Line Cord | 9
4587HC2 | 7831 | Customer Solution Center Services | 0
4587HC2 | 7929 | e1350 Special Bid Solution Component | 0
4587HC2 | 8034 | LeSI Solution Component | 0
4587HC2 | 8067 | TAA Compliant Order | 0
4587HC2 | 8072 | General Racking Solution | 0
4587HC2 | 8971 | Integrate in manufacturing | 0
4587HC2 | 8972 | Ship Uninstalled (Safety) | 0
4587HC2 | A103 | System x Cluster Upgrade | 0
4587HC2 | A193 | Integrated Solutions | 0
4587HC2 | A1MT | 10m Green Cat6 Cable | 49
4587HC2 | A1MW | 25m Green Cat6 Cable | 105
4587HC2 | A1RF | 2.8m, 10A/250V, C13 to NEMA 6-15P Line Cord | 15
4587HC2 | A3SS | 1.2m, 10A/100-250V, 2 Short C13s to Short C14 Rack Power Cable | 49
4587HC2 | A3ST | 2.5m, 10A/100-250V, 2 Long C13s to Short C14 Rack Power Cable | 65
4587HC2 | A3SU | 2.8m, 10A/100-250V, 2 Short C13s to Long C14 Rack Power Cable | 99
4587HC2 | A3SV | 4.1m, 10A/100-250V, 2 Long C13s to Long C14 Rack Power Cable | 79
4587HC2 | A3SW | 1.2m, 16A/100-250V, 2 Short C13s to Short C20 Rack Power Cable | 55
4587HC2 | A3SX | 2.5m, 16A/100-250V, 2 Long C13s to Short C20 Rack Power Cable | 75
4587HC2 | A3SY | 2.8m, 16A/100-250V, 2 Short C13s to Long C20 Rack Power Cable | 79
4587HC2 | A3SZ | 4.1m, 16A/100-250V, 2 Long C13s to Long C20 Rack Power Cable | 85
4587HC2 | A463 | Flex SAP/BWA | 0
4587HC2 | AT2W | No Entry Storage 2.5" Drive Trays Selected | 0
4587HC2 | AU0W | 12Gb SAN Rack Mount Kit-Rails 25"-36" | 99
4587HC2 | AU15 | Lenovo Storage D1224 Disk Exp Enclosure | 2259
4587HC2 | AU16 | 0.5m External MiniSAS HD 8644/MiniSAS HD 8644 Cable | 79
4587HC2 | AU17 | 1m External MiniSAS HD 8644/MiniSAS HD 8644 Cable | 89
4587HC2 | AU18 | 2m External MiniSAS HD 8644/MiniSAS HD 8644 Cable | 99
4587HC2 | AU19 | 3m External MiniSAS HD 8644/MiniSAS HD 8644 Cable | 109
4587HC2 | AU1A | 2m External MiniSAS HD 8644/2xMiniSAS HD 8644 Y-Cable | 349
4587HC2 | AU1H | Lenovo Storage 600GB 15K 2.5" SAS HDD | 899
4587HC2 | AU1J | Lenovo Storage 300GB 15K 2.5" SAS HDD | 499
4587HC2 | AU1K | Lenovo Storage 1.8TB 10K 2.5" SAS HDD | 1429
4587HC2 | AU1L | Lenovo Storage 1.2TB 10K 2.5" SAS HDD | 989
4587HC2 | AU1M | Lenovo Storage 1.2TB 10K 2.5" SAS HDD (SED) | 989
4587HC2 | AU1Q | Lenovo Storage 600GB 10K 2.5" SAS HDD | 449
4587HC2 | AU1R | Lenovo Storage 2TB 7.2K 2.5" NL-SAS HDD | 999
4587HC2 | AU1S | Lenovo Storage 1TB 7.2K 2.5" NL-SAS HDD | 499
4587HC2 | AU1T | Lenovo Storage 1.6TB 3DWD 2.5" SAS SSD | 4999
4587HC2 | AU1U | Lenovo Storage 800GB 3DWD 2.5" SAS SSD | 2499
4587HC2 | AU1Y | SFF Drive Blank AMS Filler | 9
4587HC2 | AU8K | LeROM Validation | 0
4587HC2 | AUDG | Lenovo Storage 1.6TB 10DWD 2.5" SAS SSD | 4999
4587HC2 | AUJY | External MiniSAS HD 8644/MiniSAS HD 8644 6M Cable | 249
4587HC2 | AVFQ | 0.75m Green Cat5e Cable | 15
4587HC2 | AVFR | 1.0m Green Cat5e Cable | 19
4587HC2 | AVFS | 1.25m Green Cat5e Cable | 19
4587HC2 | AVFT | 0.75m Blue Cat5e Cable | 15
4587HC2 | AVFU | 1.0m Blue Cat5e Cable | 19
4587HC2 | AVFV | 1.25m Blue Cat5e Cable | 19
4587HC2 | AVFW | 0.75m Green Cat6 Cable | 19
4587HC2 | AVFX | 1.0m Green Cat6 Cable | 19
4587HC2 | AVFY | 1.25m Green Cat6 Cable | 19
4587HC2 | AVFZ | 1.5m Green Cat6 Cable | 19
4587HC2 | AVG0 | 3m Green Cat6 Cable | 25
4587HC2 | AVP5 | Lenovo Storage 900GB 15K 2.5" SAS HDD | 1049
4587HC2 | AVP9 | Lenovo Storage 7.68TB 1DWD 2.5" SAS SSD | 11999
4587HC2 | AVPA | Lenovo Storage 3.84TB 1DWD 2.5" SAS SSD (PM1633a) | 1629
4587HC2 | AVW7 | DSSG Solution | 0
4587HC2 | B103 | Lenovo Storage 2.4TB 10K 2.5" SAS HDD | 1549
4587HC3 | 747 | UID Asset Tag Label | 20
4587HC3 | 2306 | Integration >1U Component | 125
4587HC3 | 2321 | Custom MFG SVCS Fee - Small Increment | 3
4587HC3 | 3797 | 1.5m Green Cat5e Cable | 17
4587HC3 | 3798 | 3m Green Cat5e Cable | 19
4587HC3 | 3799 | 10m Green Cat5e Cable | 29
4587HC3 | 3800 | 25m Green Cat5e Cable | 69
4587HC3 | 3802 | 1.5m Blue Cat5e Cable | 14
4587HC3 | 3803 | 3m Blue Cat5e Cable | 25
4587HC3 | 3804 | 10m Blue Cat5e Cable | 34
4587HC3 | 3805 | 25m Blue Cat5e Cable | 69
4587HC3 | 6201 | 1.5m, 10A/100-250V, C13 to IEC 320-C14 Rack Power Cable | 19
4587HC3 | 6204 | 2.8m, 10A/100-250V, C13 to IEC 320-C20 Rack Power Cable | 19
4587HC3 | 6207 | 4.3m, 10A/125V, C13 to NEMA 5-15P (US) Line Cord | 19
4587HC3 | 6212 | 2.8m, 10A/230V, C13 to CEE7-VII (Europe) Line Cord | 9
4587HC3 | 6214 | 2.8m, 10A/250V, C13 to SABS 164 (S Africa) Line Cord | 9
4587HC3 | 6215 | 2.8m, 10A/250V, C13 to BS 1363/A (UK) Line Cord | 9
4587HC3 | 6218 | 2.8m, 10A/250V, C13 to SI 32 (Israel) Line Cord | 15
4587HC3 | 6263 | 4.3m, 10A/100-250V, C13 to IEC 320-C14 Rack Power Cable | 19
4587HC3 | 6311 | 2.8m, 10A/100-250V, C13 to IEC 320-C14 Rack Power Cable | 9
4587HC3 | 6313 | 2.8m, 10A/120V, C13 to NEMA 5-15P (US) Line Cord | 19
4587HC3 | 6372 | 2.8m, 10A/250V, C13 to NEMA 6-15P (US) Line Cord | 9
4587HC3 | 7831 | Customer Solution Center Services | 0
4587HC3 | 7929 | e1350 Special Bid Solution Component | 0
4587HC3 | 8034 | LeSI Solution Component | 0
4587HC3 | 8067 | TAA Compliant Order | 0
4587HC3 | 8072 | General Racking Solution | 0
4587HC3 | 8971 | Integrate in manufacturing | 0
4587HC3 | 8972 | Ship Uninstalled (Safety) | 0
4587HC3 | A103 | System x Cluster Upgrade | 0
4587HC3 | A193 | Integrated Solutions | 0
4587HC3 | A1MT | 10m Green Cat6 Cable | 49
4587HC3 | A1MW | 25m Green Cat6 Cable | 105
4587HC3 | A1NN | High Performance Analytics Appliance | 0
4587HC3 | A1RF | 2.8m, 10A/250V, C13 to NEMA 6-15P Line Cord | 15
4587HC3 | A3SS | 1.2m, 10A/100-250V, 2 Short C13s to Short C14 Rack Power Cable | 49
4587HC3 | A3ST | 2.5m, 10A/100-250V, 2 Long C13s to Short C14 Rack Power Cable | 65
4587HC3 | A3SU | 2.8m, 10A/100-250V, 2 Short C13s to Long C14 Rack Power Cable | 99
4587HC3 | A3SV | 4.1m, 10A/100-250V, 2 Long C13s to Long C14 Rack Power Cable | 79
4587HC3 | A3SW | 1.2m, 16A/100-250V, 2 Short C13s to Short C20 Rack Power Cable | 55
4587HC3 | A3SX | 2.5m, 16A/100-250V, 2 Long C13s to Short C20 Rack Power Cable | 75
4587HC3 | A3SY | 2.8m, 16A/100-250V, 2 Short C13s to Long C20 Rack Power Cable | 79
4587HC3 | A3SZ | 4.1m, 16A/100-250V, 2 Long C13s to Long C20 Rack Power Cable | 85
4587HC3 | A463 | Flex SAP/BWA | 0
4587HC3 | ATC2 | 2m (SFF-8644 to SFF-8088) 6Gbps External mini-SAS cable | 79
4587HC3 | AU0W | 12Gb SAN Rack Mount Kit-Rails 25"-36" | 99
4587HC3 | AU18 | 2m External MiniSAS HD 8644/MiniSAS HD 8644 Cable | 99
4587HC3 | AU1H | Lenovo Storage 600GB 15K 2.5" SAS HDD | 899
4587HC3 | AU1J | Lenovo Storage 300GB 15K 2.5" SAS HDD | 499
4587HC3 | AU1K | Lenovo Storage 1.8TB 10K 2.5" SAS HDD | 1429
4587HC3 | AU1L | Lenovo Storage 1.2TB 10K 2.5" SAS HDD | 989
4587HC3 | AU1M | Lenovo Storage 1.2TB 10K 2.5" SAS HDD (SED) | 989
4587HC3 | AU1Q | Lenovo Storage 600GB 10K 2.5" SAS HDD | 449
4587HC3 | AU1R | Lenovo Storage 2TB 7.2K 2.5" NL-SAS HDD | 999
4587HC3 | AU1S | Lenovo Storage 1TB 7.2K 2.5" NL-SAS HDD | 499
4587HC3 | AU1T | Lenovo Storage 1.6TB 3DWD 2.5" SAS SSD | 4999
4587HC3 | AU1U | Lenovo Storage 800GB 3DWD 2.5" SAS SSD | 2499
4587HC3 | AU1Y | SFF Drive Blank AMS Filler | 9
4587HC3 | AUDG | Lenovo Storage 1.6TB 10DWD 2.5" SAS SSD | 4999
4587HC3 | AVDE | Lenovo Storage D1224 Single ESM Disk Exp Enclosure | 2060
4587HC3 | AVFQ | 0.75m Green Cat5e Cable | 15
4587HC3 | AVFR | 1.0m Green Cat5e Cable | 19
4587HC3 | AVFS | 1.25m Green Cat5e Cable | 19
4587HC3 | AVFT | 0.75m Blue Cat5e Cable | 15
4587HC3 | AVFU | 1.0m Blue Cat5e Cable | 19
4587HC3 | AVFV | 1.25m Blue Cat5e Cable | 19
4587HC3 | AVFW | 0.75m Green Cat6 Cable | 19
4587HC3 | AVFX | 1.0m Green Cat6 Cable | 19
4587HC3 | AVFY | 1.25m Green Cat6 Cable | 19
4587HC3 | AVFZ | 1.5m Green Cat6 Cable | 19
4587HC3 | AVG0 | 3m Green Cat6 Cable | 25
4587HC3 | AVP5 | Lenovo Storage 900GB 15K 2.5" SAS HDD | 1049
4587HC3 | AVP9 | Lenovo Storage 7.68TB 1DWD 2.5" SAS SSD | 11999
4587HC3 | AVPA | Lenovo Storage 3.84TB 1DWD 2.5" SAS SSD (PM1633a) | 1629
4587HC3 | B103 | Lenovo Storage 2.4TB 10K 2.5" SAS HDD | 1549
4587LC1 | 747 | UID Asset Tag Label | 20
4587LC1 | 2306 | Integration >1U Component | 125
4587LC1 | 2321 | Custom MFG SVCS Fee - Small Increment | 3
4587LC1 | 3797 | 1.5m Green Cat5e Cable | 17
4587LC1 | 3798 | 3m Green Cat5e Cable | 19
4587LC1 | 3799 | 10m Green Cat5e Cable | 29
4587LC1 | 3800 | 25m Green Cat5e Cable | 69
4587LC1 | 3802 | 1.5m Blue Cat5e Cable | 14
4587LC1 | 3803 | 3m Blue Cat5e Cable | 25
4587LC1 | 3804 | 10m Blue Cat5e Cable | 34
4587LC1 | 3805 | 25m Blue Cat5e Cable | 69
4587LC1 | 6201 | 1.5m, 10A/100-250V, C13 to IEC 320-C14 Rack Power Cable | 19
4587LC1 | 6204 | 2.8m, 10A/100-250V, C13 to IEC 320-C20 Rack Power Cable | 19
4587LC1 | 6207 | 4.3m, 10A/125V, C13 to NEMA 5-15P (US) Line Cord | 19
4587LC1 | 6263 | 4.3m, 10A/100-250V, C13 to IEC 320-C14 Rack Power Cable | 19
4587LC1 | 6311 | 2.8m, 10A/100-250V, C13 to IEC 320-C14 Rack Power Cable | 9
4587LC1 | 6313 | 2.8m, 10A/120V, C13 to NEMA 5-15P (US) Line Cord | 19
4587LC1 | 6372 | 2.8m, 10A/250V, C13 to NEMA 6-15P (US) Line Cord | 9
4587LC1 | 7831 | Customer Solution Center Services | 0
4587LC1 | 7929 | e1350 Special Bid Solution Component | 0
4587LC1 | 8034 | LeSI Solution Component | 0
4587LC1 | 8067 | TAA Compliant Order | 0
4587LC1 | 8072 | General Racking Solution | 0
4587LC1 | 8971 | Integrate in manufacturing | 0
4587LC1 | 8972 | Ship Uninstalled (Safety) | 0
4587LC1 | A103 | System x Cluster Upgrade | 0
4587LC1 | A193 | Integrated Solutions | 0
4587LC1 | A1MT | 10m Green Cat6 Cable | 49
4587LC1 | A1MW | 25m Green Cat6 Cable | 105
4587LC1 | A1RF | 2.8m, 10A/250V, C13 to NEMA 6-15P Line Cord | 15
4587LC1 | A3SS | 1.2m, 10A/100-250V, 2 Short C13s to Short C14 Rack Power Cable | 49
4587LC1 | A3ST | 2.5m, 10A/100-250V, 2 Long C13s to Short C14 Rack Power Cable | 65
4587LC1 | A3SU | 2.8m, 10A/100-250V, 2 Short C13s to Long C14 Rack Power Cable | 99
4587LC1 | A3SV | 4.1m, 10A/100-250V, 2 Long C13s to Long C14 Rack Power Cable | 79
4587LC1 | A3SW | 1.2m, 16A/100-250V, 2 Short C13s to Short C20 Rack Power Cable | 55
4587LC1 | A3SX | 2.5m, 16A/100-250V, 2 Long C13s to Short C20 Rack Power Cable | 75
4587LC1 | A3SY | 2.8m, 16A/100-250V, 2 Short C13s to Long C20 Rack Power Cable | 79
4587LC1 | A3SZ | 4.1m, 16A/100-250V, 2 Long C13s to Long C20 Rack Power Cable | 85
4587LC1 | A463 | Flex SAP/BWA | 0
4587LC1 | AT2X | No Entry Storage 3.5" Drive Trays Selected | 0
4587LC1 | AU0W | 12Gb SAN Rack Mount Kit-Rails 25"-36" | 99
4587LC1 | AU14 | Lenovo Storage D1212 Disk Exp Enclosure | 2149
4587LC1 | AU16 | 0.5m External MiniSAS HD 8644/MiniSAS HD 8644 Cable | 79
4587LC1 | AU17 | 1m External MiniSAS HD 8644/MiniSAS HD 8644 Cable | 89
4587LC1 | AU18 | 2m External MiniSAS HD 8644/MiniSAS HD 8644 Cable | 99
4587LC1 | AU19 | 3m External MiniSAS HD 8644/MiniSAS HD 8644 Cable | 109
4587LC1 | AU1A | 2m External MiniSAS HD 8644/2xMiniSAS HD 8644 Y-Cable | 349
4587LC1 | AU1B | Lenovo Storage 8TB 7.2K 3.5" NL-SAS HDD | 749
4587LC1 | AU1C | Lenovo Storage 6TB 7.2K 3.5" NL-SAS HDD | 659
4587LC1 | AU1D | Lenovo Storage 4TB 7.2K 3.5" NL-SAS HDD | 509
4587LC1 | AU1E | Lenovo Storage 4TB 7.2K 3.5" NL-SAS HDD (SED) | 509
4587LC1 | AU1F | Lenovo Storage 2TB 7.2K 3.5" NL-SAS HDD | 429
4587LC1 | AU1Z | LFF Drive Blank AMS Filler | 9
4587LC1 | AU3S | Lenovo Storage 10TB 7.2K 3.5" NL-SAS HDD | 1029
4587LC1 | AUJY | External MiniSAS HD 8644/MiniSAS HD 8644 6M Cable | 249
4587LC1 | AVFQ | 0.75m Green Cat5e Cable | 15
4587LC1 | AVFR | 1.0m Green Cat5e Cable | 19
4587LC1 | AVFS | 1.25m Green Cat5e Cable | 19
4587LC1 | AVFT | 0.75m Blue Cat5e Cable | 15
4587LC1 | AVFU | 1.0m Blue Cat5e Cable | 19
4587LC1 | AVFV | 1.25m Blue Cat5e Cable | 19
4587LC1 | AVFW | 0.75m Green Cat6 Cable | 19
4587LC1 | AVFX | 1.0m Green Cat6 Cable | 19
4587LC1 | AVFY | 1.25m Green Cat6 Cable | 19
4587LC1 | AVFZ | 1.5m Green Cat6 Cable | 19
4587LC1 | AVG0 | 3m Green Cat6 Cable | 25
4587LC1 | B102 | Lenovo Storage 12TB 7.2K 3.5" NL-SAS HDD | 1149
4587LC1 | B4T8 | Lenovo Storage 14TB 7.2K 3.5" SAS HDD | 1359
4587LC1 | BAVJ | Lenovo Storage 3DWD 800GB SAS SSD (2.5" in 3.5" Hybrid Tray) | 1209
4587LC1 | BAVL | Lenovo Storage 3.5" 16TB 7.2K 3.5" SAS HDD | 1629
4587LC2 | 747 | UID Asset Tag Label | 20
4587LC2 | 1770 | Offload Manufacturing to ISTC | 0
4587LC2 | 2306 | Integration >1U Component | 125
4587LC2 | 2321 | Custom MFG SVCS Fee - Small Increment | 3
4587LC2 | 3797 | 1.5m Green Cat5e Cable | 17
4587LC2 | 3798 | 3m Green Cat5e Cable | 19
4587LC2 | 3799 | 10m Green Cat5e Cable | 29
4587LC2 | 3800 | 25m Green Cat5e Cable | 69
4587LC2 | 3802 | 1.5m Blue Cat5e Cable | 14
4587LC2 | 3803 | 3m Blue Cat5e Cable | 25
4587LC2 | 3804 | 10m Blue Cat5e Cable | 34
4587LC2 | 3805 | 25m Blue Cat5e Cable | 69
4587LC2 | 6201 | 1.5m, 10A/100-250V, C13 to IEC 320-C14 Rack Power Cable | 19
4587LC2 | 6204 | 2.8m, 10A/100-250V, C13 to IEC 320-C20 Rack Power Cable | 19
4587LC2 | 6207 | 4.3m, 10A/125V, C13 to NEMA 5-15P (US) Line Cord | 19
4587LC2 | 6212 | 2.8m, 10A/230V, C13 to CEE7-VII (Europe) Line Cord | 9
4587LC2 | 6214 | 2.8m, 10A/250V, C13 to SABS 164 (S Africa) Line Cord | 9
4587LC2 | 6215 | 2.8m, 10A/250V, C13 to BS 1363/A (UK) Line Cord | 9
4587LC2 | 6263 | 4.3m, 10A/100-250V, C13 to IEC 320-C14 Rack Power Cable | 19
4587LC2 | 6311 | 2.8m, 10A/100-250V, C13 to IEC 320-C14 Rack Power Cable | 9
4587LC2 | 6313 | 2.8m, 10A/120V, C13 to NEMA 5-15P (US) Line Cord | 19
4587LC2 | 6372 | 2.8m, 10A/250V, C13 to NEMA 6-15P (US) Line Cord | 9
4587LC2 | 7831 | Customer Solution Center Services | 0
4587LC2 | 7929 | e1350 Special Bid Solution Component | 0
4587LC2 | 8034 | LeSI Solution Component | 0
4587LC2 | 8067 | TAA Compliant Order | 0
4587LC2 | 8072 | General Racking Solution | 0
4587LC2 | 8971 | Integrate in manufacturing | 0
4587LC2 | 8972 | Ship Uninstalled (Safety) | 0
4587LC2 | A103 | System x Cluster Upgrade | 0
4587LC2 | A193 | Integrated Solutions | 0
4587LC2 | A1MT | 10m Green Cat6 Cable | 49
4587LC2 | A1MW | 25m Green Cat6 Cable | 105
4587LC2 | A1RF | 2.8m, 10A/250V, C13 to NEMA 6-15P Line Cord | 15
4587LC2 | A3SS | 1.2m, 10A/100-250V, 2 Short C13s to Short C14 Rack Power Cable | 49
4587LC2 | A3ST | 2.5m, 10A/100-250V, 2 Long C13s to Short C14 Rack Power Cable | 65
4587LC2 | A3SU | 2.8m, 10A/100-250V, 2 Short C13s to Long C14 Rack Power Cable | 99
4587LC2 | A3SV | 4.1m, 10A/100-250V, 2 Long C13s to Long C14 Rack Power Cable | 79
4587LC2 | A3SW | 1.2m, 16A/100-250V, 2 Short C13s to Short C20 Rack Power Cable | 55
4587LC2 | A3SX | 2.5m, 16A/100-250V, 2 Long C13s to Short C20 Rack Power Cable | 75
4587LC2 | A3SY | 2.8m, 16A/100-250V, 2 Short C13s to Long C20 Rack Power Cable | 79
4587LC2 | A3SZ | 4.1m, 16A/100-250V, 2 Long C13s to Long C20 Rack Power Cable | 85
4587LC2 | A463 | Flex SAP/BWA | 0
4587LC2 | AT2W | No Entry Storage 2.5" Drive Trays Selected | 0
4587LC2 | AU0W | 12Gb SAN Rack Mount Kit-Rails 25"-36" | 99
4587LC2 | AU15 | Lenovo Storage D1224 Disk Exp Enclosure | 2259
4587LC2 | AU16 | 0.5m External MiniSAS HD 8644/MiniSAS HD 8644 Cable | 79
4587LC2 | AU17 | 1m External MiniSAS HD 8644/MiniSAS HD 8644 Cable | 89
4587LC2 | AU18 | 2m External MiniSAS HD 8644/MiniSAS HD 8644 Cable | 99
4587LC2 | AU19 | 3m External MiniSAS HD 8644/MiniSAS HD 8644 Cable | 109
4587LC2 | AU1A | 2m External MiniSAS HD 8644/2xMiniSAS HD 8644 Y-Cable | 349
4587LC2 | AU1H | Lenovo Storage 600GB 15K 2.5" SAS HDD | 899
4587LC2 | AU1J | Lenovo Storage 300GB 15K 2.5" SAS HDD | 499
4587LC2 | AU1K | Lenovo Storage 1.8TB 10K 2.5" SAS HDD | 1429
4587LC2 | AU1L | Lenovo Storage 1.2TB 10K 2.5" SAS HDD | 989
4587LC2 | AU1M | Lenovo Storage 1.2TB 10K 2.5" SAS HDD (SED) | 989
4587LC2 | AU1Q | Lenovo Storage 600GB 10K 2.5" SAS HDD | 449
4587LC2 | AU1R | Lenovo Storage 2TB 7.2K 2.5" NL-SAS HDD | 999
4587LC2 | AU1S | Lenovo Storage 1TB 7.2K 2.5" NL-SAS HDD | 499
4587LC2 | AU1T | Lenovo Storage 1.6TB 3DWD 2.5" SAS SSD | 4999
4587LC2 | AU1U | Lenovo Storage 800GB 3DWD 2.5" SAS SSD | 2499
4587LC2 | AU1Y | SFF Drive Blank AMS Filler | 9
4587LC2 | AU8K | LeROM Validation | 0
4587LC2 | AUDG | Lenovo Storage 1.6TB 10DWD 2.5" SAS SSD | 4999
4587LC2 | AUJY | External MiniSAS HD 8644/MiniSAS HD 8644 6M Cable | 249
4587LC2 | AVFQ | 0.75m Green Cat5e Cable | 15
4587LC2 | AVFR | 1.0m Green Cat5e Cable | 19
4587LC2 | AVFS | 1.25m Green Cat5e Cable | 19
4587LC2 | AVFT | 0.75m Blue Cat5e Cable | 15
4587LC2 | AVFU | 1.0m Blue Cat5e Cable | 19
4587LC2 | AVFV | 1.25m Blue Cat5e Cable | 19
4587LC2 | AVFW | 0.75m Green Cat6 Cable | 19
4587LC2 | AVFX | 1.0m Green Cat6 Cable | 19
4587LC2 | AVFY | 1.25m Green Cat6 Cable | 19
4587LC2 | AVFZ | 1.5m Green Cat6 Cable | 19
4587LC2 | AVG0 | 3m Green Cat6 Cable | 25
4587LC2 | AVP5 | Lenovo Storage 900GB 15K 2.5" SAS HDD | 1049
4587LC2 | AVP9 | Lenovo Storage 7.68TB 1DWD 2.5" SAS SSD | 11999
4587LC2 | AVPA | Lenovo Storage 3.84TB 1DWD 2.5" SAS SSD (PM1633a) | 1629
4587LC2 | AVW7 | DSSG Solution | 0
4587LC2 | B103 | Lenovo Storage 2.4TB 10K 2.5" SAS HDD | 1549
4587LC3 | 747 | UID Asset Tag Label | 20
4587LC3 | 2306 | Integration >1U Component | 125
4587LC3 | 2321 | Custom MFG SVCS Fee - Small Increment | 3
4587LC3 | 3797 | 1.5m Green Cat5e Cable | 17
4587LC3 | 3798 | 3m Green Cat5e Cable | 19
4587LC3 | 3799 | 10m Green Cat5e Cable | 29
4587LC3 | 3800 | 25m Green Cat5e Cable | 69
4587LC3 | 3802 | 1.5m Blue Cat5e Cable | 14
4587LC3 | 3803 | 3m Blue Cat5e Cable | 25
4587LC3 | 3804 | 10m Blue Cat5e Cable | 34
4587LC3 | 3805 | 25m Blue Cat5e Cable | 69
4587LC3 | 6201 | 1.5m, 10A/100-250V, C13 to IEC 320-C14 Rack Power Cable | 19
4587LC3 | 6204 | 2.8m, 10A/100-250V, C13 to IEC 320-C20 Rack Power Cable | 19
4587LC3 | 6207 | 4.3m, 10A/125V, C13 to NEMA 5-15P (US) Line Cord | 19
4587LC3 | 6212 | 2.8m, 10A/230V, C13 to CEE7-VII (Europe) Line Cord | 9
4587LC3 | 6214 | 2.8m, 10A/250V, C13 to SABS 164 (S Africa) Line Cord | 9
4587LC3 | 6215 | 2.8m, 10A/250V, C13 to BS 1363/A (UK) Line Cord | 9
4587LC3 | 6218 | 2.8m, 10A/250V, C13 to SI 32 (Israel) Line Cord | 15
4587LC3 | 6263 | 4.3m, 10A/100-250V, C13 to IEC 320-C14 Rack Power Cable | 19
4587LC3 | 6311 | 2.8m, 10A/100-250V, C13 to IEC 320-C14 Rack Power Cable | 9
4587LC3 | 6313 | 2.8m, 10A/120V, C13 to NEMA 5-15P (US) Line Cord | 19
4587LC3 | 6372 | 2.8m, 10A/250V, C13 to NEMA 6-15P (US) Line Cord | 9
4587LC3 | 7831 | Customer Solution Center Services | 0
4587LC3 | 7929 | e1350 Special Bid Solution Component | 0
4587LC3 | 8034 | LeSI Solution Component | 0
4587LC3 | 8067 | TAA Compliant Order | 0
4587LC3 | 8072 | General Racking Solution | 0
4587LC3 | 8971 | Integrate in manufacturing | 0
4587LC3 | 8972 | Ship Uninstalled (Safety) | 0
4587LC3 | A103 | System x Cluster Upgrade | 0
4587LC3 | A193 | Integrated Solutions | 0
4587LC3 | A1MT | 10m Green Cat6 Cable | 49
4587LC3 | A1MW | 25m Green Cat6 Cable | 105
4587LC3 | A1NN | High Performance Analytics Appliance | 0
4587LC3 | A1RF | 2.8m, 10A/250V, C13 to NEMA 6-15P Line Cord | 15
4587LC3 | A3SS | 1.2m, 10A/100-250V, 2 Short C13s to Short C14 Rack Power Cable | 49
4587LC3 | A3ST | 2.5m, 10A/100-250V, 2 Long C13s to Short C14 Rack Power Cable | 65
4587LC3 | A3SU | 2.8m, 10A/100-250V, 2 Short C13s to Long C14 Rack Power Cable | 99
4587LC3 | A3SV | 4.1m, 10A/100-250V, 2 Long C13s to Long C14 Rack Power Cable | 79
4587LC3 | A3SW | 1.2m, 16A/100-250V, 2 Short C13s to Short C20 Rack Power Cable | 55
4587LC3 | A3SX | 2.5m, 16A/100-250V, 2 Long C13s to Short C20 Rack Power Cable | 75
4587LC3 | A3SY | 2.8m, 16A/100-250V, 2 Short C13s to Long C20 Rack Power Cable | 79
4587LC3 | A3SZ | 4.1m, 16A/100-250V, 2 Long C13s to Long C20 Rack Power Cable | 85
4587LC3 | A463 | Flex SAP/BWA | 0
4587LC3 | ATC2 | 2m (SFF-8644 to SFF-8088) 6Gbps External mini-SAS cable | 79
4587LC3 | AU0W | 12Gb SAN Rack Mount Kit-Rails 25"-36" | 99
4587LC3 | AU18 | 2m External MiniSAS HD 8644/MiniSAS HD 8644 Cable | 99
4587LC3 | AU1H | Lenovo Storage 600GB 15K 2.5" SAS HDD | 899
4587LC3 | AU1J | Lenovo Storage 300GB 15K 2.5" SAS HDD | 499
4587LC3 | AU1K | Lenovo Storage 1.8TB 10K 2.5" SAS HDD | 1429
4587LC3 | AU1L | Lenovo Storage 1.2TB 10K 2.5" SAS HDD | 989
4587LC3 | AU1M | Lenovo Storage 1.2TB 10K 2.5" SAS HDD (SED) | 989
4587LC3 | AU1Q | Lenovo Storage 600GB 10K 2.5" SAS HDD | 449
4587LC3 | AU1R | Lenovo Storage 2TB 7.2K 2.5" NL-SAS HDD | 999
4587LC3 | AU1S | Lenovo Storage 1TB 7.2K 2.5" NL-SAS HDD | 499
4587LC3 | AU1T | Lenovo Storage 1.6TB 3DWD 2.5" SAS SSD | 4999
4587LC3 | AU1U | Lenovo Storage 800GB 3DWD 2.5" SAS SSD | 2499
4587LC3 | AU1Y | SFF Drive Blank AMS Filler | 9
4587LC3 | AUDG | Lenovo Storage 1.6TB 10DWD 2.5" SAS SSD | 4999
4587LC3 | AVDE | Lenovo Storage D1224 Single ESM Disk Exp Enclosure | 2060
4587LC3 | AVFQ | 0.75m Green Cat5e Cable | 15
4587LC3 | AVFR | 1.0m Green Cat5e Cable | 19
4587LC3 | AVFS | 1.25m Green Cat5e Cable | 19
4587LC3 | AVFT | 0.75m Blue Cat5e Cable | 15
4587LC3 | AVFU | 1.0m Blue Cat5e Cable | 19
4587LC3 | AVFV | 1.25m Blue Cat5e Cable | 19
4587LC3 | AVFW | 0.75m Green Cat6 Cable | 19
4587LC3 | AVFX | 1.0m Green Cat6 Cable | 19
4587LC3 | AVFY | 1.25m Green Cat6 Cable | 19
4587LC3 | AVFZ | 1.5m Green Cat6 Cable | 19
4587LC3 | AVG0 | 3m Green Cat6 Cable | 25
4587LC3 | AVP5 | Lenovo Storage 900GB 15K 2.5" SAS HDD | 1049
4587LC3 | AVP9 | Lenovo Storage 7.68TB 1DWD 2.5" SAS SSD | 11999
4587LC3 | AVPA | Lenovo Storage 3.84TB 1DWD 2.5" SAS SSD (PM1633a) | 1629
4587LC3 | B103 | Lenovo Storage 2.4TB 10K 2.5" SAS HDD | 1549
5469HC1 | 747 | UID Asset Tag Label | 20
5469HC1 | 2306 | Integration >1U Component | 125
5469HC1 | 2321 | Custom MFG SVCS Fee - Small Increment | 3
5469HC1 | 7018 | System x iDataPlex Solution | 0
5469HC1 | 7831 | Customer Solution Center Services | 0
5469HC1 | 7929 | e1350 Special Bid Solution Component | 0
5469HC1 | 8034 | LeSI Solution Component | 0
5469HC1 | 8067 | TAA Compliant Order | 0
5469HC1 | 8072 | General Racking Solution | 0
5469HC1 | 8086 | No Publications Selected | 0
5469HC1 | 8971 | Integrate in manufacturing | 0
5469HC1 | 8972 | Ship Uninstalled (Safety) | 0
5469HC1 | A193 | Integrated Solutions | 0
5469HC1 | A1NN | High Performance Analytics Appliance | 0
5469HC1 | A2CM | Label KC | 0
5469HC1 | A5ML | Lenovo Neptune DWC Manifold Assembly for 6 Enclosures w/ 1.3m hose | 14875
5469HC1 | A5MM | Lenovo Neptune DWC Manifold Assembly for 5 Enclosures w/ 1.3m hose | 12695
5469HC1 | A5MN | Lenovo Neptune DWC Manifold Assembly for 1 Enclosure w/ 1.3m hose | 5255
5469HC1 | A5N7 | Lenovo Neptune DWC Manifold Assembly for 2 Enclosures w/ 1.3m hose | 9985
5469HC1 | A5N8 | Lenovo Neptune DWC Manifold Assembly for 3 Enclosures w/ 1.3m hose | 12289
5469HC1 | A5N9 | Lenovo Neptune DWC Manifold Assembly for 4 Enclosures w/ 1.3m hose | 14459
5469HC1 | BEZW | Lenovo Neptune DWC Manifold Assembly for 6 Enclosures w/ 2.3m hose | 17669
5469HC1 | BEZX | Lenovo Neptune DWC Manifold Assembly for 5 Enclosures w/ 2.3m hose | 15549
5594RU1 | 747 | UID Asset Tag Label | 20
5594RU1 | 2306 | Integration >1U Component | 125
5594RU1 | 2320 | Department of Defense UID Label | 25
5594RU1 | 3791 | 0.6m Yellow Cat5e Cable | 24
5594RU1 | 3792 | 1.5m Yellow Cat5e Cable | 24
5594RU1 | 3793 | 3m Yellow Cat5e Cable | 25
5594RU1 | 3794 | 10m Yellow Cat5e Cable | 34
5594RU1 | 3795 | 25m Yellow Cat5e Cable | 69
5594RU1 | 3796 | 0.6m Green Cat5e Cable | 16
5594RU1 | 3797 | 1.5m Green Cat5e Cable | 17
5594RU1 | 3798 | 3m Green Cat5e Cable | 19
5594RU1 | 3799 | 10m Green Cat5e Cable | 29
5594RU1 | 3800 | 25m Green Cat5e Cable | 69
5594RU1 | 3801 | 0.6m Blue Cat5e Cable | 24
5594RU1 | 3802 | 1.5m Blue Cat5e Cable | 14
5594RU1 | 3803 | 3m Blue Cat5e Cable | 25
5594RU1 | 3804 | 10m Blue Cat5e Cable | 34
5594RU1 | 3805 | 25m Blue Cat5e Cable | 69
5594RU1 | 6145 | LCD UPS Network Management Card | 279
5594RU1 | 6146 | Environmental Monitoring Probe | 169
5594RU1 | 6335 | 4.3m, 12A/100V, C13 to JIS C-8303 (Japan) Line Cord | 19
5594RU1 | 6370 | 4.3m, 10A/125V, C13 to NEMA 5-15P (US) Line Cord | 10
5594RU1 | 6373 | 4.3m, 10A/250V, C13 to NEMA 6-15P (US) Line Cord | 15
5594RU1 | 6530 | 4.3m, 13A/125V, C13 to CNS 10917 (Taiwan) Line Cord | 29
5594RU1 | 7827 | Datacenter UV Program Offering | 0
5594RU1 | 7828 | Datacenter UV w/ High Availability Program Offering | 0
5594RU1 | 7831 | Customer Solution Center Services | 0
5594RU1 | 7929 | e1350 Special Bid Solution Component | 0
5594RU1 | 8024 | xSeries Datacenter Scalable Solution | 0
5594RU1 | 8034 | LeSI Solution Component | 0
5594RU1 | 8035 | xSeries Datacenter High Availability Solution | 0
5594RU1 | 8067 | TAA Compliant Order | 0
5594RU1 | 8072 | General Racking Solution | 0
5594RU1 | 8086 | No Publications Selected | 0
5594RU1 | 8971 | Integrate in manufacturing | 0
5594RU1 | 8972 | Ship Uninstalled (Safety) | 0
5594RU1 | A103 | System x Cluster Upgrade | 0
5594RU1 | A12R | Non-Spillable Battery Label | 0
5594RU1 | A53T | RT1.5kVA 2U Rack or Tower UPS (200-240VAC) | 899
5594RU1 | A53Y | 1.5kVA/2.2kVA 2U Rack or Tower Extended Battery Module | 749
5594RU1 | ATS2 | UPS Power Manager Activation Silver Key(100 nodes) | 5000
5594RU1 | ATS3 | UPS Power Manager Activation Gold Key(600 nodes) | 9999
5594RU2 | 747 | UID Asset Tag Label | 20
5594RU2 | 2306 | Integration >1U Component | 125
5594RU2 | 2320 | Department of Defense UID Label | 25
5594RU2 | 3791 | 0.6m Yellow Cat5e Cable | 24
5594RU2 | 3792 | 1.5m Yellow Cat5e Cable | 24
5594RU2 | 3793 | 3m Yellow Cat5e Cable | 25
5594RU2 | 3794 | 10m Yellow Cat5e Cable | 34
5594RU2 | 3795 | 25m Yellow Cat5e Cable | 69
5594RU2 | 3796 | 0.6m Green Cat5e Cable | 16
5594RU2 | 3797 | 1.5m Green Cat5e Cable | 17
5594RU2 | 3798 | 3m Green Cat5e Cable | 19
5594RU2 | 3799 | 10m Green Cat5e Cable | 29
5594RU2 | 3800 | 25m Green Cat5e Cable | 69
5594RU2 | 3801 | 0.6m Blue Cat5e Cable | 24
5594RU2 | 3802 | 1.5m Blue Cat5e Cable | 14
5594RU2 | 3803 | 3m Blue Cat5e Cable | 25
5594RU2 | 3804 | 10m Blue Cat5e Cable | 34
5594RU2 | 3805 | 25m Blue Cat5e Cable | 69
5594RU2 | 6145 | LCD UPS Network Management Card | 279
5594RU2 | 6146 | Environmental Monitoring Probe | 169
5594RU2 | 6275 | 4.3m, 16A/208V, C19 to NEMA L6-20P (US) Line Cord | 49
5594RU2 | 6286 | 4.3m, 16A/125V, C19 to CNS 10917-3 (Taiwan) Line Cord | 19
5594RU2 | 6290 | 4.3m, 15A/100V, C19 to JIS C-8303 (Japan) Line Cord | 19
5594RU2 | 6373 | 4.3m, 10A/250V, C13 to NEMA 6-15P (US) Line Cord | 15
5594RU2 | 7827 | Datacenter UV Program Offering | 0
5594RU2 | 7828 | Datacenter UV w/ High Availability Program Offering | 0
5594RU2 | 7831 | Customer Solution Center Services | 0
5594RU2 | 7929 | e1350 Special Bid Solution Component | 0
5594RU2 | 8024 | xSeries Datacenter Scalable Solution | 0
5594RU2 | 8034 | LeSI Solution Component | 0
5594RU2 | 8035 | xSeries Datacenter High Availability Solution | 0
5594RU2 | 8067 | TAA Compliant Order | 0
5594RU2 | 8072 | General Racking Solution | 0
5594RU2 | 8086 | No Publications Selected | 0
5594RU2 | 8971 | Integrate in manufacturing | 0
5594RU2 | 8972 | Ship Uninstalled (Safety) | 0
5594RU2 | A103 | System x Cluster Upgrade | 0
5594RU2 | A12R | Non-Spillable Battery Label | 0
5594RU2 | A53U | RT2.2kVA 2U Rack or Tower UPS (100-125VAC) | 1449
5594RU2 | A53V | RT2.2kVA 2U Rack or Tower UPS (200-240VAC) | 1449
5594RU2 | A53Y | 1.5kVA/2.2kVA 2U Rack or Tower Extended Battery Module | 749
5594RU2 | ATS2 | UPS Power Manager Activation Silver Key(100 nodes) | 5000
5594RU2 | ATS3 | UPS Power Manager Activation Gold Key(600 nodes) | 9999
5594RU3 | 747 | UID Asset Tag Label | 20
5594RU3 | 2306 | Integration >1U Component | 125
5594RU3 | 2320 | Department of Defense UID Label | 25
5594RU3 | 3791 | 0.6m Yellow Cat5e Cable | 24
5594RU3 | 3792 | 1.5m Yellow Cat5e Cable | 24
5594RU3 | 3793 | 3m Yellow Cat5e Cable | 25
5594RU3 | 3794 | 10m Yellow Cat5e Cable | 34
5594RU3 | 3795 | 25m Yellow Cat5e Cable | 69
5594RU3 | 3796 | 0.6m Green Cat5e Cable | 16
5594RU3 | 3797 | 1.5m Green Cat5e Cable | 17
5594RU3 | 3798 | 3m Green Cat5e Cable | 19
5594RU3 | 3799 | 10m Green Cat5e Cable | 29
5594RU3 | 3800 | 25m Green Cat5e Cable | 69
5594RU3 | 3801 | 0.6m Blue Cat5e Cable | 24
5594RU3 | 3802 | 1.5m Blue Cat5e Cable | 14
5594RU3 | 3803 | 3m Blue Cat5e Cable | 25
5594RU3 | 3804 | 10m Blue Cat5e Cable | 34
5594RU3 | 3805 | 25m Blue Cat5e Cable | 69
5594RU3 | 6145 | LCD UPS Network Management Card | 279
5594RU3 | 6146 | Environmental Monitoring Probe | 169
5594RU3 | 6275 | 4.3m, 16A/208V, C19 to NEMA L6-20P (US) Line Cord | 49
5594RU3 | 7827 | Datacenter UV Program Offering | 0
5594RU3 | 7828 | Datacenter UV w/ High Availability Program Offering | 0
5594RU3 | 7831 | Customer Solution Center Services | 0
5594RU3 | 7929 | e1350 Special Bid Solution Component | 0
5594RU3 | 8024 | xSeries Datacenter Scalable Solution | 0
5594RU3 | 8034 | LeSI Solution Component | 0
5594RU3 | 8035 | xSeries Datacenter High Availability Solution | 0
5594RU3 | 8067 | TAA Compliant Order | 0
5594RU3 | 8072 | General Racking Solution | 0
5594RU3 | 8086 | No Publications Selected | 0
5594RU3 | 8971 | Integrate in manufacturing | 0
5594RU3 | 8972 | Ship Uninstalled (Safety) | 0
5594RU3 | A103 | System x Cluster Upgrade | 0
5594RU3 | A12R | Non-Spillable Battery Label | 0
5594RU3 | A53W | RT3kVA 2U Rack or Tower UPS (100-125VAC) | 1609
5594RU3 | A53X | RT3kVA 2U Rack or Tower UPS (200-240VAC) | 2035
5594RU3 | A53Z | 3kVA 2U Rack or Tower Extended Battery Module | 849
5594RU3 | ATS2 | UPS Power Manager Activation Silver Key(100 nodes) | 5000
5594RU3 | ATS3 | UPS Power Manager Activation Gold Key(600 nodes) | 9999
5594RU6 | 747 | UID Asset Tag Label | 20
5594RU6 | 2306 | Integration >1U Component | 125
5594RU6 | 2320 | Department of Defense UID Label | 25
5594RU6 | 3791 | 0.6m Yellow Cat5e Cable | 24
5594RU6 | 3792 | 1.5m Yellow Cat5e Cable | 24
5594RU6 | 3793 | 3m Yellow Cat5e Cable | 25
5594RU6 | 3794 | 10m Yellow Cat5e Cable | 34
5594RU6 | 3795 | 25m Yellow Cat5e Cable | 69
5594RU6 | 3796 | 0.6m Green Cat5e Cable | 16
5594RU6 | 3797 | 1.5m Green Cat5e Cable | 17
5594RU6 | 3798 | 3m Green Cat5e Cable | 19
5594RU6 | 3799 | 10m Green Cat5e Cable | 29
5594RU6 | 3800 | 25m Green Cat5e Cable | 69
5594RU6 | 3801 | 0.6m Blue Cat5e Cable | 24
5594RU6 | 3802 | 1.5m Blue Cat5e Cable | 14
5594RU6 | 3803 | 3m Blue Cat5e Cable | 25
5594RU6 | 3804 | 10m Blue Cat5e Cable | 34
5594RU6 | 3805 | 25m Blue Cat5e Cable | 69
5594RU6 | 6145 | LCD UPS Network Management Card | 279
5594RU6 | 6146 | Environmental Monitoring Probe | 169
5594RU6 | 6500 | 4.3m, 30A/208V, EPDU to NEMA L6-30P (US) Line Cord | 169
5594RU6 | 6502 | 4.3m, 32A/230V, EPDU to IEC 309 P+N+G (non-US) Line Cord | 169
5594RU6 | 6505 | 4.3m, 32A/230V, Souriau UTG Female to AS/NZ 3112 (Aus/NZ) Line Cord | 169
5594RU6 | 6506 | 4.3m, 32A/250V, Souriau UTG Female to KSC 8305 (S. Korea) Line Cord | 169
5594RU6 | 7827 | Datacenter UV Program Offering | 0
5594RU6 | 7828 | Datacenter UV w/ High Availability Program Offering | 0
5594RU6 | 7831 | Customer Solution Center Services | 0
5594RU6 | 7929 | e1350 Special Bid Solution Component | 0
5594RU6 | 8024 | xSeries Datacenter Scalable Solution | 0
5594RU6 | 8034 | LeSI Solution Component | 0
5594RU6 | 8035 | xSeries Datacenter High Availability Solution | 0
5594RU6 | 8067 | TAA Compliant Order | 0
5594RU6 | 8072 | General Racking Solution | 0
5594RU6 | 8086 | No Publications Selected | 0
5594RU6 | 8971 | Integrate in manufacturing | 0
5594RU6 | 8972 | Ship Uninstalled (Safety) | 0
5594RU6 | A103 | System x Cluster Upgrade | 0
5594RU6 | A12R | Non-Spillable Battery Label | 0
5594RU6 | A540 | RT5kVA 3U Rack or Tower UPS (200-240VAC) | 4035
5594RU6 | A541 | RT6kVA 3U Rack or Tower UPS (200-240VAC) | 4379
5594RU6 | A542 | 5kVA/6kVA 3U Rack or Tower Extended Battery Module | 1299
5594RU6 | ATS2 | UPS Power Manager Activation Silver Key(100 nodes) | 5000
5594RU6 | ATS3 | UPS Power Manager Activation Gold Key(600 nodes) | 9999
5594RU8 | 747 | UID Asset Tag Label | 20
5594RU8 | 2306 | Integration >1U Component | 125
5594RU8 | 2320 | Department of Defense UID Label | 25
5594RU8 | 3791 | 0.6m Yellow Cat5e Cable | 24
5594RU8 | 3792 | 1.5m Yellow Cat5e Cable | 24
5594RU8 | 3793 | 3m Yellow Cat5e Cable | 25
5594RU8 | 3794 | 10m Yellow Cat5e Cable | 34
5594RU8 | 3795 | 25m Yellow Cat5e Cable | 69
5594RU8 | 3796 | 0.6m Green Cat5e Cable | 16
5594RU8 | 3797 | 1.5m Green Cat5e Cable | 17
5594RU8 | 3798 | 3m Green Cat5e Cable | 19
5594RU8 | 3799 | 10m Green Cat5e Cable | 29
5594RU8 | 3800 | 25m Green Cat5e Cable | 69
5594RU8 | 3801 | 0.6m Blue Cat5e Cable | 24
5594RU8 | 3802 | 1.5m Blue Cat5e Cable | 14
5594RU8 | 3803 | 3m Blue Cat5e Cable | 25
5594RU8 | 3804 | 10m Blue Cat5e Cable | 34
5594RU8 | 3805 | 25m Blue Cat5e Cable | 69
5594RU8 | 6145 | LCD UPS Network Management Card | 279
5594RU8 | 6146 | Environmental Monitoring Probe | 169
5594RU8 | 7827 | Datacenter UV Program Offering | 0
5594RU8 | 7828 | Datacenter UV w/ High Availability Program Offering | 0
5594RU8 | 7831 | Customer Solution Center Services | 0
5594RU8 | 7929 | e1350 Special Bid Solution Component | 0
5594RU8 | 8024 | xSeries Datacenter Scalable Solution | 0
5594RU8 | 8034 | LeSI Solution Component | 0
5594RU8 | 8035 | xSeries Datacenter High Availability Solution | 0
5594RU8 | 8067 | TAA Compliant Order | 0
5594RU8 | 8072 | General Racking Solution | 0
5594RU8 | 8086 | No Publications Selected | 0
5594RU8 | 8971 | Integrate in manufacturing | 0
5594RU8 | 8972 | Ship Uninstalled (Safety) | 0
5594RU8 | A103 | System x Cluster Upgrade | 0
5594RU8 | A12R | Non-Spillable Battery Label | 0
5594RU8 | A543 | RT8kVA 6U Rack or Tower UPS (200-240VAC) | 6139
5594RU8 | A544 | RT11kVA 6U Rack or Tower UPS (200-240VAC) | 6765
5594RU8 | A545 | 8kVA/11kVA 3U Rack or Tower Extended Battery Module | 1299
5594RU8 | A546 | RT8kVA 6U 3:1 Phase Rack or Tower UPS (380-415VAC) | 6349
5594RU8 | A547 | RT11kVA 6U 3:1 Phase Rack or Tower UPS (380-415VAC) | 7199
5594RU8 | ATS2 | UPS Power Manager Activation Silver Key(100 nodes) | 5000
5594RU8 | ATS3 | UPS Power Manager Activation Gold Key(600 nodes) | 9999
5595TU1 | 747 | UID Asset Tag Label | 20
5595TU1 | 2320 | Department of Defense UID Label | 25
5595TU1 | 6145 | LCD UPS Network Management Card | 279
5595TU1 | 6146 | Environmental Monitoring Probe | 169
5595TU1 | 6313 | 2.8m, 10A/120V, C13 to NEMA 5-15P (US) Line Cord | 19
5595TU1 | 6314 | 2.8m, 100V, C13 to JIS C-8303 (Japan) Line Cord | 9
5595TU1 | 6351 | Line cord - 1.8m, 10A/250V, C13 to NEMA 6-15P (US) | 9
5595TU1 | 6369 | 1.8m, 10A/125V, C13 to NEMA 5-15P (US) Line Cord | 9
5595TU1 | 6372 | 2.8m, 10A/250V, C13 to NEMA 6-15P (US) Line Cord | 9
5595TU1 | 7929 | e1350 Special Bid Solution Component | 0
5595TU1 | 8034 | LeSI Solution Component | 0
5595TU1 | 8067 | TAA Compliant Order | 0
5595TU1 | 8086 | No Publications Selected | 0
5595TU1 | A103 | System x Cluster Upgrade | 0
5595TU1 | A1RF | 2.8m, 10A/250V, C13 to NEMA 6-15P Line Cord | 15
5595TU1 | A549 | T1kVA Tower UPS (200-240VAC) | 555
5595TU1 | ATS2 | UPS Power Manager Activation Silver Key(100 nodes) | 5000
5595TU1 | ATS3 | UPS Power Manager Activation Gold Key(600 nodes) | 9999
5595TU2 | 747 | UID Asset Tag Label | 20
5595TU2 | 2320 | Department of Defense UID Label | 25
5595TU2 | 6145 | LCD UPS Network Management Card | 279
5595TU2 | 6146 | Environmental Monitoring Probe | 169
5595TU2 | 6313 | 2.8m, 10A/120V, C13 to NEMA 5-15P (US) Line Cord | 19
5595TU2 | 6351 | Line cord - 1.8m, 10A/250V, C13 to NEMA 6-15P (US) | 9
5595TU2 | 6369 | 1.8m, 10A/125V, C13 to NEMA 5-15P (US) Line Cord | 9
5595TU2 | 6372 | 2.8m, 10A/250V, C13 to NEMA 6-15P (US) Line Cord | 9
5595TU2 | 6539 | 2.5m, 15A/200V, C19 to JIS C-8303 (Japan) Line Cord | 999999
5595TU2 | 7929 | e1350 Special Bid Solution Component | 0
5595TU2 | 8034 | LeSI Solution Component | 0
5595TU2 | 8067 | TAA Compliant Order | 0
5595TU2 | 8086 | No Publications Selected | 0
5595TU2 | A103 | System x Cluster Upgrade | 0
5595TU2 | A1RF | 2.8m, 10A/250V, C13 to NEMA 6-15P Line Cord | 15
5595TU2 | A54C | T1.5kVA Tower UPS (200-240VAC) | 725
5595TU2 | ATS2 | UPS Power Manager Activation Silver Key(100 nodes) | 5000
5595TU2 | ATS3 | UPS Power Manager Activation Gold Key(600 nodes) | 9999
5641C3R | 1322 | Per Storage Device 3 Yr SW S&S Registration V7000 Cont Base Reg 3Y | 0.01
5641C3R | M1GEQH | Per Storage Device 3 Yr SW S&S Registration V7000 Cont Base Reg 3Y | 999999
5641C3T | 1324 | Per Storage Device 3 Yr SW S&S Registration V7000 Expan Base Reg 3Y | 0
5641C3V | M1W1QH | Lenovo Storage V5030 Controller Software V7 - Base 3Yr S&S Reg | 0
5641C3V | M1W2QH | Lenovo Storage V5030 Expansion Software V7 - Base 3Yr S&S Reg | 0
5641C5R | 1556 | Per Storage Device 5 Yr SW S&S Registration V7000 Cont Base Reg 5Y | 0.01
5641C5T | 1574 | Per Storage Device 5 Yr SW S&S Registration V5000 Cont Base Reg 5Y | 0
5641C5V | M1W3X6 | Lenovo Storage V5030 Controller Software V7 - Base 5Yr S&S Reg | 0
5641C5V | M1W4X6 | Lenovo Storage V5030 Expansion Software V7 - Base 5Yr S&S Reg | 0
5641CBC | 1184 | Per Storage Device with 3 Year SW Subscription and Support V7000 Controller Bundle-3 Yr | 5775
5641CBC | 1199 | Per Storage Device with 3 Year SW Subscription and Support V7000 Controller Comp-3Y | 2100
5641CBC | 1200 | Per Storage Device with 3 Year SW Subscription and Support V7000 Controller EasyTier-3Y | 2100
5641CBC | 1201 | Per Storage Device with 3 Year SW Subscription and Support V7000 Controller FlshCopy-3Y | 2100
5641CBC | 1202 | Per Storage Device with 3 Year SW Subscription and Support V7000 Controller RemMir-3Y | 2100
5641CBC | AW71 | IBM Storwize Family for Strwz V7000 Cntlr V7-TrnspCldTier w/3Yr S&S | 10500
5641CBE | 1557 | Per Storage Device with 5 Yr SW S&S V7000 Controller Bundle-5Y | 7425
5641CBE | 1558 | Per Storage Device with 5 Yr SW S&S V7000 Controller Comp-5Y | 2700
5641CBE | 1559 | Per Storage Device with 5 Yr SW S&S V7000 Controller EasyTier-5Y | 2700
5641CBE | 1560 | Per Storage Device with 5 Yr SW S&S V7000 Controller FlshCopy-5Y | 2700
5641CBE | 1561 | Per Storage Device with 5 Yr SW S&S V7000 Controller RemMir-5Y | 2700
5641CBE | AW72 | IBM Storwize Family for Strwz V7000 Cntlr V7-TrnspCldTier w/5Yr S&S | 13500
5641CTC | 1293 | Per Storage Device with 3 Year SW Subscription and SupportV5000 Controller Bundle-3 Yr | 5775
5641CTC | 1294 | Per Storage Device with 3 Year SW Subscription and SupportV5000 Controller EasyTier-3Y | 2100
5641CTC | 1295 | Per Storage Device with 3 Year SW Subscription and SupportV5000 Controller FlshCopy-3Y | 2100
5641CTC | 1296 | Per Storage Device with 3 Year SW Subscription and SupportV5000 Controller RemMir-3Y | 2100
5641CTE | 1575 | Per Storage Device with 5 Yr SW S&S V5000 Controller Bundle-5 Yr | 7425
5641CTE | 1576 | Per Storage Device with 5 Yr SW S&S V5000 Controller EasyTier-5Y | 2700
5641CTE | 1577 | Per Storage Device with 5 Yr SW S&S V5000 Cont Flashcopy 5Y | 2700
5641CTE | 1578 | Per Storage Device with 5 Yr SW S&S V5000 Cont Remote Mirror 5Y | 2700
5641CVC | P1WRC1 | Lenovo Storage V5030 Software V7 - Bundle w/3Yr S&S | 2895
5641CVC | P1WSC1 | Lenovo Storage V5030 Software V7 - Compression w/3Yr S&S | 1050
5641CVC | P1WTC1 | Lenovo Storage V5030 Software V7 - Easy Tier w/3Yr S&S | 1050
5641CVC | P1WUC1 | Lenovo Storage V5030 Software V7 - Flashcopy w/3Yr S&S | 1050
5641CVC | P1WVC1 | Lenovo Storage V5030 Software V7 - Remote Mirror w/3Yr S&S | 1050
5641CVE | N1W0B5 | Lenovo Storage V5030 Software V7 - Remote Mirror w/5Yr S&S | 1350
5641CVE | N1WWB5 | Lenovo Storage V5030 Software V7 - Bundle w/5Yr S&S | 3720
5641CVE | N1WXB5 | Lenovo Storage V5030 Software V7 - Compression w/5Yr S&S | 1350
5641CVE | N1WYB5 | Lenovo Storage V5030 Software V7 - Easy Tier w/5Yr S&S | 1350
5641CVE | N1WZB5 | Lenovo Storage V5030 Software V7 - Flashcopy w/5Yr S&S | 1350
5641DME | AVZ3 | Spectrum Scale Data Management Edition per TB w/1Yr S&S | 600
5641DME | AVZ4 | Spectrum Scale Data Management Edition per TB w/3Yr S&S | 840
5641DME | AVZ5 | Spectrum Scale Data Management Edition per TB w/4Yr S&S | 960
5641DME | AVZ6 | Spectrum Scale Data Management Edition per TB w/5Yr S&S | 1080
5641DME | S185 | Spectrum Scale Data Access Edition per TB w/1Yr S&S | 249
5641DME | S186 | Spectrum Scale Data Access Edition per TB w/3Yr S&S | 379
5641DME | S187 | Spectrum Scale Data Access Edition per TB w/4Yr S&S | 449
5641DME | S188 | Spectrum Scale Data Access Edition per TB w/5Yr S&S | 519
5641DSS | AVZ7 | IBM Spectrum Scale Data Management Edition for Lenovo Storage per Disk Drive with 1 Year S&S | 960
5641DSS | AVZ8 | IBM Spectrum Scale Data Management Edition for Lenovo Storage per Disk Drive with 3 Year S&S | 1344
5641DSS | AVZ9 | IBM Spectrum Scale Data Management Edition for Lenovo Storage per Disk Drive with 4 Year S&S | 1536
5641DSS | AVZA | IBM Spectrum Scale Data Management Edition for Lenovo Storage per Disk Drive with 5 Year S&S | 1728
5641DSS | AVZB | IBM Spectrum Scale Data Management Edition for Lenovo Storage per Flash Drive with 1 Year S&S | 4800
5641DSS | AVZC | IBM Spectrum Scale Data Management Edition for Lenovo Storage per Flash Drive with 3 Year S&S | 6720
5641DSS | AVZD | IBM Spectrum Scale Data Management Edition for Lenovo Storage per Flash Drive with 4 Year S&S | 7680
5641DSS | AVZE | IBM Spectrum Scale Data Management Edition for Lenovo Storage per Flash Drive with 5 Year S&S | 8640
5641DSS | AVZF | Spectrum Scale for Lenovo Storage Standard Edition for Disk Per Disk Drive w/1Yr S&S | 600
5641DSS | AVZG | Spectrum Scale for Lenovo Storage Standard Edition for Disk Per Disk Drive w/3Yr S&S | 840
5641DSS | AVZH | Spectrum Scale for Lenovo Storage Standard Edition for Disk Per Disk Drive w/4Yr S&S | 960
5641DSS | AVZJ | Spectrum Scale for Lenovo Storage Standard Edition for Disk Per Disk Drive w/5Yr S&S | 1080
5641DSS | AVZK | Spectrum Scale for Lenovo Storage Standard Edition for Flash Per Disk Drive w/1Yr S&S | 3000
5641DSS | AVZL | Spectrum Scale for Lenovo Storage Standard Edition for Flash Per Disk Drive w/3Yr S&S | 4200
5641DSS | AVZM | Spectrum Scale for Lenovo Storage Standard Edition for Flash Per Disk Drive w/4Yr S&S | 4800
5641DSS | AVZN | Spectrum Scale for Lenovo Storage Standard Edition for Flash Per Disk Drive w/5Yr S&S | 5400
5641DSS | S189 | IBM Spectrum Scale Data Access Edition for Lenovo Storage per Disk Drive with 1 Year S&S | 800
5641DSS | S18A | IBM Spectrum Scale Data Access Edition for Lenovo Storage per Disk Drive with 3 Year S&S | 1120
5641DSS | S18B | IBM Spectrum Scale Data Access Edition for Lenovo Storage per Disk Drive with 4 Year S&S | 1280
5641DSS | S18C | IBM Spectrum Scale Data Access Edition for Lenovo Storage per Disk Drive with 5 Year S&S | 1440
5641DSS | S18D | IBM Spectrum Scale Data Access Edition for Lenovo Storage per Flash Drive with 1 Year S&S | 4000
5641DSS | S18E | IBM Spectrum Scale Data Access Edition for Lenovo Storage per Flash Drive with 3 Year S&S | 5600
5641DSS | S18F | IBM Spectrum Scale Data Access Edition for Lenovo Storage per Flash Drive with 4 Year S&S | 6400
5641DSS | S18G | IBM Spectrum Scale Data Access Edition for Lenovo Storage per Flash Drive with 5 Year S&S | 7200
5641DSS | S2D0 | Spectrum Scale Erasure Code Edition per TB License w/1Year SW S&S | 750
5641DSS | S2D1 | Spectrum Scale Erasure Code Edition per TB License w/3Year SW S&S | 1350
5641DSS | S2D2 | Spectrum Scale Erasure Code Edition per TB License w/4Year SW S&S | 1350
5641DSS | S2D3 | Spectrum Scale Erasure Code Edition per TB License w/5Year SW S&S | 1350
5641DSS | S2D8 | Spectrum Scale Data Management Edition for Disk Trade Up from IBM Spectrum Scale Standard Edition for Disk Trade Up License w/1Year SW S&S | 1020
5641DSS | S2D9 | Spectrum Scale Data Management Edition for Disk Trade Up from IBM Spectrum Scale Standard Edition for Disk Trade Up License w/3Year SW S&S | 2300
5641DSS | S2DA | Spectrum Scale Data Management Edition for Disk Trade Up from IBM Spectrum Scale Standard Edition for Disk Trade Up License w/4Year SW S&S | 2300
5641DSS | S2DB | Spectrum Scale Data Management Edition for Disk Trade Up from IBM Spectrum Scale Standard Edition for Disk Trade Up License w/5Year SW S&S | 2300
5641DSS | S2DC | Spectrum Scale Data Management Edition for Flash Trade Up from IBM Spectrum Scale Standard Edition for Flash Trade Up License w/1Year SW S&S | 1660
5641DSS | S2DD | Spectrum Scale Data Management Edition for Flash Trade Up from IBM Spectrum Scale Standard Edition for Flash Trade Up License w/3Year SW S&S | 5500
5641DSS | S2DE | Spectrum Scale Data Management Edition for Flash Trade Up from IBM Spectrum Scale Standard Edition for Flash Trade Up License w/4Year SW S&S | 5500
5641DSS | S2DF | Spectrum Scale Data Management Edition for Flash Trade Up from IBM Spectrum Scale Standard Edition for Flash Trade Up License w/5Year SW S&S | 5500
5641EBC | 1187 | IBM Storwize Family for Strwz V7000 ExtVirt V7-Base w/3Yr S&S | 8400
5641EBC | 1188 | Per Storage Device with 3 Year SW Subscription and Support V7000 ExternalVirt Bund-3 Yr | 5775
5641EBC | 1207 | Per Storage Device with 3 Year SW Subscription and Support V7000 ExternalVir EsyTier-3Y | 2100
5641EBC | 1208 | Per Storage Device with 3 Year SW Subscription and Support V7000 ExternalVir FlshCpy-3Y | 2100
5641EBC | 1209 | Per Storage Device with 3 Year SW Subscription and Support V7000 ExternalVirt Comp-3Y | 2100
5641EBC | 1210 | Per Storage Device with 3 Year SW Subscription and Support V7000 ExternalVirt RemMir-3Y | 2100
5641EBE | 1568 | Per Storage Device with 5 Yr SW S&S V7000 ExternalVir Base-5 Yr | 12420
5641EBE | 1569 | Per Storage Device with 5 Yr SW S&S V7000 ExternalVir EsyTier-5Y | 2700
5641EBE | 1570 | Per Storage Device with 5 Yr SW S&S V7000 ExternalVir FlshCpy-5Y | 2700
5641EBE | 1571 | Per Storage Device with 5 Yr SW S&S V7000 ExternalVirt Bundle-5 | 7425
5641EBE | 1572 | Per Storage Device with 5 Yr SW S&S V7000 ExternalVirt Comp-5Y | 2700
5641EBE | 1573 | Per Storage Device with 5 Yr SW S&S V7000 ExternalVirt RemMir-5Y | 2700
5641ETC | 1303 | Per Storage Device with 3 Year SW Subscription and Support V5000/V5030 EV Base 3Y | 8400
5641ETC | 1304 | Per Storage Device with 3 Year SW Subscription and Support V5000/V5030 EV Easy Tier 3Y | 2100
5641ETC | 1305 | Per Storage Device with 3 Year SW Subscription and Support V5000/V5030 EV Flashcopy 3Y | 2100
5641ETC | 1306 | Per Storage Device with 3 Year SW Subscription and Support V5000/V5030 EV Bundle 3Y | 5775
5641ETC | 1307 | Per Storage Device with 3 Year SW Subscription and Support V5000/V5030 EV RemMirror 3Y | 2100
5641ETC | P1W5C1 | Storage V5000/V5030 External Virtualization V7-Compression w/3Yr S&S | 2100
5641ETE | 1584 | Per Storage Device with 5 Yr SW S&S V5000/V5030 EV Easy Tier 5Y | 2700
5641ETE | 1585 | Per Storage Device with 5 Yr SW S&S V5000/V5030 EV Flashcopy 5Y | 2700
5641ETE | 1586 | Per Storage Device with 5 Yr SW S&S V5000/V5030 EV Base 5Y | 12420
5641ETE | 1587 | Per Storage Device with 5 Yr SW S&S V5000/V5030 EV Bundle 5Y | 7425
5641ETE | 1588 | Per Storage Device with 5 Yr SW S&S V5000/V5030 EV RemMirror 5Y | 2700
5641ETE | N1W6B5 | Storage V5000/V5030 External Virtualization V7-Compression w/5Yr S&S | 2700
5641GIB | 1095 | Per Socket w/3Yr SW S&S SpectrumScal IntOff-Lenovo | 2000
5641LM1 | 1320 | IBM SKLM for x86 w/SEDs - FoD per Install w/1Yr S&S | 199
5641LM3 | 1321 | IBM SKLM for x86 w/SEDs - FoD per Install w/3Yr S&S | 279
5641NV1 | 1424 | Per 250 Managed Switches w/1Yr SW S&S Bundle for VMware vRealize1Y | 21249
5641NV1 | 1425 | Per Managed Switch w/1Yr SW S&S Bundle for VMware vRealize1Y | 85
5641NV3 | 1426 | Per Managed Switch w/3Yr SW S&S Bundle for VMware vRealize3Y | 149
5641NV3 | 1427 | Per 250 Managed Switches w/3Yr SW S&S Bundle for VMware vRealize3Y | 37499
5641NV5 | 1428 | Per Managed Switch w/5Yr SW S&S Bundle for VMware vRealize5Y | 195
5641NV5 | 1429 | Per 250 Managed Switches w/5Yr SW S&S Bundle for VMware vRealize5Y | 48749
5641PF1 | 1336 | Per Managed Chassis with 1 year SW Subscription and Support XClarity Pro Chassis-1Yr | 419
5641PF3 | 1337 | Per Managed Chassis with 3 year SW Subscription and Support XClarity Pro Chassis-3Yr | 1000
5641PF5 | 1338 | Per Managed Chassis with 5 year SW Subscription and Support XClarity Pro Chassis-5Yr | 1400
5641PX1 | 1339 | Lenovo XClarity Pro, Per Managed Endpoint w/1 Yr SW S&S | 39
5641PX3 | 1340 | Lenovo XClarity Pro, Per Managed Endpoint w/3 Yr SW S&S | 119
5641PX4 | S0WR | Lenovo XClarity Pro, Per Managed Endpoint w/4 Yr SW S&S | 120
5641PX5 | 1341 | Lenovo XClarity Pro, Per Managed Endpoint w/5 Yr SW S&S | 169
5641X3R | 1323 | Per Storage Device 3 Yr SW S&S Registration V7000 Expan Base Reg 3Y | 0.01
5641X3T | 1325 | Per Storage Device 3 Yr SW S&S Registration V5000 Expan Base Reg 3Y | 0
5641X5R | 1562 | Per Storage Device 5 Yr SW S&S Registration V7000 Expansion Base Reg 5 Y | 0.01
5641X5T | 1579 | Per Storage Device 5 Yr SW S&S Registration V5000 Expan Base Reg 5Y | 0
5641XBC | 1192 | Per Storage Device with 3 Year SW Subscription and Support V7000 Expansion Bundl - 3 Yr | 5775
5641XBC | 1215 | Per Storage Device with 3 Year SW Subscription and Support V7000 Expansion Comp-3Y | 2100
5641XBC | 1216 | Per Storage Device with 3 Year SW Subscription and Support V7000 Expansion EasyTier-3Y | 2100
5641XBC | 1217 | Per Storage Device with 3 Year SW Subscription and Support V7000 Expansion FlshCopy-3Y | 2100
5641XBC | 1218 | Per Storage Device with 3 Year SW Subscription and Support V7000 Expansion RemMir-3Y | 2100
5641XBE | 1563 | Per Storage Device with 5 Yr SW S&S V7000 Expansion Bundle - 5 Y | 7425
5641XBE | 1564 | Per Storage Device with 5 Yr SW S&S V7000 Expansion Comp-5Y | 2700
5641XBE | 1565 | Per Storage Device with 5 Yr SW S&S V7000 Expansion EasyTier-5Y | 2700
5641XBE | 1566 | Per Storage Device with 5 Yr SW S&S V7000 Expansion FlshCopy-5Y | 2700
5641XBE | 1567 | Per Storage Device with 5 Yr SW S&S V7000 Expansion RemMir-5Y | 2700
5641XTC | 1315 | Per Storage Device with 3 Year SW Subscription and SupportV5000 Expansion Bundl - 3 Yr | 5775
5641XTC | 1316 | Per Storage Device with 3 Year SW Subscription and SupportV5000 Expansion EasyTier-3Y | 2100
5641XTC | 1317 | Per Storage Device with 3 Year SW Subscription and SupportV5000 Expansion FlshCopy-3Y | 2100
5641XTC | 1318 | Per Storage Device with 3 Year SW Subscription and SupportV5000 Expansion RemMir-3Y | 2100
5641XTE | 1580 | Per Storage Device with 5 Yr SW S&S V5000 Expansion Bundle - 5 Y | 7425
5641XTE | 1581 | Per Storage Device with 5 Yr SW S&S V5000 Expansion EasyTier-5Y | 2700
5641XTE | 1582 | Per Storage Device with 5 Yr SW S&S V5000 Expansion FlshCopy-5Y | 2700
5641XTE | 1583 | Per Storage Device with 5 Yr SW S&S V5000 Expansion RemMir-5Y | 2700
5731P03 | AW79 | Nutanix Starter Edition | 999999
5731P03 | AW7A | Nutanix Pro Edition | 999999
5731P03 | AW7B | Nutanix Ultimate Edition | 999999
5731P03 | AW7C | Nutanix Maintenance for 3 Yrs | 999999
5731P03 | AW7D | Nutanix Maintenance for 5 Yrs | 999999
5731P03 | AW7E | Nutanix Support for 3 Yrs | 999999
5731P03 | AW7F | Nutanix Support for 5 Yrs | 999999
5731P03 | AW7H | Nutanix Starter to Pro Upgrade | 999999
5731P03 | AW7J | Nutanix Starter to Ultimate Upgrade | 999999
5731P03 | AW7K | Nutanix Pro to Ultimate Upgrade | 999999
5731P03 | AW86 | Nutanix Express Edition | 999999
5731P03 | AW87 | Nutanix Prism Pro with 1Yr Support | 999999
5731P03 | AW88 | Nutanix Prism Pro with 2Yr Support | 999999
5731P03 | AW89 | Nutanix Prism Pro with 3Yr Support | 999999
5731P03 | AW8A | Nutanix Prism Pro with 4Yr Support | 999999
5731P03 | AW8B | Nutanix Prism Pro with 5Yr Support | 999999
5731P03 | AWAV | Nutanix Express Maintenance for 3 Yrs | 999999
5731P03 | AWAW | Nutanix Express Maintenance for 5 Yrs | 999999
5731P03 | AWAX | Nutanix Express Support for 3 Yrs | 999999
5731P03 | AWAY | Nutanix Express Support for 5 Yrs | 999999
5731P03 | AWBB | Nutanix HW Upgrade | 999999
5731P03 | B3D7 | Nutanix Calm Standard, Per 25 VMs w/1Yr Support | 999999
5731P03 | B3D8 | Nutanix Calm Standard, Per 25 VMs w/2Yr Support | 999999
5731P03 | B3D9 | Nutanix Calm Standard, Per 25 VMs w/3Yr Support | 999999
5731P03 | B3DA | Nutanix Calm Standard, Per 25 VMs w/4Yr Support | 999999
5731P03 | B3DB | Nutanix Calm Standard, Per 25 VMs w/5Yr Support | 999999
5731P03 | B3DC | Nutanix Flow, Per Node w/1Yr Support | 999999
5731P03 | B3DD | Nutanix Flow, Per Node w/2Yr Support | 999999
5731P03 | B3DE | Nutanix Flow, Per Node w/3Yr Support | 999999
5731P03 | B3DF | Nutanix Flow, Per Node w/4Yr Support | 999999
5731P03 | B3DG | Nutanix Flow, Per Node w/5Yr Support | 999999
5731P03 | S04M | Nutanix AFS - Acropolis file system | 999999
5731P03 | S04N | Nutanix ENC - Encryption Data at Rest | 999999
5731P03 | S04P | Nutanix REP - Replication | 999999
5731P03 | S0QB | Nutanix Maintenance for 4 Yrs | 999999
5731P03 | S0QC | Nutanix Support for 4 Yrs | 999999
5731RHL | 1863 | RHEL Extended Update Support Unlim Guests, 2 Skt RH Sup 1Yr | 1109
5731RHL | 1864 | RHEL Extended Update Support Unlim Guests, 2 Skt RH Sup 3Yr | 3159
5731RHL | 1871 | RHEL Extended Update Support, 2 Skt RH Sup 1Yr | 359
5731RHL | 1872 | RHEL Extended Update Support, 2 Skt RH Sup 3Yr | 1009
5731RHL | 1936 | RHEL High Availability, 2 Skt RH Sup 1Yr | 569
5731RHL | 1937 | RHEL High Availability, 2 Skt RH Sup 3Yr | 1619
5731RHL | 1941 | RHEL High Availability Unlim Guests, 2 Skt RH Sup 1Yr | 1779
5731RHL | 1942 | RHEL High Availability Unlim Guests, 2 Skt RH Sup 3Yr | 5069
5731RHL | 1946 | RHEL Load Balancer, 2 Skt RH Sup 1Yr | 279
5731RHL | 1947 | RHEL Load Balancer, 2 Skt RH Sup 3Yr | 809
5731RHL | 1958 | RHEL Resilient Storage, 2 Skt RH Sup 1Yr | 1139
5731RHL | 1959 | RHEL Resilient Storage, 2 Skt RH Sup 3Yr | 3249
5731RHL | 1963 | RHEL Resilient Storage Unlim Guests, 2 Skt RH Sup 1Yr | 3569
5731RHL | 1964 | RHEL Resilient Storage Unlim Guests, 2 Skt RH Sup 3Yr | 10159
5731RHL | 1968 | RHEL SAP Apps, 2 Skt Prem RH Sup Production 1Yr | 1859
5731RHL | 1969 | RHEL SAP Apps, 2 Skt Prem RH Sup Production 3Yr | 5289
5731RHL | 1970 | RHEL SAP Apps, 2 Skt Std RH Sup NonProduction 1Yr | 1139
5731RHL | 1971 | RHEL SAP Apps, 2 Skt Std RH Sup NonProduction 3Yr | 3249
5731RHL | 1972 | RHEL SAP Apps Smart Management, 2 Skt Prem RH Sup Production 1Yr | 2359
5731RHL | 1973 | RHEL SAP Apps Smart Management, 2 Skt Prem RH Sup Production 3Yr | 6709
5731RHL | 1974 | RHEL SAP Apps Smart Management, 2 Skt Std RH Sup NonProduction 1Yr | 1639
5731RHL | 1975 | RHEL SAP Apps Smart Management, 2 Skt Std RH Sup NonProduction 3Yr | 4679
5731RHL | 1976 | RHEL SAP Apps Virt Datactr, 2 Skt Prem RH Sup Production 1Yr | 5709
5731RHL | 1977 | RHEL SAP Apps Virt Datactr, 2 Skt Prem RH Sup Production 3Yr | 16279
5731RHL | 1978 | RHEL SAP Apps Virt Datactr, 2 Skt Std RH Sup NonProduction 1Yr | 3569
5731RHL | 1979 | RHEL SAP Apps Virt Datactr, 2 Skt Std RH Sup NonProduction 3Yr | 10169
5731RHL | 1994 | RHEL SAPApps VirtDatactr SmartMgmt, 2Skt Prem RH Sup Production 1Yr | 7459
5731RHL | 1995 | RHEL SAPApps VirtDatactr SmartMgmt, 2Skt Prem RH Sup Production 3Yr | 21269
5731RHL | 1996 | RHEL SAPApps VirtDatactr SmartMgmt, 2Skt Std RHSup NonProduction 1Yr | 5319
5731RHL | 1997 | RHEL SAPApps VirtDatactr SmartMgmt, 2Skt Std RHSup NonProduction 3Yr | 15159
5731RHL | 1998 | RHEL Scalable File System, 2 Skt RH Sup 1Yr | 279
5731RHL | 1999 | RHEL Scalable File System, 2 Skt RH Sup 3Yr | 809
5731RHL | 2003 | RHEL Smart Management, 2 Skt RH Sup 1Yr | 499
5731RHL | 2004 | RHEL Smart Management, 2 Skt RH Sup 3Yr | 1429
5731RHL | 2008 | RHEL Smart Management Unlim Guests, 2 Skt RH Sup 1Yr | 1749
5731RHL | 2009 | RHEL Smart Management Unlim Guests, 2 Skt RH Sup 3Yr | 4989
5731RHL | 2019 | RHEL Server Physical or Virtual Node, 2 Skt Prem RH Sup 1Yr | 1859
5731RHL | 2020 | RHEL Server Physical or Virtual Node, 2 Skt Prem RH Sup 3Yr | 5289
5731RHL | 2021 | RHEL Server Physical or Virtual Node, 2 Skt Std RH Sup 1Yr | 1139
5731RHL | 2022 | RHEL Server Physical or Virtual Node, 2 Skt Std RH Sup 3Yr | 3249
5731RHL | 2042 | RHEL for Virtual Datacenters, 2 Skt Prem RH Sup 1Yr | 5709
5731RHL | 2043 | RHEL for Virtual Datacenters, 2 Skt Prem RH Sup 3Yr | 16279
5731RHL | 2044 | RHEL for Virtual Datacenters, 2 Skt Std RH Sup 1Yr | 3569
5731RHL | 2045 | RHEL for Virtual Datacenters, 2 Skt Std RH Sup 3Yr | 10169
5731RHL | 2053 | Red Hat Enterprise Virtualization, 2 Skt Prem RH Sup 1Yr | 2139
5731RHL | 2054 | Red Hat Enterprise Virtualization, 2 Skt Prem RH Sup 3Yr | 6099
5731RHL | 2055 | Red Hat Enterprise Virtualization, 2 Skt Std RH Sup 1Yr | 1429
5731RHL | 2056 | Red Hat Enterprise Virtualization, 2 Skt Std RH Sup 3Yr | 4059
5731RHL | 2063 | Red Hat Custom Offering | 999999
5731RHL | 2102 | Red Hat Ceph Storage, 12 Physical Nodes up to 256TB, Prem RH Sup 1Yr | 45919
5731RHL | 2103 | Red Hat Ceph Storage, 12 Physical Nodes up to 256TB, Prem RH Sup 3Yr | 130869
5731RHL | 2104 | Red Hat Ceph Storage, 25 Physical Nodes up to 512TB, Prem RH Sup 1Yr | 85709
5731RHL | 2105 | Red Hat Ceph Storage, 25 Physical Nodes up to 512TB, Prem RH Sup 3Yr | 244289
5731RHL | 2106 | Red Hat Gluster Storage, 1 Node, Prem RH Sup 1Yr | 7499
5731RHL | 2107 | Red Hat Gluster Storage, 1 Node, Prem RH Sup 3Yr | 21375
5731RHL | 2108 | Red Hat Gluster Storage, 1 Node, Std RH Sup 1Yr | 4999
5731RHL | 2109 | Red Hat Gluster Storage, 1 Node, Std RH Sup 3Yr | 14249
5731RHL | 2110 | Red Hat Gluster Storage, 3 Nodes (2+1 for Quorum), Prem RH Sup 1Yr | 14999
5731RHL | 2111 | Red Hat Gluster Storage, 3 Nodes (2+1 for Quorum), Prem RH Sup 3Yr | 42749
5731RHL | 2112 | Red Hat Gluster Storage, 3 Nodes (2+1 for Quorum), Std RH Sup 1Yr | 9999
5731RHL | 2113 | Red Hat Gluster Storage, 3 Nodes (2+1 for Quorum), Std RH Sup 3Yr | 28499
5731RHL | 2114 | RHEL OpenStack Plat Controller Nodes, no guests, 2Skt Prem RHSup 1Yr | 4739
5731RHL | 2115 | RHEL OpenStack Plat Controller Nodes, no guests, 2Skt Prem RHSup 3Yr | 13509
5731RHL | 2116 | RHEL OpenStack Plat Controller Nodes, no guests, 2Skt Std RHSup 1Yr | 3649
5731RHL | 2117 | RHEL OpenStack Plat Controller Nodes, no guests, 2Skt Std RHSup 3Yr | 10399
5731RHL | 2118 | RHEL OpenStack Platform, 2 Skt Prem RH Sup 1Yr | 9639
5731RHL | 2119 | RHEL OpenStack Platform, 2 Skt Prem RH Sup 3Yr | 27469
5731RHL | 2120 | RHEL OpenStack Platform, 2 Skt Std RH Sup 1Yr | 7419
5731RHL | 2121 | RHEL OpenStack Platform, 2 Skt Std RH Sup 3Yr | 21139
5731RHL | B1LN | Red Hat OpenShift Container Plat for RHEL, 1-2 Skt Prem RH Sup 3Yr | 52349
5731RHL | B1LP | RHEL for SAP Solutions (HANA) w/SM,HA,Ins,4YrEUS, PhyOrVirt Std RH Sup 1Yr | 2499
5731RHL | B1LQ | RHEL for SAP Solutions (HANA) w/SM,HA,Ins,4YrEUS, PhyOrVirt Std RH Sup 3Yr | 7119
5731RHL | B1LR | RHEL for SAP Solutions (HANA) w/SM,HA,Ins,4YrEUS, PhyOrVirt Prem RH Sup 1Yr | 3069
5731RHL | B1LS | RHEL for SAP Solutions (HANA) w/SM,HA,Ins,4YrEUS, PhyOrVirt Prem RH Sup 3Yr | 8749
5731RHL | B1LT | RHEL VrtDtc SAPSolution (HANA) w/SM,HA,Ins,4YEUS, PhyOrVirt Std RH Sup 1Yr | 7999
5731RHL | B1LU | RHEL VrtDtc SAPSolution (HANA) w/SM,HA,Ins,4YEUS, PhyOrVirt Std RH Sup 3Yr | 22799
5731RHL | B1LV | RHEL VrtDtc SAPSolution (HANA) w/SM,HA,Ins,4YEUS, PhyOrVirt Prem RH Sup 1Yr | 9709
5731RHL | B1LW | RHEL VrtDtc SAPSolution (HANA) w/SM,HA,Ins,4YEUS, PhyOrVirt Prem RH Sup 3Yr | 27679
5731RHL | B1LX | Red Hat Gluster Storage, 4 Nodes, Prem RH Sup 1Yr | 26169
5731RHL | B1LY | Red Hat Gluster Storage, 4 Nodes, Prem RH Sup 3Yr | 74589
5731RHL | B1LZ | Red Hat Ceph Storage, 50 Physical Nodes up to 1 PB, Prem RH Sup 1Yr | 153059
5731RHL | B1M0 | Red Hat Ceph Storage, 50 Physical Nodes up to 1 PB, Prem RH Sup 3Yr | 436219
5731RHL | B1X9 | RHEL for HPC Compute Node w/Smart Mgt, Phy or Virt, 2 Skt Self Sup, Subs L3 Only 1Yr | 150
5731RHL | B1XA | RHEL for HPC Compute Node w/Smart Mgt, Phy or Virt, 2 Skt Self Sup, Subs L3 Only 3Yr | 295
5731RHL | B1XB | RHEL for HPC Compute Node w/Smart Mgt, Phy or Virt, 2 Skt Self Sup, Subs L3 Only 5Yr | 525
5731RHL | B1XC | RHEL for HPC Compute Node w/Smart Mgt, Phy or Virt, 2 Skt Self Sup w/EUS, Subs L3 Only 1Yr | 160
5731RHL | B1XD | RHEL for HPC Compute Node w/Smart Mgt, Phy or Virt, 2 Skt Self Sup w/EUS, Subs L3 Only 3Yr | 425
5731RHL | B1XE | RHEL for HPC Compute Node w/Smart Mgt, Phy or Virt, 2 Skt Self Sup w/EUS, Subs L3 Only 5Yr | 650
5731RHL | B1XF | RHEL for HPC Head Node w/Smart Mgt, Phy or Virt. 2 Skt Prem RH Sup 1Yr | 4209
5731RHL | B1XG | RHEL for HPC Head Node w/Smart Mgt, Phy or Virt. 2 Skt Prem RH Sup 3Yr | 11999
5731RHL | B1XH | RHEL for HPC Head Node w/Smart Mgt, Phy or Virt. 2 Skt Std RH Sup 1Yr | 2779
5731RHL | B1XJ | RHEL for HPC Head Node w/Smart Mgt, Phy or Virt. 2 Skt Std RH Sup 3Yr | 7929
5731RHL | B1XK | RHEL for HPC Compute Node w/Smart Mgt, Phy or Virt, 2 Skt Self Support 1Yr | 179
5731RHL | B1XL | RHEL for HPC Compute Node w/Smart Mgt, Phy or Virt, 2 Skt Self Support 3Yr | 509
5731RHL | B1XM | RHEL for HPC Compute Node w/Smart Mgt, Phy or Virt, 2 Skt Self Support w/EUS 1Yr | 259
5731RHL | B1XN | RHEL for HPC Compute Node w/Smart Mgt, Phy or Virt, 2 Skt Self Support w/EUS 3Yr | 739
5731RHL | B1XP | Red Hat Enterprise Linux for Real Time, Physical Node, 2 Skt Prem RH Sup 1Yr | 4999
5731RHL | B1XQ | Red Hat Enterprise Linux for Real Time, Physical Node, 2 Skt Prem RH Sup 3Yr | 14239
5731RHL | S1Z9 | Red Hat Ansible Automation, Premium (100 Managed Nodes) RH Sup, 1Yr | 26789
5731RHL | S1ZA | Red Hat Ansible Automation, Premium (100 Managed Nodes) RH Sup, 3Yr | 76339
5731RHL | S1ZB | Red Hat Ansible Automation, Standard (100 Managed Nodes) RH Sup, 1Yr | 19899
5731RHL | S1ZC | Red Hat Ansible Automation, Standard (100 Managed Nodes) RH Sup, 3Yr | 56709
5731RHL | S1ZD | Red Hat Cloud Suite, Premium (2 Sockets, 32 Cores) RH Sup, 1Yr | 45919
5731RHL | S1ZE | Red Hat Cloud Suite, Premium (2 Sockets, 32 Cores) RH Sup, 3Yr | 130869
5731RHL | S1ZF | Red Hat Cloud Suite, Standard (2 Sockets, 32 Cores) RH Sup, 1Yr | 30609
5731RHL | S1ZG | Red Hat Cloud Suite, Standard (2 Sockets, 32 Cores) RH Sup, 3Yr | 87239
5731RHL | S1ZH | Red Hat Hyperconverged Infrastructure for Virtualization, Premium (3-node pod) RH Sup, 1Yr | 25709
5731RHL | S1ZJ | Red Hat Hyperconverged Infrastructure for Virtualization, Premium (3-node pod) RH Sup, 3Yr | 73289
5731RHL | S1ZK | Red Hat Hyperconverged Infrastructure for Virtualization, Standard (3-node pod) RH Sup, 1Yr | 17139
5731RHL | S1ZL | Red Hat Hyperconverged Infrastructure for Virtualization, Standard (3-node pod) RH Sup, 3Yr | 48859
5731RHL | S1ZM | Red Hat Hyperconverged Infrastructure for Virtualization, Premium with Guests (3-node pod) RH Sup, 1Yr | 37139
5731RHL | S1ZN | Red Hat Hyperconverged Infrastructure for Virtualization, Premium with Guests (3-node pod) RH Sup, 3Yr | 105859
5731RHL | S1ZP | Red Hat Hyperconverged Infrastructure for Virtualization, Standard with Guests (3-node pod) RH Sup, 1Yr | 26789
5731RHL | S1ZQ | Red Hat Hyperconverged Infrastructure for Virtualization, Standard with Guests (3-node pod) RH Sup, 3Yr | 76339
5731RHL | S4MD | Red Hat OpenShift Container Storage, Premium (2 Core) RH Sup 1Yr | 3829
5731RHL | S4ME | Red Hat OpenShift Container Storage, Premium (2 Core) RH Sup 3Yr | 10909
5731RHL | S4MF | Red Hat OpenShift Container Storage, Standard (2 Core) RH Sup 1Yr | 2759
5731RHL | S4MG | Red Hat OpenShift Container Storage, Standard (2 Core) RH Sup 3Yr | 7849
5731RHL | V1ZSBG | Red Hat Custom Offering | 999999
5731RLM | AW8L | Red Hat Enterprise Linux 6 for SAP HANA Media | 48
5731RLM | AW8M | Red Hat Enterprise Linux 7 for SAP HANA Media | 50
5731SLM | AW78 | SLES for SAP Apps 12 x86 Media for ThinkSystem | 35
5731SLM | AW8N | SLES for SAP Applications 11 x86 Media | 35
5731SLM | AW8P | SLES for SAP Applications 12 x86 Media | 35
5731SLX | 609 | Per Server SUSE Custom Offering | 999999
5731SLX | 1739 | SLES Geo Clustering Extension 2 Socket 1Yr | 1349
5731SLX | 1740 | SLES Geo Clustering Extension 2 Socket 3Yr | 3639
5731SLX | 1741 | SLES Geo Clustering Extension 2 Socket 5Yr | 6059
5731SLX | 1742 | SLES HA Extension 2 Socket 1Yr | 859
5731SLX | 1743 | SLES HA Extension 2 Socket 3Yr | 2309
5731SLX | 1744 | SLES HA Extension 2 Socket 5Yr | 3859
5731SLX | 1745 | SLES X86 2 Socket Pri SUSE Support 1Yr | 1839
5731SLX | 1746 | SLES X86 2 Socket Pri SUSE Support 3Yr | 4959
5731SLX | 1747 | SLES X86 2 Socket Pri SUSE Support 5Yr | 8329
5731SLX | 1748 | SLES 11 x86 Media | 35
5731SLX | 1749 | SLES 12 x86 Media | 35
5731SLX | 1753 | SLES for SAP Applications 2 Socket Pri SUSE Support 1Yr | 3289
5731SLX | 1754 | SLES for SAP Applications 2 Socket Pri SUSE Support 3Yr | 8939
5731SLX | 1755 | SLES for SAP Applications 2 Socket Pri SUSE Support 5Yr | 14939
5731SLX | 1756 | SLES for SAP Applications 11 x86 Media | 35
5731SLX | 1757 | SLES for SAP Applications 12 x86 Media | 35
5731SLX | 1761 | SLES for SAP Applications 2 Socket Virt Unlimited Pri SUSE Supp 1Yr | 7039
5731SLX | 1762 | SLES for SAP Applications 2 Socket Virt Unlimited Pri SUSE Supp 3Yr | 19099
5731SLX | 1763 | SLES for SAP Applications 2 Socket Virt Unlimited Pri SUSE Supp 5Yr | 31709
5731SLX | 1767 | SLES X86 2 Socket Std SUSE Support 5Yr | 4409
5731SLX | 1768 | SLES X86 2 Socket Std SUSE Support 1Yr | 979
5731SLX | 1769 | SLES X86 2 Socket Std SUSE Support 3Yr | 2639
5731SLX | 1773 | SLES X86 2 Socket Virt Unlimited Pri SUSE Support 1Yr | 3669
5731SLX | 1774 | SLES X86 2 Socket Virt Unlimited Pri SUSE Support 3Yr | 9919
5731SLX | 1775 | SLES X86 2 Socket Virt Unlimited Pri SUSE Support 5Yr | 16529
5731SLX | 1779 | SLES X86 2 Socket Virt Unlimited Std SUSE Support 5Yr | 8819
5731SLX | 1780 | SLES X86 2 Socket Virt Unlimited Std SUSE Support 1Yr | 1959
5731SLX | 1781 | SLES X86 2 Socket Virt Unlimited Std SUSE Support 3Yr | 5289
5731SLX | 1789 | SUSE Manager Monitoring 2 socket/2 VM Pri SUSE Support 1Yr | 119
5731SLX | 1790 | SUSE Manager Monitoring 2 socket/2 VM Pri SUSE Support 3Yr | 319
5731SLX | 1793 | SUSE Manager Lifecycle Management 2 skt/2 VM Pri SUSE Support 1Yr | 239
5731SLX | 1794 | SUSE Manager Lifecycle Management 2 skt/2 VM Pri SUSE Support 3Yr | 639
5731SLX | 1807 | SUSE Enterprise Storage Base Configuration Pri SUSE Support 1Yr | 15919
5731SLX | 1808 | SUSE Enterprise Storage Base Configuration Pri SUSE Support 3Yr | 42979
5731SLX | 1811 | SUSE Enterprise Storage Expansion Node Pri SUSE Support 1Yr | 3979
5731SLX | 1812 | SUSE Enterprise Storage Expansion Node Pri SUSE Support 3Yr | 10779
5731SLX | 1824 | SUSE Manager Proxy Server Pri SUSE Support 1Yr | 3059
5731SLX | 1825 | SUSE Manager Proxy Server Pri SUSE Support 3Yr | 8329
5731SLX | 1828 | SUSE Manager Server 50 Managed Instances Pri SUSE Support 1Yr | 6119
5731SLX | 1829 | SUSE Manager Server 50 Managed Instances Pri SUSE Support 3Yr | 16529
5731SLX | 1832 | SUSE Manager Server Pri SUSE Support 1Yr | 12239
5731SLX | 1833 | SUSE Manager Server Pri SUSE Support 3Yr | 33059
5731SLX | 1836 | Per Server w/1Yr Standard Subscription MgrMgmtMSSC Inst StdSubOnly | 999999
5731SLX | 1845 | SUSE Manager Monitoring Unlimited VMs Pri SUSE Support 1Yr | 239
5731SLX | 1846 | SUSE Manager Monitoring Unlimited VMs Pri SUSE Support 3Yr | 639
5731SLX | 1849 | SUSE Manager Lifecycle Mgmt Unlimited VMs Pri SUSE Support 1Yr | 469
5731SLX | 1850 | SUSE Manager Lifecycle Mgmt Unlimited VMs Pri SUSE Support 3Yr | 1269
5731SLX | 1856 | SUSE Linux Enterprise HPC Priority SUSE Support 1Yr | 169
5731SLX | 1857 | SUSE Linux Enterprise HPC Priority SUSE Support 3Yr | 459
5731SLX | 1858 | SUSE Linux Enterprise HPC Priority SUSE Support 5Yr | 769
5731SLX | 1859 | SUSE Linux Enterprise HPC Standard SUSE Support 5Yr | 549
5731SLX | 1860 | SUSE Linux Enterprise HPC Standard SUSE Support 1Yr | 119
5731SLX | 1861 | SUSE Linux Enterprise HPC Standard SUSE Support 3Yr | 329
5731SLX | AXXL | SUSE Linux Live Patching 1-2 Skt Inherited Virt Pri SUSE Support 1Yr | 875
5731SLX | AXXM | SUSE Linux Live Patching 1-2 Skt Inherited Virt Pri SUSE Support 3Yr | 2369
5731SLX | M1VNA2 | Per Server w/1Yr Standard Subscription MgrMgmtMSSC Inst StdSubOnly | 999999
5731SLX | S16P | SUSE CaaS Platform x86-64 1-2 Sockets with Unlimited Virtual Machines Priority with SUSE Support 1 Year | 8199
5731SLX | S16Q | SUSE CaaS Platform x86-64 1-2 Sockets with Unlimited Virtual Machines Priority with SUSE Support 3 Year | 22159
5731SLX | S16R | SUSE CaaS Platform x86-64 1-2 Sockets with Unlimited Virtual Machines Priority with SUSE Support 5 Year | 36979
5731SLX | V0R8BG | Per Server SUSE Custom Offering | 999999
5731VMW | 77 | Per 2 Sockets VMware VI3.5 Enterprise | 5749
5731W16 | V2N1BG | Windows Storage Svr 2016 Standard-Japanese (not preinstalled) | 819
5731W16 | V2N2BG | Windows Storage Svr 2016 Standard-MultiLang (not preinstalled) | 819
5731W16 | V2NXBG | Windows Storage Svr 2016 Standard-ChinSimp (not preinstalled) | 819
5731W16 | V2NYBG | Windows Storage Svr 2016 Standard-ChinTrad (not preinstalled) | 819
5731WR6 | V2MCBG | Per 2 Processor Server Win2016 StorSrvStd ROK-ML | 819
6160H6S | 2321 | Custom MFG SVCS Fee - Small Increment | 3
6160H6S | 7831 | Customer Solution Center Services | 0
6160H6S | 8067 | TAA Compliant Order | 0
6160H6S | AS0Z | 2 m Mini-SAS/Mini-SAS 1x Cable (host SFF-8088 to target SFF-8088) | 111
6160H6S | AS10 | HD-SAS Cable to Mini-SAS | 140
6160H6S | AS12 | Y SAS HD to Mini-SAS Cable | 195
6160H6S | AS1C | 6160 Rack Mount Shelf Kit w/PDU Line Cord | 141
6160H6S | AS1E | Ultrium Cleaning Cartridge L1 UCC | 65
6160H6S | AS23 | Ultrium 5 Data Cartridges 5-Pack | 500
6160H6S | AS24 | Ultrium 6 Data Cartridges 5-Pack | 695
6160H6S | AS29 | 2.8m, 10A/120V, C13 to NEMA 5-15P (US) Line Cord | 19
6160H6S | AS2A | 2.8m, 10A/230V, C13 to CEE7-VII (Europe) Line Cord | 19
6160H6S | AS2B | 2.8m, 10A/230V, C13 to DK2-5a (Denmark) Line Cord | 19
6160H6S | AS2C | 2.8m, 10A/230V, C13 to BS 1363/A (UK) Line Cord | 19
6160H6S | AS2D | 2.8m, 10A/230V, C13 to SI 32 (Israel) Line Cord | 19
6160H6S | AS2E | 2.8m, 10A/230V, C13 to SEV 1011-S24507 (Sws) Line Cord | 19
6160H6S | AS2F | 2.8m, 10A/230V, C13 to SABS 164 (South Africa) Line Cord | 19
6160H6S | AS2G | 2.8m, 10A/230V, C13 to CEI 23-16 (Italy) Line Cord | 19
6160H6S | AS2H | 2.8m, 10A/230V, C13 to AS/NZS 3112 (Aus/NZ) Line Cord | 19
6160H6S | AS2J | 2.8m, 10A/208V, C13 to NEMA 6-15P (US) Line Cord | 19
6160H6S | AS2K | 2.8m, 10A/220V, C13 to IRAM 2073 (Argentina) Line Cord | 19
6160H6S | AS2L | 2.8m, 10A/220V, C13 to CNS 10917-3 (Taiwan) Line Cord | 19
6160H6S | AS2M | 2.8m, 10A/220V, C13 to GB 2099.1 (China) Line Cord | 19
6160H6S | AS2N | 2.8m, 10A/110V, C13 to CNS 10917-3 (Taiwan) Line Cord | 19
6160H6S | AS2P | 2.8m, 12A/100V, C13 to JIS C-8303 (Japan) Line Cord | 19
6160H6S | AS2Q | 2.8m, 12A/220V, C13 to KSC 8305 (S. Korea) Line Cord | 19
6160H6S | AS2R | 2.8m, 10A/240V, C13 to IS 6538 (India) Line Cord | 19
6160H6S | AS2T | 2.8m, 10A/220V, C13 to NBR 6147 (Brazil) Line Cord | 19
6160H6S | AS2U | 4.3m, 10A/100-250V, C13 to IEC 320-C14 Rack Power Cable | 19
6160H6S | AS5P | TS2260 Tape Drive Model H6S | 3912
6160H6S | B1EZ | Ultrium 6 Data Cartridge (single) | 139
6160H7S | 2321 | Custom MFG SVCS Fee - Small Increment | 3
6160H7S | 7831 | Customer Solution Center Services | 0
6160H7S | 8067 | TAA Compliant Order | 0
6160H7S | AS0Z | 2 m Mini-SAS/Mini-SAS 1x Cable (host SFF-8088 to target SFF-8088) | 111
6160H7S | AS10 | HD-SAS Cable to Mini-SAS | 140
6160H7S | AS12 | Y SAS HD to Mini-SAS Cable | 195
6160H7S | AS1C | 6160 Rack Mount Shelf Kit w/PDU Line Cord | 141
6160H7S | AS1E | Ultrium Cleaning Cartridge L1 UCC | 65
6160H7S | AS23 | Ultrium 5 Data Cartridges 5-Pack | 500
6160H7S | AS24 | Ultrium 6 Data Cartridges 5-Pack | 695
6160H7S | AS29 | 2.8m, 10A/120V, C13 to NEMA 5-15P (US) Line Cord | 19
6160H7S | AS2A | 2.8m, 10A/230V, C13 to CEE7-VII (Europe) Line Cord | 19
6160H7S | AS2B | 2.8m, 10A/230V, C13 to DK2-5a (Denmark) Line Cord | 19
6160H7S | AS2C | 2.8m, 10A/230V, C13 to BS 1363/A (UK) Line Cord | 19
6160H7S | AS2D | 2.8m, 10A/230V, C13 to SI 32 (Israel) Line Cord | 19
6160H7S | AS2E | 2.8m, 10A/230V, C13 to SEV 1011-S24507 (Sws) Line Cord | 19
6160H7S | AS2F | 2.8m, 10A/230V, C13 to SABS 164 (South Africa) Line Cord | 19
6160H7S | AS2G | 2.8m, 10A/230V, C13 to CEI 23-16 (Italy) Line Cord | 19
6160H7S | AS2H | 2.8m, 10A/230V, C13 to AS/NZS 3112 (Aus/NZ) Line Cord | 19
6160H7S | AS2J | 2.8m, 10A/208V, C13 to NEMA 6-15P (US) Line Cord | 19
6160H7S | AS2K | 2.8m, 10A/220V, C13 to IRAM 2073 (Argentina) Line Cord | 19
6160H7S | AS2L | 2.8m, 10A/220V, C13 to CNS 10917-3 (Taiwan) Line Cord | 19
6160H7S | AS2M | 2.8m, 10A/220V, C13 to GB 2099.1 (China) Line Cord | 19
6160H7S | AS2N | 2.8m, 10A/110V, C13 to CNS 10917-3 (Taiwan) Line Cord | 19
6160H7S | AS2P | 2.8m, 12A/100V, C13 to JIS C-8303 (Japan) Line Cord | 19
6160H7S | AS2Q | 2.8m, 12A/220V, C13 to KSC 8305 (S. Korea) Line Cord | 19
6160H7S | AS2R | 2.8m, 10A/240V, C13 to IS 6538 (India) Line Cord | 19
6160H7S | AS2T | 2.8m, 10A/220V, C13 to NBR 6147 (Brazil) Line Cord | 19
6160H7S | AS2U | 4.3m, 10A/100-250V, C13 to IEC 320-C14 Rack Power Cable | 19
6160H7S | ATNZ | Ultrium 7 Data Cartridges 5-Pack | 1449
6160H7S | ATP3 | IBM TS2270 Tape Drive Model | 6099
6160H7S | B1EY | Ultrium 7 Data Cartridge (single) | 375
6160H7S | B1EZ | Ultrium 6 Data Cartridge (single) | 139
6160H8S | 2321 | Custom MFG SVCS Fee - Small Increment | 3
6160H8S | 7831 | Customer Solution Center Services | 0
6160H8S | 8067 | TAA Compliant Order | 0
6160H8S | AS0Z | 2 m Mini-SAS/Mini-SAS 1x Cable (host SFF-8088 to target SFF-8088) | 111
6160H8S | AS10 | HD-SAS Cable to Mini-SAS | 140
6160H8S | AS12 | Y SAS HD to Mini-SAS Cable | 195
6160H8S | AS1C | 6160 Rack Mount Shelf Kit w/PDU Line Cord | 141
6160H8S | AS1E | Ultrium Cleaning Cartridge L1 UCC | 65
6160H8S | AS29 | 2.8m, 10A/120V, C13 to NEMA 5-15P (US) Line Cord | 19
6160H8S | AS2A | 2.8m, 10A/230V, C13 to CEE7-VII (Europe) Line Cord | 19
6160H8S | AS2B | 2.8m, 10A/230V, C13 to DK2-5a (Denmark) Line Cord | 19
6160H8S | AS2C | 2.8m, 10A/230V, C13 to BS 1363/A (UK) Line Cord | 19
6160H8S | AS2D | 2.8m, 10A/230V, C13 to SI 32 (Israel) Line Cord | 19
6160H8S | AS2E | 2.8m, 10A/230V, C13 to SEV 1011-S24507 (Sws) Line Cord | 19
6160H8S | AS2F | 2.8m, 10A/230V, C13 to SABS 164 (South Africa) Line Cord | 19
6160H8S | AS2G | 2.8m, 10A/230V, C13 to CEI 23-16 (Italy) Line Cord | 19
6160H8S | AS2H | 2.8m, 10A/230V, C13 to AS/NZS 3112 (Aus/NZ) Line Cord | 19
6160H8S | AS2J | 2.8m, 10A/208V, C13 to NEMA 6-15P (US) Line Cord | 19
6160H8S | AS2K | 2.8m, 10A/220V, C13 to IRAM 2073 (Argentina) Line Cord | 19
6160H8S | AS2L | 2.8m, 10A/220V, C13 to CNS 10917-3 (Taiwan) Line Cord | 19
6160H8S | AS2M | 2.8m, 10A/220V, C13 to GB 2099.1 (China) Line Cord | 19
6160H8S | AS2N | 2.8m, 10A/110V, C13 to CNS 10917-3 (Taiwan) Line Cord | 19
6160H8S | AS2P | 2.8m, 12A/100V, C13 to JIS C-8303 (Japan) Line Cord | 19
6160H8S | AS2Q | 2.8m, 12A/220V, C13 to KSC 8305 (S. Korea) Line Cord | 19
6160H8S | AS2R | 2.8m, 10A/240V, C13 to IS 6538 (India) Line Cord | 19
6160H8S | AS2T | 2.8m, 10A/220V, C13 to NBR 6147 (Brazil) Line Cord | 19
6160H8S | AS2U | 4.3m, 10A/100-250V, C13 to IEC 320-C14 Rack Power Cable | 19
6160H8S | ATNZ | Ultrium 7 Data Cartridges 5-Pack | 1449
6160H8S | B1EV | IBM TS2280 Tape Drive Model H8S | 5530
6160H8S | B1EW | Ultrium 8 Data Cartridges 5-Pack | 2409
6160H8S | B1EX | Ultrium 8 Data Cartridge (single) | 485
6160H8S | B1EY | Ultrium 7 Data Cartridge (single) | 375
6171S6H | 2321 | Custom MFG SVCS Fee - Small Increment | 3
6171S6H | 7006 | 6171 Rack Mount Kit | 399
6171S6H | 7831 | Customer Solution Center Services | 0
6171S6H | 8067 | TAA Compliant Order | 0
6171S6H | AS0Z | 2 m Mini-SAS/Mini-SAS 1x Cable (host SFF-8088 to target SFF-8088) | 111
6171S6H | AS10 | HD-SAS Cable to Mini-SAS | 140
6171S6H | AS11 | Mini-SAS to Mini-SAS Cable | 111
6171S6H | AS19 | 6171 Transparent LTO Encryption | 1250
6171S6H | AS1D | 6171 Deskside Covers | 375
6171S6H | AS1E | Ultrium Cleaning Cartridge L1 UCC | 65
6171S6H | AS1K | 6171 Additional Tape Magazine | 695
6171S6H | AS23 | Ultrium 5 Data Cartridges 5-Pack | 500
6171S6H | AS24 | Ultrium 6 Data Cartridges 5-Pack | 695
6171S6H | AS29 | 2.8m, 10A/120V, C13 to NEMA 5-15P (US) Line Cord | 19
6171S6H | AS2A | 2.8m, 10A/230V, C13 to CEE7-VII (Europe) Line Cord | 19
6171S6H | AS2B | 2.8m, 10A/230V, C13 to DK2-5a (Denmark) Line Cord | 19
6171S6H | AS2C | 2.8m, 10A/230V, C13 to BS 1363/A (UK) Line Cord | 19
6171S6H | AS2D | 2.8m, 10A/230V, C13 to SI 32 (Israel) Line Cord | 19
6171S6H | AS2E | 2.8m, 10A/230V, C13 to SEV 1011-S24507 (Sws) Line Cord | 19
6171S6H | AS2F | 2.8m, 10A/230V, C13 to SABS 164 (South Africa) Line Cord | 19
6171S6H | AS2G | 2.8m, 10A/230V, C13 to CEI 23-16 (Italy) Line Cord | 19
6171S6H | AS2H | 2.8m, 10A/230V, C13 to AS/NZS 3112 (Aus/NZ) Line Cord | 19
6171S6H | AS2J | 2.8m, 10A/208V, C13 to NEMA 6-15P (US) Line Cord | 19
6171S6H | AS2K | 2.8m, 10A/220V, C13 to IRAM 2073 (Argentina) Line Cord | 19
6171S6H | AS2L | 2.8m, 10A/220V, C13 to CNS 10917-3 (Taiwan) Line Cord | 19
6171S6H | AS2M | 2.8m, 10A/220V, C13 to GB 2099.1 (China) Line Cord | 19
6171S6H | AS2N | 2.8m, 10A/110V, C13 to CNS 10917-3 (Taiwan) Line Cord | 19
6171S6H | AS2P | 2.8m, 12A/100V, C13 to JIS C-8303 (Japan) Line Cord | 19
6171S6H | AS2Q | 2.8m, 12A/220V, C13 to KSC 8305 (S. Korea) Line Cord | 19
6171S6H | AS2R | 2.8m, 10A/240V, C13 to IS 6538 (India) Line Cord | 19
6171S6H | AS2T | 2.8m, 10A/220V, C13 to NBR 6147 (Brazil) Line Cord | 19
6171S6H | AS5V | IBM TS2900 Tape Autoloader w/LT06 HH SAS | 6426
6171S7H | 2321 | Custom MFG SVCS Fee - Small Increment | 3
6171S7H | 7006 | 6171 Rack Mount Kit | 399
6171S7H | 7831 | Customer Solution Center Services | 0
6171S7H | 8067 | TAA Compliant Order | 0
6171S7H | AS0Z | 2 m Mini-SAS/Mini-SAS 1x Cable (host SFF-8088 to target SFF-8088) | 111
6171S7H | AS10 | HD-SAS Cable to Mini-SAS | 140
6171S7H | AS11 | Mini-SAS to Mini-SAS Cable | 111
6171S7H | AS19 | 6171 Transparent LTO Encryption | 1250
6171S7H | AS1D | 6171 Deskside Covers | 375
6171S7H | AS1E | Ultrium Cleaning Cartridge L1 UCC | 65
6171S7H | AS1K | 6171 Additional Tape Magazine | 695
6171S7H | AS23 | Ultrium 5 Data Cartridges 5-Pack | 500
6171S7H | AS24 | Ultrium 6 Data Cartridges 5-Pack | 695
6171S7H | AS29 | 2.8m, 10A/120V, C13 to NEMA 5-15P (US) Line Cord | 19
6171S7H | AS2A | 2.8m, 10A/230V, C13 to CEE7-VII (Europe) Line Cord | 19
6171S7H | AS2B | 2.8m, 10A/230V, C13 to DK2-5a (Denmark) Line Cord | 19
6171S7H | AS2C | 2.8m, 10A/230V, C13 to BS 1363/A (UK) Line Cord | 19
6171S7H | AS2D | 2.8m, 10A/230V, C13 to SI 32 (Israel) Line Cord | 19
6171S7H | AS2E | 2.8m, 10A/230V, C13 to SEV 1011-S24507 (Sws) Line Cord | 19
6171S7H | AS2F | 2.8m, 10A/230V, C13 to SABS 164 (South Africa) Line Cord | 19
6171S7H | AS2G | 2.8m, 10A/230V, C13 to CEI 23-16 (Italy) Line Cord | 19
6171S7H | AS2H | 2.8m, 10A/230V, C13 to AS/NZS 3112 (Aus/NZ) Line Cord | 19
6171S7H | AS2J | 2.8m, 10A/208V, C13 to NEMA 6-15P (US) Line Cord | 19
6171S7H | AS2K | 2.8m, 10A/220V, C13 to IRAM 2073 (Argentina) Line Cord | 19
6171S7H | AS2L | 2.8m, 10A/220V, C13 to CNS 10917-3 (Taiwan) Line Cord | 19
6171S7H | AS2M | 2.8m, 10A/220V, C13 to GB 2099.1 (China) Line Cord | 19
6171S7H | AS2N | 2.8m, 10A/110V, C13 to CNS 10917-3 (Taiwan) Line Cord | 19
6171S7H | AS2P | 2.8m, 12A/100V, C13 to JIS C-8303 (Japan) Line Cord | 19
6171S7H | AS2Q | 2.8m, 12A/220V, C13 to KSC 8305 (S. Korea) Line Cord | 19
6171S7H | AS2R | 2.8m, 10A/240V, C13 to IS 6538 (India) Line Cord | 19
6171S7H | AS2T | 2.8m, 10A/220V, C13 to NBR 6147 (Brazil) Line Cord | 19
6171S7H | ATNY | IBM TS2900 Tape Autoloader w/LTO7 HH SAS | 7999
6171S7H | ATNZ | Ultrium 7 Data Cartridges 5-Pack | 1449
6171S8H | 2321 | Custom MFG SVCS Fee - Small Increment | 3
6171S8H | 7006 | 6171 Rack Mount Kit | 399
6171S8H | 7831 | Customer Solution Center Services | 0
6171S8H | 8067 | TAA Compliant Order | 0
6171S8H | AS0Z | 2 m Mini-SAS/Mini-SAS 1x Cable (host SFF-8088 to target SFF-8088) | 111
6171S8H | AS10 | HD-SAS Cable to Mini-SAS | 140
6171S8H | AS19 | 6171 Transparent LTO Encryption | 1250
6171S8H | AS1D | 6171 Deskside Covers | 375
6171S8H | AS1E | Ultrium Cleaning Cartridge L1 UCC | 65
6171S8H | AS1K | 6171 Additional Tape Magazine | 695
6171S8H | AS29 | 2.8m, 10A/120V, C13 to NEMA 5-15P (US) Line Cord | 19
6171S8H | AS2A | 2.8m, 10A/230V, C13 to CEE7-VII (Europe) Line Cord | 19
6171S8H | AS2B | 2.8m, 10A/230V, C13 to DK2-5a (Denmark) Line Cord | 19
6171S8H | AS2C | 2.8m, 10A/230V, C13 to BS 1363/A (UK) Line Cord | 19
6171S8H | AS2D | 2.8m, 10A/230V, C13 to SI 32 (Israel) Line Cord | 19
6171S8H | AS2E | 2.8m, 10A/230V, C13 to SEV 1011-S24507 (Sws) Line Cord | 19
6171S8H | AS2F | 2.8m, 10A/230V, C13 to SABS 164 (South Africa) Line Cord | 19
6171S8H | AS2G | 2.8m, 10A/230V, C13 to CEI 23-16 (Italy) Line Cord | 19
6171S8H | AS2H | 2.8m, 10A/230V, C13 to AS/NZS 3112 (Aus/NZ) Line Cord | 19
6171S8H | AS2J | 2.8m, 10A/208V, C13 to NEMA 6-15P (US) Line Cord | 19
6171S8H | AS2K | 2.8m, 10A/220V, C13 to IRAM 2073 (Argentina) Line Cord | 19
6171S8H | AS2L | 2.8m, 10A/220V, C13 to CNS 10917-3 (Taiwan) Line Cord | 19
6171S8H | AS2M | 2.8m, 10A/220V, C13 to GB 2099.1 (China) Line Cord | 19
6171S8H | AS2N | 2.8m, 10A/110V, C13 to CNS 10917-3 (Taiwan) Line Cord | 19
6171S8H | AS2P | 2.8m, 12A/100V, C13 to JIS C-8303 (Japan) Line Cord | 19
6171S8H | AS2Q | 2.8m, 12A/220V, C13 to KSC 8305 (S. Korea) Line Cord | 19
6171S8H | AS2R | 2.8m, 10A/240V, C13 to IS 6538 (India) Line Cord | 19
6171S8H | AS2T | 2.8m, 10A/220V, C13 to NBR 6147 (Brazil) Line Cord | 19
6171S8H | ATNZ | Ultrium 7 Data Cartridges 5-Pack | 1449
6171S8H | B1EU | IBM TS2900 Tape Autoloader w/ LTO8 HH SAS | 7495
6171S8H | B1EW | Ultrium 8 Data Cartridges 5-Pack | 2409
6413HC1 | 747 | UID Asset Tag Label | 20
6413HC1 | 2306 | Integration >1U Component | 125
6413HC1 | 2321 | Custom MFG SVCS Fee - Small Increment | 3
6413HC1 | 3797 | 1.5m Green Cat5e Cable | 17
6413HC1 | 3798 | 3m Green Cat5e Cable | 19
6413HC1 | 3799 | 10m Green Cat5e Cable | 29
6413HC1 | 3800 | 25m Green Cat5e Cable | 69
6413HC1 | 3802 | 1.5m Blue Cat5e Cable | 14
6413HC1 | 3803 | 3m Blue Cat5e Cable | 25
6413HC1 | 3804 | 10m Blue Cat5e Cable | 34
6413HC1 | 3805 | 25m Blue Cat5e Cable | 69
6413HC1 | 6252 | 2.5m, 16A/100-250V, C19 to IEC 320-C20 Rack Power Cable | 19
6413HC1 | 6275 | 4.3m, 16A/208V, C19 to NEMA L6-20P (US) Line Cord | 49
6413HC1 | 6292 | 2m, 16A/100-250V, C19 to IEC 320-C20 Rack Power Cable | 19
6413HC1 | 7831 | Customer Solution Center Services | 0
6413HC1 | 7929 | e1350 Special Bid Solution Component | 0
6413HC1 | 8034 | LeSI Solution Component | 0
6413HC1 | 8067 | TAA Compliant Order | 0
6413HC1 | 8072 | General Racking Solution | 0
6413HC1 | 8971 | Integrate in manufacturing | 0
6413HC1 | 8972 | Ship Uninstalled (Safety) | 0
6413HC1 | A103 | System x Cluster Upgrade | 0
6413HC1 | A193 | Integrated Solutions | 0
6413HC1 | A1MT | 10m Green Cat6 Cable | 49
6413HC1 | A1MW | 25m Green Cat6 Cable | 105
6413HC1 | A2Y3 | 4.3m, US/CAN, NEMA L15-30P - (3P+Gnd) to 3X IEC 320 C19 Line Cord | 249
6413HC1 | A463 | Flex SAP/BWA | 0
6413HC1 | ATC1 | 1m (SFF-8644 to SFF-8088) 6Gbps External mini-SAS cable | 49
6413HC1 | ATC2 | 2m (SFF-8644 to SFF-8088) 6Gbps External mini-SAS cable | 79
6413HC1 | ATC4 | 6m (SFF-8644 to SFF-8088) 6Gbps External mini-SAS cable | 129
6413HC1 | AU16 | 0.5m External MiniSAS HD 8644/MiniSAS HD 8644 Cable | 79
6413HC1 | AU17 | 1m External MiniSAS HD 8644/MiniSAS HD 8644 Cable | 89
6413HC1 | AU18 | 2m External MiniSAS HD 8644/MiniSAS HD 8644 Cable | 99
6413HC1 | AU19 | 3m External MiniSAS HD 8644/MiniSAS HD 8644 Cable | 109
6413HC1 | AU1A | 2m External MiniSAS HD 8644/2xMiniSAS HD 8644 Y-Cable | 349
6413HC1 | AU8K | LeROM Validation | 0
6413HC1 | AUDS | Lenovo Storage 3.5" 4TB 7.2K NL-SAS HDD (14 pack) | 7519
6413HC1 | AUDT | Lenovo Storage 3.5" 6TB 7.2K NL-SAS HDD (14 pack) | 9609
6413HC1 | AUDU | Lenovo Storage 3.5" 8TB 7.2K NL-SAS HDD (14 pack) | 10919
6413HC1 | AUDV | Lenovo Storage D3284 High Density Expansion Enclosure | 11100
6413HC1 | AUE4 | Lenovo Storage 3.5" 10TB 7.2K NL-SAS HDD (14pack) | 14769
6413HC1 | AUF7 | External MiniSAS HD 8644/2xMiniSAS 8088 2M Y-Cable | 375
6413HC1 | AUJS | Lenovo Storage 12G High Density Exp SAS ESM/IO Module | 695
6413HC1 | AUJT | Lenovo Storage 12Gb High Density Rack Mount Kit-Rails 25"-33" | 199
6413HC1 | AUJY | External MiniSAS HD 8644/MiniSAS HD 8644 6M Cable | 249
6413HC1 | AUJZ | Lenovo Storage 3.5" 10TB 7.2K NL-SAS HDD | 1649
6413HC1 | AUK0 | Lenovo Storage 3.5" 8TB 7.2K NL-SAS HDD | 1399
6413HC1 | AUK1 | Lenovo Storage 3.5" 6TB 7.2K NL-SAS HDD | 1079
6413HC1 | AUK2 | Lenovo Storage 3.5" 4TB 7.2K NL-SAS HDD | 849
6413HC1 | AVFQ | 0.75m Green Cat5e Cable | 15
6413HC1 | AVFR | 1.0m Green Cat5e Cable | 19
6413HC1 | AVFS | 1.25m Green Cat5e Cable | 19
6413HC1 | AVFT | 0.75m Blue Cat5e Cable | 15
6413HC1 | AVFU | 1.0m Blue Cat5e Cable | 19
6413HC1 | AVFV | 1.25m Blue Cat5e Cable | 19
6413HC1 | AVFW | 0.75m Green Cat6 Cable | 19
6413HC1 | AVFX | 1.0m Green Cat6 Cable | 19
6413HC1 | AVFY | 1.25m Green Cat6 Cable | 19
6413HC1 | AVFZ | 1.5m Green Cat6 Cable | 19
6413HC1 | AVG0 | 3m Green Cat6 Cable | 25
6413HC1 | AVW7 | DSSG Solution | 0
6413HC1 | AXDY | Lenovo Storage 400GB 2.5" 10DWD Hybrid Tray SSD | 1599
6413HC1 | B106 | Lenovo Storage 3.5" 12TB 7.2K NL-SAS HDD (14pack) | 16389
6413HC1 | B107 | Lenovo Storage 3.5" 12TB 7.2K NL-SAS HDD | 2999
6413HC1 | B149 | Lenovo Storage 7.68TB 1DWD SAS SSD (2.5" in 3.5" Hybrid Tray) | 11999
6413HC1 | B14A | Lenovo Storage 3.84TB 1DWD SAS SSD (2.5" in 3.5" Hybrid Tray 1200.2) | 1649
6413HC1 | B4T6 | Lenovo Storage 14TB 7.2K 3.5" SAS HDD (14 pack) | 19449
6413HC1 | B4T7 | Lenovo Storage 14TB 7.2K 3.5" SAS HDD | 3199
6413HC1 | BAVK | Lenovo Storage 3DWD 800GB SAS SSD (2.5" in 3.5" Hybrid Tray) | 629
6413HC1 | BAVM | Lenovo Storage 3.5" 16TB 7.2K 3.5" SAS HDD (14 pack) | 23239
6413HC1 | BAVN | Lenovo Storage 3.5" 16TB 7.2K 3.5" SAS HDD | 1129
6413LC1 | 747 | UID Asset Tag Label | 20
6413LC1 | 2306 | Integration >1U Component | 125
6413LC1 | 2321 | Custom MFG SVCS Fee - Small Increment | 3
6413LC1 | 3797 | 1.5m Green Cat5e Cable | 17
6413LC1 | 3798 | 3m Green Cat5e Cable | 19
6413LC1 | 3799 | 10m Green Cat5e Cable | 29
6413LC1 | 3800 | 25m Green Cat5e Cable | 69
6413LC1 | 3802 | 1.5m Blue Cat5e Cable | 14
6413LC1 | 3803 | 3m Blue Cat5e Cable | 25
6413LC1 | 3804 | 10m Blue Cat5e Cable | 34
6413LC1 | 3805 | 25m Blue Cat5e Cable | 69
6413LC1 | 6252 | 2.5m, 16A/100-250V, C19 to IEC 320-C20 Rack Power Cable | 19
6413LC1 | 6275 | 4.3m, 16A/208V, C19 to NEMA L6-20P (US) Line Cord | 49
6413LC1 | 6292 | 2m, 16A/100-250V, C19 to IEC 320-C20 Rack Power Cable | 19
6413LC1 | 7831 | Customer Solution Center Services | 0
6413LC1 | 7929 | e1350 Special Bid Solution Component | 0
6413LC1 | 8034 | LeSI Solution Component | 0
6413LC1 | 8067 | TAA Compliant Order | 0
6413LC1 | 8072 | General Racking Solution | 0
6413LC1 | 8971 | Integrate in manufacturing | 0
6413LC1 | 8972 | Ship Uninstalled (Safety) | 0
6413LC1 | 9189 | Storage SubSystem ID 20 | 0
6413LC1 | A103 | System x Cluster Upgrade | 0
6413LC1 | A193 | Integrated Solutions | 0
6413LC1 | A1MT | 10m Green Cat6 Cable | 49
6413LC1 | A1MW | 25m Green Cat6 Cable | 105
6413LC1 | A2Y3 | 4.3m, US/CAN, NEMA L15-30P - (3P+Gnd) to 3X IEC 320 C19 Line Cord | 249
6413LC1 | A463 | Flex SAP/BWA | 0
6413LC1 | ATC1 | 1m (SFF-8644 to SFF-8088) 6Gbps External mini-SAS cable | 49
6413LC1 | ATC2 | 2m (SFF-8644 to SFF-8088) 6Gbps External mini-SAS cable | 79
6413LC1 | ATC4 | 6m (SFF-8644 to SFF-8088) 6Gbps External mini-SAS cable | 129
6413LC1 | AU16 | 0.5m External MiniSAS HD 8644/MiniSAS HD 8644 Cable | 79
6413LC1 | AU17 | 1m External MiniSAS HD 8644/MiniSAS HD 8644 Cable | 89
6413LC1 | AU18 | 2m External MiniSAS HD 8644/MiniSAS HD 8644 Cable | 99
6413LC1 | AU19 | 3m External MiniSAS HD 8644/MiniSAS HD 8644 Cable | 109
6413LC1 | AU1A | 2m External MiniSAS HD 8644/2xMiniSAS HD 8644 Y-Cable | 349
6413LC1 | AU8K | LeROM Validation | 0
6413LC1 | AUDS | Lenovo Storage 3.5" 4TB 7.2K NL-SAS HDD (14 pack) | 7519
6413LC1 | AUDT | Lenovo Storage 3.5" 6TB 7.2K NL-SAS HDD (14 pack) | 9609
6413LC1 | AUDU | Lenovo Storage 3.5" 8TB 7.2K NL-SAS HDD (14 pack) | 10919
6413LC1 | AUDV | Lenovo Storage D3284 High Density Expansion Enclosure | 11100
6413LC1 | AUE4 | Lenovo Storage 3.5" 10TB 7.2K NL-SAS HDD (14pack) | 14769
6413LC1 | AUF7 | External MiniSAS HD 8644/2xMiniSAS 8088 2M Y-Cable | 375
6413LC1 | AUJS | Lenovo Storage 12G High Density Exp SAS ESM/IO Module | 695
6413LC1 | AUJT | Lenovo Storage 12Gb High Density Rack Mount Kit-Rails 25"-33" | 199
6413LC1 | AUJY | External MiniSAS HD 8644/MiniSAS HD 8644 6M Cable | 249
6413LC1 | AUJZ | Lenovo Storage 3.5" 10TB 7.2K NL-SAS HDD | 1649
6413LC1 | AUK0 | Lenovo Storage 3.5" 8TB 7.2K NL-SAS HDD | 1399
6413LC1 | AUK1 | Lenovo Storage 3.5" 6TB 7.2K NL-SAS HDD | 1079
6413LC1 | AUK2 | Lenovo Storage 3.5" 4TB 7.2K NL-SAS HDD | 849
6413LC1 | AVFQ | 0.75m Green Cat5e Cable | 15
6413LC1 | AVFR | 1.0m Green Cat5e Cable | 19
6413LC1 | AVFS | 1.25m Green Cat5e Cable | 19
6413LC1 | AVFT | 0.75m Blue Cat5e Cable | 15
6413LC1 | AVFU | 1.0m Blue Cat5e Cable | 19
6413LC1 | AVFV | 1.25m Blue Cat5e Cable | 19
6413LC1 | AVFW | 0.75m Green Cat6 Cable | 19
6413LC1 | AVFX | 1.0m Green Cat6 Cable | 19
6413LC1 | AVFY | 1.25m Green Cat6 Cable | 19
6413LC1 | AVFZ | 1.5m Green Cat6 Cable | 19
6413LC1 | AVG0 | 3m Green Cat6 Cable | 25
6413LC1 | AVW7 | DSSG Solution | 0
6413LC1 | AXDY | Lenovo Storage 400GB 2.5" 10DWD Hybrid Tray SSD | 1599
6413LC1 | B106 | Lenovo Storage 3.5" 12TB 7.2K NL-SAS HDD (14pack) | 16389
6413LC1 | B107 | Lenovo Storage 3.5" 12TB 7.2K NL-SAS HDD | 2999
6413LC1 | B149 | Lenovo Storage 7.68TB 1DWD SAS SSD (2.5" in 3.5" Hybrid Tray) | 11999
6413LC1 | B14A | Lenovo Storage 3.84TB 1DWD SAS SSD (2.5" in 3.5" Hybrid Tray 1200.2) | 1649
6413LC1 | B4T6 | Lenovo Storage 14TB 7.2K 3.5" SAS HDD (14 pack) | 19449
6413LC1 | B4T7 | Lenovo Storage 14TB 7.2K 3.5" SAS HDD | 3199
6413LC1 | BAVK | Lenovo Storage 3DWD 800GB SAS SSD (2.5" in 3.5" Hybrid Tray) | 629
6413LC1 | BAVM | Lenovo Storage 3.5" 16TB 7.2K 3.5" SAS HDD (14 pack) | 23239
6413LC1 | BAVN | Lenovo Storage 3.5" 16TB 7.2K 3.5" SAS HDD | 1129
6415HC7 | 1772 | Capacity Scheduling Service | 0
6415HC7 | 2306 | Integration >1U Component | 125
6415HC7 | 2321 | Custom MFG SVCS Fee - Small Increment | 3
6415HC7 | 3801 | 0.6m Blue Cat5e Cable | 24
6415HC7 | 3802 | 1.5m Blue Cat5e Cable | 14
6415HC7 | 3803 | 3m Blue Cat5e Cable | 25
6415HC7 | 3804 | 10m Blue Cat5e Cable | 34
6415HC7 | 3805 | 25m Blue Cat5e Cable | 69
6415HC7 | 6201 | 1.5m, 10A/100-250V, C13 to IEC 320-C14 Rack Power Cable | 19
6415HC7 | 6204 | 2.8m, 10A/100-250V, C13 to IEC 320-C20 Rack Power Cable | 19
6415HC7 | 6207 | 4.3m, 10A/125V, C13 to NEMA 5-15P (US) Line Cord | 19
6415HC7 | 6263 | 4.3m, 10A/100-250V, C13 to IEC 320-C14 Rack Power Cable | 19
6415HC7 | 6568 | 1.8m, 10A/100-250V, 2xC13PM to IEC 320-C14 Rack Power Cable | 19
6415HC7 | 7831 | Customer Solution Center Services | 0
6415HC7 | 8067 | TAA Compliant Order | 0
6415HC7 | 8072 | General Racking Solution | 0
6415HC7 | 8971 | Integrate in manufacturing | 0
6415HC7 | 8972 | Ship Uninstalled (Safety) | 0
6415HC7 | A1MT | 10m Green Cat6 Cable | 49
6415HC7 | A1MW | 25m Green Cat6 Cable | 105
6415HC7 | A1RF | 2.8m, 10A/250V, C13 to NEMA 6-15P Line Cord | 15
6415HC7 | A5UA | Lenovo 1m MPO-4xLC OM3 MMF Breakout Cable | 279
6415HC7 | A5UB | Lenovo 3m MPO-4xLC OM3 MMF Breakout Cable | 329
6415HC7 | A5UC | Lenovo 5m MPO-4xLC OM3 MMF Breakout Cable | 379
6415HC7 | ASR5 | Lenovo 0.5m LC-LC OM3 MMF Cable | 24
6415HC7 | ASR6 | Lenovo 1m LC-LC OM3 MMF Cable | 24
6415HC7 | ASR7 | Lenovo 3m LC-LC OM3 MMF Cable | 24
6415HC7 | ASR8 | Lenovo 5m LC-LC OM3 MMF Cable | 29
6415HC7 | ASR9 | Lenovo 10m LC-LC OM3 MMF Cable | 39
6415HC7 | ASRA | Lenovo 15m LC-LC OM3 MMF Cable | 45
6415HC7 | ASRB | Lenovo 25m LC-LC OM3 MMF Cable | 54
6415HC7 | ASRC | Lenovo 30m LC-LC OM3 MMF Cable | 64
6415HC7 | AT2U | Lenovo 10m QSFP+ MPO-MPO OM3 MMF Cable | 169
6415HC7 | AT2V | Lenovo 30m QSFP+ MPO-MPO OM3 MMF Cable | 329
6415HC7 | AVFW | 0.75m Green Cat6 Cable | 19
6415HC7 | AVFX | 1.0m Green Cat6 Cable | 19
6415HC7 | AVFY | 1.25m Green Cat6 Cable | 19
6415HC7 | AVFZ | 1.5m Green Cat6 Cable | 19
6415HC7 | AVG0 | 3m Green Cat6 Cable | 25
6415HC7 | AVG4 | Lenovo DB620S 12-Port License (12 Transceivers, 32Gbps) | 11819
6415HC7 | AVG7 | Lenovo Mid-Mount Rack Kit | 799
6415HC7 | AVGB | Brocade FIPS 140-2 High Security Labels and Seals | 999
6415HC7 | AVGD | Brocade 32GB SWL SFP+ Transceiver (8-pack) | 10999
6415HC7 | AVGE | Brocade 32GB LWL SFP+ Transceiver | 6099
6415HC7 | AVGF | Brocade 32GB LWL SFP+ Transceiver (8-pack) | 46499
6415HC7 | AVGH | Brocade 4x16Gbps FC-Compliant SWL QSFP+ Transceiver | 2899
6415HC7 | B148 | Lenovo DB620S QSFP+ Port License V2 (4 Transceivers, 128Gbps) | 25599
6415HC7 | B26T | Brocade 128Gb (4x32Gbps) 2KM QSFP+ Transceiver | 15999
6415HC7 | B2P9 | Lenovo 0.5m LC-LC OM4 MMF Cable | 34
6415HC7 | B2PA | Lenovo 1m LC-LC OM4 MMF Cable | 29
6415HC7 | B2PB | Lenovo 3m LC-LC OM4 MMF Cable | 34
6415HC7 | B2PC | Lenovo 5m LC-LC OM4 MMF Cable | 44
6415HC7 | B2PD | Lenovo 10m LC-LC OM4 MMF Cable | 69
6415HC7 | B2PE | Lenovo 15m LC-LC OM4 MMF Cable | 79
6415HC7 | B2PF | Lenovo 25m LC-LC OM4 MMF Cable | 114
6415HC7 | B2PG | Lenovo 30m LC-LC OM4 MMF Cable | 129
6415HC7 | B6C3 | DB620S 12-Port SW License with 12x 16 Gbps SWL SFP+ Transceivers | 10499
6415HC7 | BCH2 | Lenovo ThinkSystem DB620S, 24 ports active /w 32Gb SWL SFP, 2 PS, Rail Kit (1yr) | 31019
6415HC7 | BF64 | Brocade Secure 16-Gb SWL SFP+ Transceiver | 1029
6415HC7 | BF65 | Brocade Secure 16-Gb SWL SFP+ Transceiver 8-pack | 7209
6415HC7 | BF66 | Brocade Secure 16-Gb LWL SFP+ Transceiver (10 km) | 4809
6415HC7 | BF67 | Brocade Secure 16-Gb LWL SFP+ Transceiver (10 km) 8-pack | 33799
6415HC7 | BF68 | Brocade Secure 16-Gb ELWL SFP+ Transceiver (25 km) | 12269
6415HC7 | BF69 | Brocade Secure 32-Gb SWL SFP+ Transceiver | 1709
6415HC7 | BF6A | Brocade Secure 32-Gb SWL SFP+ Transceiver 8-pack | 11719
6415HC7 | BF6B | Brocade Secure 32-Gb LWL SFP+ Transceiver (10 km) | 6429
6415HC7 | BF6C | Brocade Secure 32-Gb LWL SFP+ Transceiver (10 km) 8-pack | 44249
6415HC7 | BF6D | Brocade Secure 32-Gb ELWL SFP+ Transceiver (25 km) | 15889
6415HC7 | BF6E | Brocade Secure 10-Gb FC LWL SFP+ Transceiver (10 km) | 2909
6415HC7 | BF6F | Brocade Secure 10-Gb FC SWL SFP+ Transceiver | 929
6415HC7 | BF6G | Brocade Secure 128-Gb (4x 32Gb/s) SWL QSFP+ | 11369
6415HC8 | 2306 | Integration >1U Component | 125
6415HC8 | 2321 | Custom MFG SVCS Fee - Small Increment | 3
6415HC8 | 3801 | 0.6m Blue Cat5e Cable | 24
6415HC8 | 3802 | 1.5m Blue Cat5e Cable | 14
6415HC8 | 3803 | 3m Blue Cat5e Cable | 25
6415HC8 | 3804 | 10m Blue Cat5e Cable | 34
6415HC8 | 3805 | 25m Blue Cat5e Cable | 69
6415HC8 | 6201 | 1.5m, 10A/100-250V, C13 to IEC 320-C14 Rack Power Cable | 19
6415HC8 | 6204 | 2.8m, 10A/100-250V, C13 to IEC 320-C20 Rack Power Cable | 19
6415HC8 | 6207 | 4.3m, 10A/125V, C13 to NEMA 5-15P (US) Line Cord | 19
6415HC8 | 6263 | 4.3m, 10A/100-250V, C13 to IEC 320-C14 Rack Power Cable | 19
6415HC8 | 6311 | 2.8m, 10A/100-250V, C13 to IEC 320-C14 Rack Power Cable | 9
6415HC8 | 6568 | 1.8m, 10A/100-250V, 2xC13PM to IEC 320-C14 Rack Power Cable | 19
6415HC8 | 7831 | Customer Solution Center Services | 0
6415HC8 | 8067 | TAA Compliant Order | 0
6415HC8 | 8072 | General Racking Solution | 0
6415HC8 | 8971 | Integrate in manufacturing | 0
6415HC8 | 8972 | Ship Uninstalled (Safety) | 0
6415HC8 | A1MT | 10m Green Cat6 Cable | 49
6415HC8 | A1MW | 25m Green Cat6 Cable | 105
6415HC8 | A1RF | 2.8m, 10A/250V, C13 to NEMA 6-15P Line Cord | 15
6415HC8 | A5UA | Lenovo 1m MPO-4xLC OM3 MMF Breakout Cable | 279
6415HC8 | A5UB | Lenovo 3m MPO-4xLC OM3 MMF Breakout Cable | 329
6415HC8 | A5UC | Lenovo 5m MPO-4xLC OM3 MMF Breakout Cable | 379
6415HC8 | ASR5 | Lenovo 0.5m LC-LC OM3 MMF Cable | 24
6415HC8 | ASR6 | Lenovo 1m LC-LC OM3 MMF Cable | 24
6415HC8 | ASR7 | Lenovo 3m LC-LC OM3 MMF Cable | 24
6415HC8 | ASR8 | Lenovo 5m LC-LC OM3 MMF Cable | 29
6415HC8 | ASR9 | Lenovo 10m LC-LC OM3 MMF Cable | 39
6415HC8 | ASRA | Lenovo 15m LC-LC OM3 MMF Cable | 45
6415HC8 | ASRB | Lenovo 25m LC-LC OM3 MMF Cable | 54
6415HC8 | ASRC | Lenovo 30m LC-LC OM3 MMF Cable | 64
6415HC8 | AT2U | Lenovo 10m QSFP+ MPO-MPO OM3 MMF Cable | 169
6415HC8 | AT2V | Lenovo 30m QSFP+ MPO-MPO OM3 MMF Cable | 329
6415HC8 | AVFW | 0.75m Green Cat6 Cable | 19
6415HC8 | AVFX | 1.0m Green Cat6 Cable | 19
6415HC8 | AVFY | 1.25m Green Cat6 Cable | 19
6415HC8 | AVFZ | 1.5m Green Cat6 Cable | 19
6415HC8 | AVG0 | 3m Green Cat6 Cable | 25
6415HC8 | AVGB | Brocade FIPS 140-2 High Security Labels and Seals | 999
6415HC8 | AVGD | Brocade 32GB SWL SFP+ Transceiver (8-pack) | 10999
6415HC8 | AVGE | Brocade 32GB LWL SFP+ Transceiver | 6099
6415HC8 | AVGF | Brocade 32GB LWL SFP+ Transceiver (8-pack) | 46499
6415HC8 | AVGH | Brocade 4x16Gbps FC-Compliant SWL QSFP+ Transceiver | 2899
6415HC8 | B148 | Lenovo DB620S QSFP+ Port License V2 (4 Transceivers, 128Gbps) | 25599
6415HC8 | B26T | Brocade 128Gb (4x32Gbps) 2KM QSFP+ Transceiver | 15999
6415HC8 | B2P9 | Lenovo 0.5m LC-LC OM4 MMF Cable | 34
6415HC8 | B2PA | Lenovo 1m LC-LC OM4 MMF Cable | 29
6415HC8 | B2PB | Lenovo 3m LC-LC OM4 MMF Cable | 34
6415HC8 | B2PC | Lenovo 5m LC-LC OM4 MMF Cable | 44
6415HC8 | B2PD | Lenovo 10m LC-LC OM4 MMF Cable | 69
6415HC8 | B2PE | Lenovo 15m LC-LC OM4 MMF Cable | 79
6415HC8 | B2PF | Lenovo 25m LC-LC OM4 MMF Cable | 114
6415HC8 | B2PG | Lenovo 30m LC-LC OM4 MMF Cable | 129
6415HC8 | BCH3 | Lenovo ThinkSystem DB620S, 48 ports active /w 32Gb SWL SFP, 2 PS, Rail kit, Enterprise SW Bundle (1yr) | 72289
6415HC8 | BF64 | Brocade Secure 16-Gb SWL SFP+ Transceiver | 1029
6415HC8 | BF65 | Brocade Secure 16-Gb SWL SFP+ Transceiver 8-pack | 7209
6415HC8 | BF66 | Brocade Secure 16-Gb LWL SFP+ Transceiver (10 km) | 4809
6415HC8 | BF67 | Brocade Secure 16-Gb LWL SFP+ Transceiver (10 km) 8-pack | 33799
6415HC8 | BF68 | Brocade Secure 16-Gb ELWL SFP+ Transceiver (25 km) | 12269
6415HC8 | BF69 | Brocade Secure 32-Gb SWL SFP+ Transceiver | 1709
6415HC8 | BF6A | Brocade Secure 32-Gb SWL SFP+ Transceiver 8-pack | 11719
6415HC8 | BF6B | Brocade Secure 32-Gb LWL SFP+ Transceiver (10 km) | 6429
6415HC8 | BF6C | Brocade Secure 32-Gb LWL SFP+ Transceiver (10 km) 8-pack | 44249
6415HC8 | BF6D | Brocade Secure 32-Gb ELWL SFP+ Transceiver (25 km) | 15889
6415HC8 | BF6E | Brocade Secure 10-Gb FC LWL SFP+ Transceiver (10 km) | 2909
6415HC8 | BF6F | Brocade Secure 10-Gb FC SWL SFP+ Transceiver | 929
6415HC8 | BF6G | Brocade Secure 128-Gb (4x 32Gb/s) SWL QSFP+ | 11369
6415HC9 | 2306 | Integration >1U Component | 125
6415HC9 | 2321 | Custom MFG SVCS Fee - Small Increment | 3
6415HC9 | 3802 | 1.5m Blue Cat5e Cable | 14
6415HC9 | 3803 | 3m Blue Cat5e Cable | 25
6415HC9 | 3804 | 10m Blue Cat5e Cable | 34
6415HC9 | 3805 | 25m Blue Cat5e Cable | 69
6415HC9 | 6201 | 1.5m, 10A/100-250V, C13 to IEC 320-C14 Rack Power Cable | 19
6415HC9 | 6204 | 2.8m, 10A/100-250V, C13 to IEC 320-C20 Rack Power Cable | 19
6415HC9 | 6207 | 4.3m, 10A/125V, C13 to NEMA 5-15P (US) Line Cord | 19
6415HC9 | 6263 | 4.3m, 10A/100-250V, C13 to IEC 320-C14 Rack Power Cable | 19
6415HC9 | 6568 | 1.8m, 10A/100-250V, 2xC13PM to IEC 320-C14 Rack Power Cable | 19
6415HC9 | 7831 | Customer Solution Center Services | 0
6415HC9 | 8067 | TAA Compliant Order | 0
6415HC9 | 8072 | General Racking Solution | 0
6415HC9 | 8971 | Integrate in manufacturing | 0
6415HC9 | 8972 | Ship Uninstalled (Safety) | 0
6415HC9 | A1MT | 10m Green Cat6 Cable | 49
6415HC9 | A1MW | 25m Green Cat6 Cable | 105
6415HC9 | A1RF | 2.8m, 10A/250V, C13 to NEMA 6-15P Line Cord | 15
6415HC9 | A5UA | Lenovo 1m MPO-4xLC OM3 MMF Breakout Cable | 279
6415HC9 | A5UB | Lenovo 3m MPO-4xLC OM3 MMF Breakout Cable | 329
6415HC9 | A5UC | Lenovo 5m MPO-4xLC OM3 MMF Breakout Cable | 379
6415HC9 | ASR5 | Lenovo 0.5m LC-LC OM3 MMF Cable | 24
6415HC9 | ASR6 | Lenovo 1m LC-LC OM3 MMF Cable | 24
6415HC9 | ASR7 | Lenovo 3m LC-LC OM3 MMF Cable | 24
6415HC9 | ASR8 | Lenovo 5m LC-LC OM3 MMF Cable | 29
6415HC9 | ASR9 | Lenovo 10m LC-LC OM3 MMF Cable | 39
6415HC9 | ASRA | Lenovo 15m LC-LC OM3 MMF Cable | 45
6415HC9 | ASRB | Lenovo 25m LC-LC OM3 MMF Cable | 54
6415HC9 | ASRC | Lenovo 30m LC-LC OM3 MMF Cable | 64
6415HC9 | AT2U | Lenovo 10m QSFP+ MPO-MPO OM3 MMF Cable | 169
6415HC9 | AT2V | Lenovo 30m QSFP+ MPO-MPO OM3 MMF Cable | 329
6415HC9 | AVFW | 0.75m Green Cat6 Cable | 19
6415HC9 | AVFX | 1.0m Green Cat6 Cable | 19
6415HC9 | AVFY | 1.25m Green Cat6 Cable | 19
6415HC9 | AVFZ | 1.5m Green Cat6 Cable | 19
6415HC9 | AVG0 | 3m Green Cat6 Cable | 25
6415HC9 | AVG4 | Lenovo DB620S 12-Port License (12 Transceivers, 32Gbps) | 11819
6415HC9 | AVG7 | Lenovo Mid-Mount Rack Kit | 799
6415HC9 | AVGB | Brocade FIPS 140-2 High Security Labels and Seals | 999
6415HC9 | AVGD | Brocade 32GB SWL SFP+ Transceiver (8-pack) | 10999
6415HC9 | AVGE | Brocade 32GB LWL SFP+ Transceiver | 6099
6415HC9 | AVGF | Brocade 32GB LWL SFP+ Transceiver (8-pack) | 46499
6415HC9 | AVGH | Brocade 4x16Gbps FC-Compliant SWL QSFP+ Transceiver | 2899
6415HC9 | B148 | Lenovo DB620S QSFP+ Port License V2 (4 Transceivers, 128Gbps) | 25599
6415HC9 | B26T | Brocade 128Gb (4x32Gbps) 2KM QSFP+ Transceiver | 15999
6415HC9 | B2P9 | Lenovo 0.5m LC-LC OM4 MMF Cable | 34
6415HC9 | B2PA | Lenovo 1m LC-LC OM4 MMF Cable | 29
6415HC9 | B2PB | Lenovo 3m LC-LC OM4 MMF Cable | 34
6415HC9 | B2PC | Lenovo 5m LC-LC OM4 MMF Cable | 44
6415HC9 | B2PD | Lenovo 10m LC-LC OM4 MMF Cable | 69
6415HC9 | B2PE | Lenovo 15m LC-LC OM4 MMF Cable | 79
6415HC9 | B2PF | Lenovo 25m LC-LC OM4 MMF Cable | 114
6415HC9 | B2PG | Lenovo 30m LC-LC OM4 MMF Cable | 129
6415HC9 | B6C3 | DB620S 12-Port SW License with 12x 16 Gbps SWL SFP+ Transceivers | 10499
6415HC9 | BCH4 | Lenovo ThinkSystem DB620S, 24 ports active /w 16Gb SWL SFP, 2 PS, Rail Kit (1yr) | 29469
6415HC9 | BF64 | Brocade Secure 16-Gb SWL SFP+ Transceiver | 1029
6415HC9 | BF65 | Brocade Secure 16-Gb SWL SFP+ Transceiver 8-pack | 7209
6415HC9 | BF66 | Brocade Secure 16-Gb LWL SFP+ Transceiver (10 km) | 4809
6415HC9 | BF67 | Brocade Secure 16-Gb LWL SFP+ Transceiver (10 km) 8-pack | 33799
6415HC9 | BF68 | Brocade Secure 16-Gb ELWL SFP+ Transceiver (25 km) | 12269
6415HC9 | BF69 | Brocade Secure 32-Gb SWL SFP+ Transceiver | 1709
6415HC9 | BF6A | Brocade Secure 32-Gb SWL SFP+ Transceiver 8-pack | 11719
6415HC9 | BF6B | Brocade Secure 32-Gb LWL SFP+ Transceiver (10 km) | 6429
6415HC9 | BF6C | Brocade Secure 32-Gb LWL SFP+ Transceiver (10 km) 8-pack | 44249
6415HC9 | BF6D | Brocade Secure 32-Gb ELWL SFP+ Transceiver (25 km) | 15889
6415HC9 | BF6E | Brocade Secure 10-Gb FC LWL SFP+ Transceiver (10 km) | 2909
6415HC9 | BF6F | Brocade Secure 10-Gb FC SWL SFP+ Transceiver | 929
6415HC9 | BF6G | Brocade Secure 128-Gb (4x 32Gb/s) SWL QSFP+ | 11369
6559HC4 | 2306 | Integration >1U Component | 125
6559HC4 | 2321 | Custom MFG SVCS Fee - Small Increment | 3
6559HC4 | 3801 | 0.6m Blue Cat5e Cable | 24
6559HC4 | 3802 | 1.5m Blue Cat5e Cable | 14
6559HC4 | 3803 | 3m Blue Cat5e Cable | 25
6559HC4 | 3804 | 10m Blue Cat5e Cable | 34
6559HC4 | 3805 | 25m Blue Cat5e Cable | 69
6559HC4 | 6201 | 1.5m, 10A/100-250V, C13 to IEC 320-C14 Rack Power Cable | 19
6559HC4 | 6204 | 2.8m, 10A/100-250V, C13 to IEC 320-C20 Rack Power Cable | 19
6559HC4 | 6207 | 4.3m, 10A/125V, C13 to NEMA 5-15P (US) Line Cord | 19
6559HC4 | 6263 | 4.3m, 10A/100-250V, C13 to IEC 320-C14 Rack Power Cable | 19
6559HC4 | 6311 | 2.8m, 10A/100-250V, C13 to IEC 320-C14 Rack Power Cable | 9
6559HC4 | 6568 | 1.8m, 10A/100-250V, 2xC13PM to IEC 320-C14 Rack Power Cable | 19
6559HC4 | 7831 | Customer Solution Center Services | 0
6559HC4 | 8067 | TAA Compliant Order | 0
6559HC4 | 8072 | General Racking Solution | 0
6559HC4 | 8971 | Integrate in manufacturing | 0
6559HC4 | 8972 | Ship Uninstalled (Safety) | 0
6559HC4 | A1MT | 10m Green Cat6 Cable | 49
6559HC4 | A1MW | 25m Green Cat6 Cable | 105
6559HC4 | A1RF | 2.8m, 10A/250V, C13 to NEMA 6-15P Line Cord | 15
6559HC4 | ASR5 | Lenovo 0.5m LC-LC OM3 MMF Cable | 24
6559HC4 | ASR6 | Lenovo 1m LC-LC OM3 MMF Cable | 24
6559HC4 | ASR7 | Lenovo 3m LC-LC OM3 MMF Cable | 24
6559HC4 | ASR8 | Lenovo 5m LC-LC OM3 MMF Cable | 29
6559HC4 | ASR9 | Lenovo 10m LC-LC OM3 MMF Cable | 39
6559HC4 | ASRA | Lenovo 15m LC-LC OM3 MMF Cable | 45
6559HC4 | ASRB | Lenovo 25m LC-LC OM3 MMF Cable | 54
6559HC4 | ASRC | Lenovo 30m LC-LC OM3 MMF Cable | 64
6559HC4 | AVFW | 0.75m Green Cat6 Cable | 19
6559HC4 | AVFX | 1.0m Green Cat6 Cable | 19
6559HC4 | AVFY | 1.25m Green Cat6 Cable | 19
6559HC4 | AVFZ | 1.5m Green Cat6 Cable | 19
6559HC4 | AVG0 | 3m Green Cat6 Cable | 25
6559HC4 | AVGD | Brocade 32GB SWL SFP+ Transceiver (8-pack) | 10999
6559HC4 | AVGE | Brocade 32GB LWL SFP+ Transceiver | 6099
6559HC4 | AVGF | Brocade 32GB LWL SFP+ Transceiver (8-pack) | 46499
6559HC4 | AX4D | Lenovo DB610S MID-MOUNT (TELCO) RACK KIT | 199
6559HC4 | B2P9 | Lenovo 0.5m LC-LC OM4 MMF Cable | 34
6559HC4 | B2PA | Lenovo 1m LC-LC OM4 MMF Cable | 29
6559HC4 | B2PB | Lenovo 3m LC-LC OM4 MMF Cable | 34
6559HC4 | B2PC | Lenovo 5m LC-LC OM4 MMF Cable | 44
6559HC4 | B2PD | Lenovo 10m LC-LC OM4 MMF Cable | 69
6559HC4 | B2PE | Lenovo 15m LC-LC OM4 MMF Cable | 79
6559HC4 | B2PF | Lenovo 25m LC-LC OM4 MMF Cable | 114
6559HC4 | B2PG | Lenovo 30m LC-LC OM4 MMF Cable | 129
6559HC4 | B4QB | Lenovo ThinkSystem DB610S Gen6 FC Switch 24x16Gb SWL SFP (E.bundle) (1yr) | 14299
6559HC4 | BF64 | Brocade Secure 16-Gb SWL SFP+ Transceiver | 1029
6559HC4 | BF65 | Brocade Secure 16-Gb SWL SFP+ Transceiver 8-pack | 7209
6559HC4 | BF66 | Brocade Secure 16-Gb LWL SFP+ Transceiver (10 km) | 4809
6559HC4 | BF67 | Brocade Secure 16-Gb LWL SFP+ Transceiver (10 km) 8-pack | 33799
6559HC4 | BF68 | Brocade Secure 16-Gb ELWL SFP+ Transceiver (25 km) | 12269
6559HC4 | BF69 | Brocade Secure 32-Gb SWL SFP+ Transceiver | 1709
6559HC4 | BF6A | Brocade Secure 32-Gb SWL SFP+ Transceiver 8-pack | 11719
6559HC4 | BF6B | Brocade Secure 32-Gb LWL SFP+ Transceiver (10 km) | 6429
6559HC4 | BF6C | Brocade Secure 32-Gb LWL SFP+ Transceiver (10 km) 8-pack | 44249
6559HC4 | BF6D | Brocade Secure 32-Gb ELWL SFP+ Transceiver (25 km) | 15889
6559HC5 | 2306 | Integration >1U Component | 125
6559HC5 | 2321 | Custom MFG SVCS Fee - Small Increment | 3
6559HC5 | 3801 | 0.6m Blue Cat5e Cable | 24
6559HC5 | 3802 | 1.5m Blue Cat5e Cable | 14
6559HC5 | 3803 | 3m Blue Cat5e Cable | 25
6559HC5 | 3804 | 10m Blue Cat5e Cable | 34
6559HC5 | 3805 | 25m Blue Cat5e Cable | 69
6559HC5 | 6201 | 1.5m, 10A/100-250V, C13 to IEC 320-C14 Rack Power Cable | 19
6559HC5 | 6204 | 2.8m, 10A/100-250V, C13 to IEC 320-C20 Rack Power Cable | 19
6559HC5 | 6207 | 4.3m, 10A/125V, C13 to NEMA 5-15P (US) Line Cord | 19
6559HC5 | 6263 | 4.3m, 10A/100-250V, C13 to IEC 320-C14 Rack Power Cable | 19
6559HC5 | 6311 | 2.8m, 10A/100-250V, C13 to IEC 320-C14 Rack Power Cable | 9
6559HC5 | 6568 | 1.8m, 10A/100-250V, 2xC13PM to IEC 320-C14 Rack Power Cable | 19
6559HC5 | 7831 | Customer Solution Center Services | 0
6559HC5 | 8067 | TAA Compliant Order | 0
6559HC5 | 8072 | General Racking Solution | 0
6559HC5 | 8971 | Integrate in manufacturing | 0
6559HC5 | 8972 | Ship Uninstalled (Safety) | 0
6559HC5 | A1MT | 10m Green Cat6 Cable | 49
6559HC5 | A1MW | 25m Green Cat6 Cable | 105
6559HC5 | A1RF | 2.8m, 10A/250V, C13 to NEMA 6-15P Line Cord | 15
6559HC5 | ASR5 | Lenovo 0.5m LC-LC OM3 MMF Cable | 24
6559HC5 | ASR6 | Lenovo 1m LC-LC OM3 MMF Cable | 24
6559HC5 | ASR7 | Lenovo 3m LC-LC OM3 MMF Cable | 24
6559HC5 | ASR8 | Lenovo 5m LC-LC OM3 MMF Cable | 29
6559HC5 | ASR9 | Lenovo 10m LC-LC OM3 MMF Cable | 39
6559HC5 | ASRA | Lenovo 15m LC-LC OM3 MMF Cable | 45
6559HC5 | ASRB | Lenovo 25m LC-LC OM3 MMF Cable | 54
6559HC5 | ASRC | Lenovo 30m LC-LC OM3 MMF Cable | 64
6559HC5 | AVFW | 0.75m Green Cat6 Cable | 19
6559HC5 | AVFX | 1.0m Green Cat6 Cable | 19
6559HC5 | AVFY | 1.25m Green Cat6 Cable | 19
6559HC5 | AVFZ | 1.5m Green Cat6 Cable | 19
6559HC5 | AVG0 | 3m Green Cat6 Cable | 25
6559HC5 | AVGD | Brocade 32GB SWL SFP+ Transceiver (8-pack) | 10999
6559HC5 | AVGE | Brocade 32GB LWL SFP+ Transceiver | 6099
6559HC5 | AVGF | Brocade 32GB LWL SFP+ Transceiver (8-pack) | 46499
6559HC5 | AVUK | Lenovo DB610S 8 PORT-ON-DEMAND License with 8 X 16G SWL SFP's | 5219
6559HC5 | AX4D | Lenovo DB610S MID-MOUNT (TELCO) RACK KIT | 199
6559HC5 | B2P9 | Lenovo 0.5m LC-LC OM4 MMF Cable | 34
6559HC5 | B2PA | Lenovo 1m LC-LC OM4 MMF Cable | 29
6559HC5 | B2PB | Lenovo 3m LC-LC OM4 MMF Cable | 34
6559HC5 | B2PC | Lenovo 5m LC-LC OM4 MMF Cable | 44
6559HC5 | B2PD | Lenovo 10m LC-LC OM4 MMF Cable | 69
6559HC5 | B2PE | Lenovo 15m LC-LC OM4 MMF Cable | 79
6559HC5 | B2PF | Lenovo 25m LC-LC OM4 MMF Cable | 114
6559HC5 | B2PG | Lenovo 30m LC-LC OM4 MMF Cable | 129
6559HC5 | B4QC | Lenovo ThinkSystem DB610S Gen6 FC Switch 8x16Gb SWL SFP (1yr) | 5499
6559HC5 | BCA5 | Lenovo DB610S 8 PORT-ON-DEMAND License with 8 X 32G SWL SFPs | 9649
6559HC5 | BF64 | Brocade Secure 16-Gb SWL SFP+ Transceiver | 1029
6559HC5 | BF65 | Brocade Secure 16-Gb SWL SFP+ Transceiver 8-pack | 7209
6559HC5 | BF66 | Brocade Secure 16-Gb LWL SFP+ Transceiver (10 km) | 4809
6559HC5 | BF67 | Brocade Secure 16-Gb LWL SFP+ Transceiver (10 km) 8-pack | 33799
6559HC5 | BF68 | Brocade Secure 16-Gb ELWL SFP+ Transceiver (25 km) | 12269
6559HC5 | BF69 | Brocade Secure 32-Gb SWL SFP+ Transceiver | 1709
6559HC5 | BF6A | Brocade Secure 32-Gb SWL SFP+ Transceiver 8-pack | 11719
6559HC5 | BF6B | Brocade Secure 32-Gb LWL SFP+ Transceiver (10 km) | 6429
6559HC5 | BF6C | Brocade Secure 32-Gb LWL SFP+ Transceiver (10 km) 8-pack | 44249
6559HC5 | BF6D | Brocade Secure 32-Gb ELWL SFP+ Transceiver (25 km) | 15889
6559HC7 | 2306 | Integration >1U Component | 125
6559HC7 | 2321 | Custom MFG SVCS Fee - Small Increment | 3
6559HC7 | 3801 | 0.6m Blue Cat5e Cable | 24
6559HC7 | 3802 | 1.5m Blue Cat5e Cable | 14
6559HC7 | 3803 | 3m Blue Cat5e Cable | 25
6559HC7 | 3804 | 10m Blue Cat5e Cable | 34
6559HC7 | 3805 | 25m Blue Cat5e Cable | 69
6559HC7 | 6201 | 1.5m, 10A/100-250V, C13 to IEC 320-C14 Rack Power Cable | 19
6559HC7 | 6204 | 2.8m, 10A/100-250V, C13 to IEC 320-C20 Rack Power Cable | 19
6559HC7 | 6207 | 4.3m, 10A/125V, C13 to NEMA 5-15P (US) Line Cord | 19
6559HC7 | 6263 | 4.3m, 10A/100-250V, C13 to IEC 320-C14 Rack Power Cable | 19
6559HC7 | 6311 | 2.8m, 10A/100-250V, C13 to IEC 320-C14 Rack Power Cable | 9
6559HC7 | 6568 | 1.8m, 10A/100-250V, 2xC13PM to IEC 320-C14 Rack Power Cable | 19
6559HC7 | 7831 | Customer Solution Center Services | 0
6559HC7 | 8067 | TAA Compliant Order | 0
6559HC7 | A1MT | 10m Green Cat6 Cable | 49
6559HC7 | A1MW | 25m Green Cat6 Cable | 105
6559HC7 | A1RF | 2.8m, 10A/250V, C13 to NEMA 6-15P Line Cord | 15
6559HC7 | ASR5 | Lenovo 0.5m LC-LC OM3 MMF Cable | 24
6559HC7 | ASR6 | Lenovo 1m LC-LC OM3 MMF Cable | 24
6559HC7 | ASR7 | Lenovo 3m LC-LC OM3 MMF Cable | 24
6559HC7 | ASR8 | Lenovo 5m LC-LC OM3 MMF Cable | 29
6559HC7 | ASR9 | Lenovo 10m LC-LC OM3 MMF Cable | 39
6559HC7 | ASRA | Lenovo 15m LC-LC OM3 MMF Cable | 45
6559HC7 | ASRB | Lenovo 25m LC-LC OM3 MMF Cable | 54
6559HC7 | ASRC | Lenovo 30m LC-LC OM3 MMF Cable | 64
6559HC7 | AVFW | 0.75m Green Cat6 Cable | 19
6559HC7 | AVFX | 1.0m Green Cat6 Cable | 19
6559HC7 | AVFY | 1.25m Green Cat6 Cable | 19
6559HC7 | AVFZ | 1.5m Green Cat6 Cable | 19
6559HC7 | AVG0 | 3m Green Cat6 Cable | 25
6559HC7 | AVGD | Brocade 32GB SWL SFP+ Transceiver (8-pack) | 10999
6559HC7 | AVGE | Brocade 32GB LWL SFP+ Transceiver | 6099
6559HC7 | AVGF | Brocade 32GB LWL SFP+ Transceiver (8-pack) | 46499
6559HC7 | AVUK | Lenovo DB610S 8 PORT-ON-DEMAND License with 8 X 16G SWL SFP's | 5219
6559HC7 | AX4D | Lenovo DB610S MID-MOUNT (TELCO) RACK KIT | 199
6559HC7 | B2P9 | Lenovo 0.5m LC-LC OM4 MMF Cable | 34
6559HC7 | B2PA | Lenovo 1m LC-LC OM4 MMF Cable | 29
6559HC7 | B2PB | Lenovo 3m LC-LC OM4 MMF Cable | 34
6559HC7 | B2PC | Lenovo 5m LC-LC OM4 MMF Cable | 44
6559HC7 | B2PD | Lenovo 10m LC-LC OM4 MMF Cable | 69
6559HC7 | B2PE | Lenovo 15m LC-LC OM4 MMF Cable | 79
6559HC7 | B2PF | Lenovo 25m LC-LC OM4 MMF Cable | 114
6559HC7 | B2PG | Lenovo 30m LC-LC OM4 MMF Cable | 129
6559HC7 | BCA4 | Lenovo ThinkSystem DB610S, 8x32Gb SWL SFP, 1 PS, rail kit (1yr) | 12049
6559HC7 | BCA5 | Lenovo DB610S 8 PORT-ON-DEMAND License with 8 X 32G SWL SFPs | 9649
6559HC7 | BF64 | Brocade Secure 16-Gb SWL SFP+ Transceiver | 1029
6559HC7 | BF65 | Brocade Secure 16-Gb SWL SFP+ Transceiver 8-pack | 7209
6559HC7 | BF66 | Brocade Secure 16-Gb LWL SFP+ Transceiver (10 km) | 4809
6559HC7 | BF67 | Brocade Secure 16-Gb LWL SFP+ Transceiver (10 km) 8-pack | 33799
6559HC7 | BF68 | Brocade Secure 16-Gb ELWL SFP+ Transceiver (25 km) | 12269
6559HC7 | BF69 | Brocade Secure 32-Gb SWL SFP+ Transceiver | 1709
6559HC7 | BF6A | Brocade Secure 32-Gb SWL SFP+ Transceiver 8-pack | 11719
6559HC7 | BF6B | Brocade Secure 32-Gb LWL SFP+ Transceiver (10 km) | 6429
6559HC7 | BF6C | Brocade Secure 32-Gb LWL SFP+ Transceiver (10 km) 8-pack | 44249
6559HC7 | BF6D | Brocade Secure 32-Gb ELWL SFP+ Transceiver (25 km) | 15889
6741L1U | 8067 | TAA Compliant Order | 0
6741L1U | AS0Y | Mini-SAS/Mini-SAS 4x Interposer (from HBA with SFF-8088 to max 4 cables with SFF-8088) | 349
6741L1U | AS0Z | 2 m Mini-SAS/Mini-SAS 1x Cable (host SFF-8088 to target SFF-8088) | 111
6741L1U | AS10 | HD-SAS Cable to Mini-SAS | 140
6741L1U | AS12 | Y SAS HD to Mini-SAS Cable | 195
6741L1U | AS1E | Ultrium Cleaning Cartridge L1 UCC | 65
6741L1U | AS24 | Ultrium 6 Data Cartridges 5-Pack | 695
6741L1U | AS29 | 2.8m, 10A/120V, C13 to NEMA 5-15P (US) Line Cord | 19
6741L1U | AS2A | 2.8m, 10A/230V, C13 to CEE7-VII (Europe) Line Cord | 19
6741L1U | AS2B | 2.8m, 10A/230V, C13 to DK2-5a (Denmark) Line Cord | 19
6741L1U | AS2C | 2.8m, 10A/230V, C13 to BS 1363/A (UK) Line Cord | 19
6741L1U | AS2D | 2.8m, 10A/230V, C13 to SI 32 (Israel) Line Cord | 19
6741L1U | AS2E | 2.8m, 10A/230V, C13 to SEV 1011-S24507 (Sws) Line Cord | 19
6741L1U | AS2F | 2.8m, 10A/230V, C13 to SABS 164 (South Africa) Line Cord | 19
6741L1U | AS2G | 2.8m, 10A/230V, C13 to CEI 23-16 (Italy) Line Cord | 19
6741L1U | AS2H | 2.8m, 10A/230V, C13 to AS/NZS 3112 (Aus/NZ) Line Cord | 19
6741L1U | AS2J | 2.8m, 10A/208V, C13 to NEMA 6-15P (US) Line Cord | 19
6741L1U | AS2K | 2.8m, 10A/220V, C13 to IRAM 2073 (Argentina) Line Cord | 19
6741L1U | AS2L | 2.8m, 10A/220V, C13 to CNS 10917-3 (Taiwan) Line Cord | 19
6741L1U | AS2M | 2.8m, 10A/220V, C13 to GB 2099.1 (China) Line Cord | 19
6741L1U | AS2N | 2.8m, 10A/110V, C13 to CNS 10917-3 (Taiwan) Line Cord | 19
6741L1U | AS2P | 2.8m, 12A/100V, C13 to JIS C-8303 (Japan) Line Cord | 19
6741L1U | AS2Q | 2.8m, 12A/220V, C13 to KSC 8305 (S. Korea) Line Cord | 19
6741L1U | AS2R | 2.8m, 10A/240V, C13 to IS 6538 (India) Line Cord | 19
6741L1U | AS2T | 2.8m, 10A/220V, C13 to NBR 6147 (Brazil) Line Cord | 19
6741L1U | AS2U | 4.3m, 10A/100-250V, C13 to IEC 320-C14 Rack Power Cable | 19
6741L1U | ATNZ | Ultrium 7 Data Cartridges 5-Pack | 1449
6741L1U | B16H | IBM TS4300 3U Tape Library-Base Unit | 6240
6741L1U | B16K | Additional Power Supply | 909
6741L1U | B16M | 10m LC/LC Fibre Cable | 59
6741L1U | B16N | Rack Mount Kit | 419
6741L1U | B16P | Right Side Magazine | 849
6741L1U | B16Q | Left Side Magazine | 849
6741L1U | B16R | Fibre Tape Drive Support (Wrap Tool) | 259
6741L1U | B16S | SAS Tape Drive Support (Wrap Tool) | 259
6741L1U | B16T | LTO 6 HH Fibre Channel Drive | 4839
6741L1U | B16U | LTO 6 HH SAS Drive | 4609
6741L1U | B16V | LTO 6 FH Fibre Channel Drive | 7789
6741L1U | B16W | LTO 7 HH Fibre Channel Drive | 6119
6741L1U | B16X | LTO 7 HH SAS Drive | 5869
6741L1U | B16Y | LTO 7 FH Fibre Channel Drive | 8415
6741L1U | B1ER | LTO 8 HH Fibre Channel Drive | 6609
6741L1U | B1ES | LTO 8 HH SAS Drive | 6339
6741L1U | B1ET | LTO 8 FH Fibre Channel Drive | 9085
6741L1U | B1EW | Ultrium 8 Data Cartridges 5-Pack | 2409
6741L1U | B21P | 6741 Path Failover | 3379
6741L1U | B21Q | 6741 LTO Library Managed Encryption | 3749
6741L3U | 8067 | TAA Compliant Order | 0
6741L3U | AS0Y | Mini-SAS/Mini-SAS 4x Interposer (from HBA with SFF-8088 to max 4 cables with SFF-8088) | 349
6741L3U | AS0Z | 2 m Mini-SAS/Mini-SAS 1x Cable (host SFF-8088 to target SFF-8088) | 111
6741L3U | AS10 | HD-SAS Cable to Mini-SAS | 140
6741L3U | AS12 | Y SAS HD to Mini-SAS Cable | 195
6741L3U | AS1E | Ultrium Cleaning Cartridge L1 UCC | 65
6741L3U | AS24 | Ultrium 6 Data Cartridges 5-Pack | 695
6741L3U | AS29 | 2.8m, 10A/120V, C13 to NEMA 5-15P (US) Line Cord | 19
6741L3U | AS2A | 2.8m, 10A/230V, C13 to CEE7-VII (Europe) Line Cord | 19
6741L3U | AS2B | 2.8m, 10A/230V, C13 to DK2-5a (Denmark) Line Cord | 19
6741L3U | AS2C | 2.8m, 10A/230V, C13 to BS 1363/A (UK) Line Cord | 19
6741L3U | AS2D | 2.8m, 10A/230V, C13 to SI 32 (Israel) Line Cord | 19
6741L3U | AS2E | 2.8m, 10A/230V, C13 to SEV 1011-S24507 (Sws) Line Cord | 19
6741L3U | AS2F | 2.8m, 10A/230V, C13 to SABS 164 (South Africa) Line Cord | 19
6741L3U | AS2G | 2.8m, 10A/230V, C13 to CEI 23-16 (Italy) Line Cord | 19
6741L3U | AS2H | 2.8m, 10A/230V, C13 to AS/NZS 3112 (Aus/NZ) Line Cord | 19
6741L3U | AS2J | 2.8m, 10A/208V, C13 to NEMA 6-15P (US) Line Cord | 19
6741L3U | AS2K | 2.8m, 10A/220V, C13 to IRAM 2073 (Argentina) Line Cord | 19
6741L3U | AS2L | 2.8m, 10A/220V, C13 to CNS 10917-3 (Taiwan) Line Cord | 19
6741L3U | AS2M | 2.8m, 10A/220V, C13 to GB 2099.1 (China) Line Cord | 19
6741L3U | AS2N | 2.8m, 10A/110V, C13 to CNS 10917-3 (Taiwan) Line Cord | 19
6741L3U | AS2P | 2.8m, 12A/100V, C13 to JIS C-8303 (Japan) Line Cord | 19
6741L3U | AS2Q | 2.8m, 12A/220V, C13 to KSC 8305 (S. Korea) Line Cord | 19
6741L3U | AS2R | 2.8m, 10A/240V, C13 to IS 6538 (India) Line Cord | 19
6741L3U | AS2T | 2.8m, 10A/220V, C13 to NBR 6147 (Brazil) Line Cord | 19
6741L3U | AS2U | 4.3m, 10A/100-250V, C13 to IEC 320-C14 Rack Power Cable | 19
6741L3U | ATNZ | Ultrium 7 Data Cartridges 5-Pack | 1449
6741L3U | B16J | IBM TS4300 3U Tape Library-Expansion Unit | 5520
6741L3U | B16K | Additional Power Supply | 909
6741L3U | B16L | First Power Supply | 909
6741L3U | B16M | 10m LC/LC Fibre Cable | 59
6741L3U | B16N | Rack Mount Kit | 419
6741L3U | B16T | LTO 6 HH Fibre Channel Drive | 4839
6741L3U | B16U | LTO 6 HH SAS Drive | 4609
6741L3U | B16V | LTO 6 FH Fibre Channel Drive | 7789
6741L3U | B16W | LTO 7 HH Fibre Channel Drive | 6119
6741L3U | B16X | LTO 7 HH SAS Drive | 5869
6741L3U | B16Y | LTO 7 FH Fibre Channel Drive | 8415
6741L3U | B1ER | LTO 8 HH Fibre Channel Drive | 6609
6741L3U | B1ES | LTO 8 HH SAS Drive | 6339
6741L3U | B1ET | LTO 8 FH Fibre Channel Drive | 9085
6741L3U | B1EW | Ultrium 8 Data Cartridges 5-Pack | 2409
7176PN1 | 1764 | Hungary CHW plant 9SH | 0
7176PN1 | 1765 | Guad CHW plant 9KQ | 0
7176PN1 | 1766 | ISTC CHW 9K2 | 0
7176PN1 | 1767 | RTP CHW 9NR | 0
7176PN1 | 1768 | Offload Manufacturing to Guadalajara HVEC | 0
7176PN1 | 1769 | Offload Manufacturing to RTP HVEC | 0
7176PN1 | 2321 | Custom MFG SVCS Fee - Small Increment | 3
7176PN1 | 6050 | Ultra Density Enterprise C19/C13 PDU Module (WW) | 589
7176PN1 | 6051 | Ultra Density Enterprise C19/C13 PDU 60A/208V/3ph (US) | 889
7176PN1 | 6124 | SOFS Solution Code MFG Instruction | 0
7176PN1 | 6125 | SAP-BWA Solution Code MFG Instruction | 0
7176PN1 | 6126 | InfoSphere-BWA Solution Code MFG Instruction | 0
7176PN1 | 6127 | GMAS Solution Code MFG Instruction | 0
7176PN1 | 6128 | IBW-SSD Solution Code MFG Instruction | 0
7176PN1 | 6129 | Cloudburst Solution Code MFG Instruction | 0
7176PN1 | 6130 | SoNAS Solution Code MFG Instruction | 0
7176PN1 | 6500 | 4.3m, 30A/208V, EPDU to NEMA L6-30P (US) Line Cord | 169
7176PN1 | 6501 | 4.3m, 60A/208V, EPDU to IEC 309 2P+G (US) Line Cord | 319
7176PN1 | 6502 | 4.3m, 32A/230V, EPDU to IEC 309 P+N+G (non-US) Line Cord | 169
7176PN1 | 6503 | 4.3m, 63A/230V, EPDU to IEC 309 P+N+G (non-US) Line Cord | 390
7176PN1 | 6504 | 4.3m, 32A/380-415V, EPDU/IEC 309 3P+N+G 3ph wye (non-US) Line Cord | 319
7176PN1 | 7827 | Datacenter UV Program Offering | 0
7176PN1 | 7828 | Datacenter UV w/ High Availability Program Offering | 0
7176PN1 | 7831 | Customer Solution Center Services | 0
7176PN1 | 7929 | e1350 Special Bid Solution Component | 0
7176PN1 | 8034 | LeSI Solution Component | 0
7176PN1 | 8067 | TAA Compliant Order | 0
7176PN1 | 8072 | General Racking Solution | 0
7176PN1 | 8086 | No Publications Selected | 0
7176PN1 | 8971 | Integrate in manufacturing | 0
7176PN1 | 8972 | Ship Uninstalled (Safety) | 0
7176PN1 | A103 | System x Cluster Upgrade | 0
7176PN1 | A193 | Integrated Solutions | 0
7176PN1 | A1NN | High Performance Analytics Appliance | 0
7176PN1 | A2EE | BCFC for SCEntry Solution | 0
7176PN1 | A2HM | BladeCenter Foundation for Cloud | 0
7D15CTO1WW | 747 | UID Asset Tag Label | 20
7D15CTO1WW | 2302 | RAID Configuration | 149
7D15CTO1WW | 2306 | Integration >1U Component | 125
7D15CTO1WW | 2321 | Custom MFG SVCS Fee - Small Increment | 3
7D15CTO1WW | 3269 | SFP SX Transceiver | 149
7D15CTO1WW | 5053 | SFP+ SR Transceiver | 699
7D15CTO1WW | 5341 | Virtual Media Conversion Option Gen2 (VCO2) | 129
7D15CTO1WW | 5977 | Select Storage devices - no configured RAID required | 0
7D15CTO1WW | 5978 | Select Storage devices - configured RAID | 0
7D15CTO1WW | 6139 | SF Instruction | 0
7D15CTO1WW | 6201 | 1.5m, 10A/100-250V, C13 to IEC 320-C14 Rack Power Cable | 19
7D15CTO1WW | 6263 | 4.3m, 10A/100-250V, C13 to IEC 320-C14 Rack Power Cable | 19
7D15CTO1WW | 6311 | 2.8m, 10A/100-250V, C13 to IEC 320-C14 Rack Power Cable | 9
7D15CTO1WW | 6313 | 2.8m, 10A/120V, C13 to NEMA 5-15P (US) Line Cord | 19
7D15CTO1WW | 6370 | 4.3m, 10A/125V, C13 to NEMA 5-15P (US) Line Cord | 10
7D15CTO1WW | 6373 | 4.3m, 10A/250V, C13 to NEMA 6-15P (US) Line Cord | 15
7D15CTO1WW | 6400 | 2.8m, 13A/100-250V, C13 to C14 Jumper Cord | 9
7D15CTO1WW | 6401 | 2.8m, 13A/120V, C13 to NEMA 5-15P (US) Line Cord | 29
7D15CTO1WW | 6570 | 2.0m, 13A/100-250V, C13 to C14 Jumper Cord | 19
7D15CTO1WW | 6583 | 4.3m, 13A/100-250V, C13 to C14 Rack Power Cable | 19
7D15CTO1WW | 7831 | Customer Solution Center Services | 0
7D15CTO1WW | 8034 | LeSI Solution Component | 0
7D15CTO1WW | 8067 | TAA Compliant Order | 0
7D15CTO1WW | 8072 | General Racking Solution | 0
7D15CTO1WW | 8086 | No Publications Selected | 0
7D15CTO1WW | 8971 | Integrate in manufacturing | 0
7D15CTO1WW | 8972 | Ship Uninstalled (Safety) | 0
7D15CTO1WW | 9013 | Hot Spare | 0
7D15CTO1WW | 9017 | Enable Memory Mirroring | 0
7D15CTO1WW | A102 | Advanced Grouping | 0
7D15CTO1WW | A103 | System x Cluster Upgrade | 0
7D15CTO1WW | A1DP | 1m QSFP to QSFP+ Cable | 269
7D15CTO1WW | A1DQ | 3m QSFP+ to QSFP+ Cable | 329
7D15CTO1WW | A1NN | High Performance Analytics Appliance | 0
7D15CTO1WW | A1PH | 1m Passive DAC SFP+ Cable | 69
7D15CTO1WW | A1PJ | 3m Passive DAC SFP+ Cable | 89
7D15CTO1WW | A1PK | 5m Passive DAC SFP+ Cable | 159
7D15CTO1WW | A1RF | 2.8m, 10A/250V, C13 to NEMA 6-15P Line Cord | 15
7D15CTO1WW | A2X0 | No Power Cord Validation | 0
7D15CTO1WW | A2X8 | 5m QSFP+ to QSFP+ Cable | 379
7D15CTO1WW | A3RG | 0.5m Passive DAC SFP+ Cable | 79
7D15CTO1WW | A3RH | 7m Passive DAC SFP+ Cable | 179
7D15CTO1WW | A3SW | 1.2m, 16A/100-250V, 2 Short C13s to Short C20 Rack Power Cable | 55
7D15CTO1WW | A3SX | 2.5m, 16A/100-250V, 2 Long C13s to Short C20 Rack Power Cable | 75
7D15CTO1WW | A3SY | 2.8m, 16A/100-250V, 2 Short C13s to Long C20 Rack Power Cable | 79
7D15CTO1WW | A3SZ | 4.1m, 16A/100-250V, 2 Long C13s to Long C20 Rack Power Cable | 85
7D15CTO1WW | A4EY | No x Network Adapter | 0
7D15CTO1WW | A4VP | 1.0m, 10A/100-250V, C13 to IEC 320-C14 Rack Power Cable | 19
7D15CTO1WW | A51N | 1.5m Passive DAC SFP+ Cable | 89
7D15CTO1WW | A51P | 2m Passive DAC SFP+ Cable | 89
7D15CTO1WW | A5DL | SFP 1000Base-T (RJ-45) Transceiver | 89
7D15CTO1WW | A5U1 | SKLM for System x w/SEDs - FoD per Install w/1Yr S&S | 199
7D15CTO1WW | AS6C | SKLM for System x w/SEDs - FoD per Install w/3Yr S&S | 299
7D15CTO1WW | ASQZ | 5m Mellanox EDR IB Optical QSFP28 Cable | 1359
7D15CTO1WW | ASR0 | 10m Mellanox EDR IB Optical QSFP28 Cable | 1419
7D15CTO1WW | ASR1 | 15m Mellanox EDR IB Optical QSFP28 Cable | 1509
7D15CTO1WW | ASR2 | 20m Mellanox EDR IB Optical QSFP28 Cable | 1569
7D15CTO1WW | ASR3 | 30m Mellanox EDR IB Optical QSFP28 Cable | 1789
7D15CTO1WW | ASR5 | Lenovo 0.5m LC-LC OM3 MMF Cable | 24
7D15CTO1WW | ASR6 | Lenovo 1m LC-LC OM3 MMF Cable | 24
7D15CTO1WW | ASR7 | Lenovo 3m LC-LC OM3 MMF Cable | 24
7D15CTO1WW | ASR8 | Lenovo 5m LC-LC OM3 MMF Cable | 29
7D15CTO1WW | ASR9 | Lenovo 10m LC-LC OM3 MMF Cable | 39
7D15CTO1WW | ASRA | Lenovo 15m LC-LC OM3 MMF Cable | 45
7D15CTO1WW | ASRB | Lenovo 25m LC-LC OM3 MMF Cable | 54
7D15CTO1WW | ASRN | 3m Mellanox EDR IB Optical QSFP28 Cable | 1359
7D15CTO1WW | ASRP | 50m Mellanox EDR IB Optical QSFP28 Cable | 2329
7D15CTO1WW | AT2R | Lenovo 1m Active DAC SFP+ Cables | 129
7D15CTO1WW | AT2S | Lenovo 3m Active DAC SFP+ Cables | 139
7D15CTO1WW | AT2T | Lenovo 5m Active DAC SFP+ Cables | 159
7D15CTO1WW | ATPX | Intel X550-T2 Dual Port 10GBase-T Adapter | 599
7D15CTO1WW | ATTJ | Lenovo Dual Rate 1G/10GB SFP Transceiver | 119
7D15CTO1WW | ATYX | Lenovo 1m SFP+ to SFP+ Active Optical Cable | 104
7D15CTO1WW | ATYY | Lenovo 3m SFP+ to SFP+ Active Optical Cable | 99
7D15CTO1WW | ATYZ | Lenovo 5m SFP+ to SFP+ Active Optical Cable | 114
7D15CTO1WW | ATZ0 | Lenovo 7m SFP+ to SFP+ Active Optical Cable | 129
7D15CTO1WW | ATZ1 | Lenovo 15m SFP+ to SFP+ Active Optical Cable | 169
7D15CTO1WW | ATZ2 | Lenovo 20m SFP+ to SFP+ Active Optical Cable | 169
7D15CTO1WW | ATZB | QLogic 16Gb Enhanced Gen5 FC Single-port HBA | 979
7D15CTO1WW | ATZC | QLogic 16Gb Enhanced Gen5 FC Dual-port HBA | 1339
7D15CTO1WW | ATZU | Emulex 16Gb Gen6 FC Single-port HBA | 949
7D15CTO1WW | ATZV | Emulex 16Gb Gen6 FC Dual-port HBA | 1309
7D15CTO1WW | AUK7 | TPM 2.0 and Secure Boot | 0
7D15CTO1WW | AUKP | ThinkSystem Broadcom 57416 10GBASE-T 2-Port PCIe Ethernet Adapter | 479
7D15CTO1WW | AUKX | ThinkSystem Intel X710-DA2 PCIe 10Gb 2-Port SFP+ Ethernet Adapter | 459
7D15CTO1WW | AULV | ThinkSystem 2.5" 300GB 15K SAS 12Gb Hot Swap 512n HDD | 339
7D15CTO1WW | AULW | ThinkSystem 2.5" 600GB 15K SAS 12Gb Hot Swap 512n HDD | 469
7D15CTO1WW | AULX | ThinkSystem 2.5" 900GB 15K SAS 12Gb Hot Swap 512e HDD | 639
7D15CTO1WW | AULY | ThinkSystem 2.5" 300GB 10K SAS 12Gb Hot Swap 512n HDD | 289
7D15CTO1WW | AULZ | ThinkSystem 2.5" 600GB 10K SAS 12Gb Hot Swap 512n HDD | 319
7D15CTO1WW | AUM1 | ThinkSystem 2.5" 1.2TB 10K SAS 12Gb Hot Swap 512n HDD | 389
7D15CTO1WW | AUM2 | ThinkSystem 2.5" 1.8TB 10K SAS 12Gb Hot Swap 512e HDD | 589
7D15CTO1WW | AUM5 | ThinkSystem 2.5" 600GB 10K SAS 12Gb Hot Swap 512n HDD SED | 635
7D15CTO1WW | AUM6 | ThinkSystem 2.5" 1TB 7.2K SAS 12Gb Hot Swap 512n HDD | 469
7D15CTO1WW | AUM7 | ThinkSystem 2.5" 2TB 7.2K SAS 12Gb Hot Swap 512n HDD | 839
7D15CTO1WW | AUNG | ThinkSystem RAID 530-8i PCIe 12Gb Adapter | 299
7D15CTO1WW | AUNJ | ThinkSystem RAID 930-8i 2GB Flash PCIe 12Gb Adapter | 1009
7D15CTO1WW | AUNK | ThinkSystem RAID 930-16i 4GB Flash PCIe 12Gb Adapter | 1529
7D15CTO1WW | AUNL | ThinkSystem 430-8i SAS/SATA 12Gb HBA | 299
7D15CTO1WW | AUNM | ThinkSystem 430-16i SAS/SATA 12Gb HBA | 589
7D15CTO1WW | AUNN | ThinkSystem 430-16e SAS/SATA 12Gb HBA | 609
7D15CTO1WW | AUNP | FBU345 SuperCap | 135
7D15CTO1WW | AUNQ | ThinkSystem RAID 930-8e 4GB Flash PCIe 12Gb Adapter | 1689
7D15CTO1WW | AUNR | ThinkSystem 430-8e SAS/SATA 12Gb HBA | 299
7D15CTO1WW | AUPW | ThinkSystem XClarity Controller Standard to Enterprise Upgrade | 100
7D15CTO1WW | AUSL | ThinkSystem COM Port Upgrade Kit | 19
7D15CTO1WW | AUU2 | ThinkSystem 3.5" 300GB 15K SAS 12Gb Hot Swap 512n HDD | 359
7D15CTO1WW | AUU3 | ThinkSystem 3.5" 600GB 15K SAS 12Gb Hot Swap 512n HDD | 479
7D15CTO1WW | AUU5 | ThinkSystem 3.5" 2TB 7.2K SAS 12Gb Hot Swap 512n HDD | 339
7D15CTO1WW | AUU6 | ThinkSystem 3.5" 4TB 7.2K SAS 12Gb Hot Swap 512n HDD | 419
7D15CTO1WW | AUU7 | ThinkSystem 3.5" 6TB 7.2K SAS 12Gb Hot Swap 512e HDD | 549
7D15CTO1WW | AUU8 | ThinkSystem 3.5" 4TB 7.2K SATA 6Gb Hot Swap 512n HDD | 389
7D15CTO1WW | AUU9 | ThinkSystem 3.5" 8TB 7.2K SATA 6Gb Hot Swap 512e HDD | 599
7D15CTO1WW | AUUA | ThinkSystem 3.5" 6TB 7.2K SATA 6Gb Hot Swap 512e HDD | 529
7D15CTO1WW | AUUB | ThinkSystem 3.5" 10TB 7.2K SATA 6Gb Hot Swap 512e HDD | 829
7D15CTO1WW | AUUC | ThinkSystem 3.5" 900GB 15K SAS 12Gb Hot Swap 512e HDD | 679
7D15CTO1WW | AUUD | ThinkSystem 3.5" 2TB 7.2K SATA 6Gb Hot Swap 512n HDD | 319
7D15CTO1WW | AUUE | ThinkSystem 2.5" 1TB 7.2K SATA 6Gb Hot Swap 512n HDD | 469
7D15CTO1WW | AUUF | ThinkSystem 3.5" 1TB 7.2K SATA 6Gb Hot Swap 512n HDD | 269
7D15CTO1WW | AUUG | ThinkSystem 3.5" 10TB 7.2K SAS 12Gb Hot Swap 512e HDD | 849
7D15CTO1WW | AUUJ | ThinkSystem 2.5" 2TB 7.2K SATA 6Gb Hot Swap 512e HDD | 849
7D15CTO1WW | AUUL | ThinkSystem M.2 32GB SATA 6Gbps Non-Hot Swap SSD | 109
7D15CTO1WW | AUUV | ThinkSystem M.2 128GB SATA 6Gbps Non-Hot Swap SSD | 159
7D15CTO1WW | AUZV | ThinkSystem Broadcom 5719 1GbE RJ45 4-Port PCIe Ethernet Adapter | 159
7D15CTO1WW | AUZW | ThinkSystem I350-T4 PCIe 1Gb 4-Port RJ45 Ethernet Adapter | 379
7D15CTO1WW | AUZX | ThinkSystem Broadcom 5720 1GbE RJ45 2-Port PCIe Ethernet Adapter | 129
7D15CTO1WW | AUZY | ThinkSystem I350-T2 PCIe 1Gb 2-Port RJ45 Ethernet Adapter | 179
7D15CTO1WW | AUZZ | ThinkSystem I350-F1 PCIe 1Gb 1-Port SFP Ethernet Adapter | 379
7D15CTO1WW | AV1B | Lenovo 25GBase-SR SFP28 Transceiver | 449
7D15CTO1WW | AV1D | Lenovo 100GBase-SR4 QSFP28 Transceiver | 1539
7D15CTO1WW | AV1F | Lenovo 3m 25G SFP28 Active Optical Cable | 489
7D15CTO1WW | AV1G | Lenovo 5m 25G SFP28 Active Optical Cable | 489
7D15CTO1WW | AV1H | Lenovo 10m 25G SFP28 Active Optical Cable | 499
7D15CTO1WW | AV1J | Lenovo 15m 25G SFP28 Active Optical Cable | 497
7D15CTO1WW | AV1K | Lenovo 20m 25G SFP28 Active Optical Cable | 519
7D15CTO1WW | AV1L | Lenovo 3m 100G QSFP28 Active Optical Cable | 1059
7D15CTO1WW | AV1M | Lenovo 5m 100G QSFP28 Active Optical Cable | 1069
7D15CTO1WW | AV1N | Lenovo 10m 100G QSFP28 Active Optical Cable | 1099
7D15CTO1WW | AV1P | Lenovo 15m 100G QSFP28 Active Optical Cable | 1079
7D15CTO1WW | AV1Q | Lenovo 20m 100G QSFP28 Active Optical Cable | 1179
7D15CTO1WW | AV1R | Lenovo 3m 100G to 4x25G Breakout Active Optical Cable | 1949
7D15CTO1WW | AV1S | Lenovo 5m 100G to 4x25G Breakout Active Optical Cable | 1975
7D15CTO1WW | AV1T | Lenovo 10m 100G to 4x25G Breakout Active Optical Cable | 2035
7D15CTO1WW | AV1U | Lenovo 15m 100G to 4x25G Breakout Active Optical Cable | 2095
7D15CTO1WW | AV1V | Lenovo 20m 100G to 4x25G Breakout Active Optical Cable | 2149
7D15CTO1WW | AV1W | Lenovo 1m Passive 25G SFP28 DAC Cable | 69
7D15CTO1WW | AV1X | Lenovo 3m Passive 25G SFP28 DAC Cable | 79
7D15CTO1WW | AV1Y | Lenovo 5m Passive 25G SFP28 DAC Cable | 159
7D15CTO1WW | AV1Z | Lenovo 1m Passive 100G QSFP28 DAC Cable | 99
7D15CTO1WW | AV20 | Lenovo 3m Passive 100G QSFP28 DAC Cable | 159
7D15CTO1WW | AV21 | Lenovo 5m Passive 100G QSFP28 DAC Cable | 299
7D15CTO1WW | AV22 | Lenovo 1m 100G QSFP28 to 4x25G SFP28 Breakout DAC Cable | 179
7D15CTO1WW | AV23 | Lenovo 3m 100G QSFP28 to 4x25G SFP28 Breakout DAC Cable | 299
7D15CTO1WW | AV24 | Lenovo 5m 100G QSFP28 to 4x25G SFP28 Breakout DAC Cable | 459
7D15CTO1WW | AV2B | Lenovo 1m MPO to 4x LC Breakout OM4 MMF Cable | 149
7D15CTO1WW | AV2C | Lenovo 3m MPO to 4x LC Breakout OM4 MMF Cable | 179
7D15CTO1WW | AV2D | Lenovo 5m MPO to 4x LC Breakout OM4 MMF Cable | 239
7D15CTO1WW | AVUT | ThinkSystem XClarity Controller Standard to Advanced Upgrade | 50
7D15CTO1WW | AVV0 | On Board SATA Software RAID Mode | 0
7D15CTO1WW | AVV1 | Lenovo 10GBaseT SFP+ Transceiver | 599
7D15CTO1WW | AVV8 | ThinkSystem External USB DVD-RW Optical Disk Drive | 79
7D15CTO1WW | AWAU | SAP HANA SW Stack for ThinkSystem | 0
7D15CTO1WW | AX8A | 4.3m, 13A/120V, C13 to NEMA 5-15P (US) Line Cord | 19
7D15CTO1WW | B0ML | Feature Enable TPM on MB | 0
7D15CTO1WW | B0N4 | 2.0m, 10A/100-250V, C13 to IEC 320-C14 Rack Power Cable | 29
7D15CTO1WW | B0N5 | 1.0m, 13A/100-250V, C13 to C14 Jumper Cord | 25
7D15CTO1WW | B0N6 | 1.5m, 13A/100-250V, C13 to C14 Jumper Cord | 29
7D15CTO1WW | B0RJ | 10GBASE-LR SFP+Transceiver | 350
7D15CTO1WW | B0YQ | ThinkSystem 3.5" 8TB 7.2K SAS 12Gb Hot Swap 512e HDD FIPS | 1349
7D15CTO1WW | B0YR | ThinkSystem 3.5" 8TB 7.2K SAS 12Gb Hot Swap 512e HDD | 659
7D15CTO1WW | B0YS | ThinkSystem 2.5" 2.4TB 10K SAS 12Gb Hot Swap 512e HDD | 629
7D15CTO1WW | B0YV | ThinkSystem 2.5" 2.4TB 10K SAS 12Gb Hot Swap 512e HDD FIPS | 1299
7D15CTO1WW | B0YX | ThinkSystem 2.5" 1.2TB 10K SAS 12Gb Hot Swap 512n HDD SED | 749
7D15CTO1WW | B117 | ThinkSystem 3.5" 12TB 7.2K SAS 12Gb Hot Swap 512e HDD | 949
7D15CTO1WW | B118 | ThinkSystem 3.5" 12TB 7.2K SATA 6Gb Hot Swap 512e HDD | 1829
7D15CTO1WW | B173 | Companion Part for XClarity Controller Standard to Enterprise Upgrade in Factory | 0
7D15CTO1WW | B2UZ | Lenovo 1m 100G QSFP28 Active Optical Cable | 949
7D15CTO1WW | B306 | Mellanox QSA 100G to 25G Cable Adapter | 149
7D15CTO1WW | B30W | Custom MFG SVCS Fee - Medium Increment | 30
7D15CTO1WW | B30X | Custom MFG SVCS Fee - Large Increment | 300
7D15CTO1WW | B31D | ThinkSystem NVIDIA Quadro P620 2GB PCIe Active GPU | 269
7D15CTO1WW | B31G | ThinkSystem QLogic QL41134 PCIe 10Gb 4-Port Base-T Ethernet Adapter | 799
7D15CTO1WW | B34N | ThinkSystem U.2 PM983 1.92TB Entry NVMe PCIe 3.0 x4 Hot Swap SSD | 939
7D15CTO1WW | B34P | ThinkSystem U.2 PM983 3.84TB Entry NVMe PCIe 3.0 x4 Hot Swap SSD | 1839
7D15CTO1WW | B34Q | ThinkSystem 3.5" PM983 1.92TB Entry NVMe PCIe 3.0 x4 Hot Swap SSD | 2999
7D15CTO1WW | B34R | ThinkSystem 3.5" PM983 3.84TB Entry NVMe PCIe 3.0 x4 Hot Swap SSD | 5049
7D15CTO1WW | B42B | ThinkSystem Toolless Friction Rail v2 | 99
7D15CTO1WW | B496 | ThinkSystem 3.5" 14TB 7.2K SAS 12Gb Hot Swap 512e HDD | 1199
7D15CTO1WW | B497 | ThinkSystem 3.5" 14TB 7.2K SATA 6Gb Hot Swap 512e HDD | 1149
7D15CTO1WW | B498 | ThinkSystem 2.5" Intel S4510 240GB Entry SATA 6Gb Hot Swap SSD | 149
7D15CTO1WW | B499 | ThinkSystem 2.5" Intel S4510 480GB Entry SATA 6Gb Hot Swap SSD | 309
7D15CTO1WW | B49A | ThinkSystem 2.5" Intel S4510 960GB Entry SATA 6Gb Hot Swap SSD | 529
7D15CTO1WW | B49B | ThinkSystem 2.5" Intel S4510 1.92TB Entry SATA 6Gb Hot Swap SSD | 1049
7D15CTO1WW | B49C | ThinkSystem 2.5" Intel S4510 3.84TB Entry SATA 6Gb Hot Swap SSD | 1979
7D15CTO1WW | B49D | ThinkSystem 3.5" Intel S4510 240GB Entry SATA 6Gb Hot Swap SSD | 149
7D15CTO1WW | B49E | ThinkSystem 3.5" Intel S4510 480GB Entry SATA 6Gb Hot Swap SSD | 209
7D15CTO1WW | B49F | ThinkSystem 3.5" Intel S4510 960GB Entry SATA 6Gb Hot Swap SSD | 539
7D15CTO1WW | B49G | ThinkSystem 3.5" Intel S4510 1.92TB Entry SATA 6Gb Hot Swap SSD | 1059
7D15CTO1WW | B49H | ThinkSystem 3.5" Intel S4510 3.84TB Entry SATA 6Gb Hot Swap SSD | 1989
7D15CTO1WW | B49L | ThinkSystem 2.5" Intel S4610 240GB Mainstream SATA 6Gb Hot Swap SSD | 399
7D15CTO1WW | B49M | ThinkSystem 2.5" Intel S4610 480GB Mainstream SATA 6Gb Hot Swap SSD | 479
7D15CTO1WW | B49N | ThinkSystem 2.5" Intel S4610 960GB Mainstream SATA 6Gb Hot Swap SSD | 699
7D15CTO1WW | B49P | ThinkSystem 2.5" Intel S4610 1.92TB Mainstream SATA 6Gb Hot Swap SSD | 1289
7D15CTO1WW | B49Q | ThinkSystem 2.5" Intel S4610 3.84TB Mainstream SATA 6Gb Hot Swap SSD | 2499
7D15CTO1WW | B49R | ThinkSystem 3.5" Intel S4610 240GB Mainstream SATA 6Gb Hot Swap SSD | 409
7D15CTO1WW | B49S | ThinkSystem 3.5" Intel S4610 480GB Mainstream SATA 6Gb Hot Swap SSD | 309
7D15CTO1WW | B49T | ThinkSystem 3.5" Intel S4610 960GB Mainstream SATA 6Gb Hot Swap SSD | 1029
7D15CTO1WW | B49U | ThinkSystem 3.5" Intel S4610 1.92TB Mainstream SATA 6Gb Hot Swap SSD | 1799
7D15CTO1WW | B49V | ThinkSystem 3.5" Intel S4610 3.84TB Mainstream SATA 6Gb Hot Swap SSD | 3579
7D15CTO1WW | B4D3 | ThinkSystem U.2 PM983 7.68TB Entry NVMe PCIe3.0 x4 Hot Swap SSD | 4999
7D15CTO1WW | B4D4 | ThinkSystem 3.5" PM983 7.68TB Entry NVMe PCIe3.0 x4 Hot Swap SSD | 9999
7D15CTO1WW | B4QQ | 0.5m Mellanox HDR IB Passive Copper QSFP56 Cable | 299
7D15CTO1WW | B4QR | 1m Mellanox HDR IB Passive Copper QSFP56 Cable | 399
7D15CTO1WW | B4QS | 1.5m Mellanox HDR IB Passive Copper QSFP56 Cable | 449
7D15CTO1WW | B4QT | 2m Mellanox HDR IB Passive Copper QSFP56 Cable | 499
7D15CTO1WW | B4QW | 3m Mellanox HDR IB Active Optical QSFP56 Cable | 2099
7D15CTO1WW | B4QX | 5m Mellanox HDR IB Active Optical QSFP56 Cable | 2149
7D15CTO1WW | B4QY | 10m Mellanox HDR IB Active Optical QSFP56 Cable | 2199
7D15CTO1WW | B4QZ | 15m Mellanox HDR IB Active Optical QSFP56 Cable | 2249
7D15CTO1WW | B4R0 | 20m Mellanox HDR IB Active Optical QSFP56 Cable | 2299
7D15CTO1WW | B4R1 | 1m Mellanox HDR IB to 2x HDR100 Splitter Passive Copper QSFP56 Cable | 399
7D15CTO1WW | B4R2 | 1.5m Mellanox HDR IB to 2x HDR100 Splitter Passive Copper QSFP56 Cable | 449
7D15CTO1WW | B4R4 | 3m Mellanox HDR IB to 2x HDR100 Splitter Optical QSFP56 Cable | 2799
7D15CTO1WW | B4R5 | 5m Mellanox HDR IB to 2x HDR100 Splitter Optical QSFP56 Cable | 2899
7D15CTO1WW | B4R6 | 10m Mellanox HDR IB to 2x HDR100 Splitter Optical QSFP56 Cable | 2999
7D15CTO1WW | B4R7 | 15m Mellanox HDR IB to 2x HDR100 Splitter Optical QSFP56 Cable | 3199
7D15CTO1WW | B4R8 | 20m Mellanox HDR IB to 2x HDR100 Splitter Optical QSFP56 Cable | 3299
7D15CTO1WW | B4R9 | ThinkSystem Mellanox ConnectX-6 HDR100/100GbE QSFP56 1-port PCIe VPI Adapter | 1779
7D15CTO1WW | B4RA | ThinkSystem Mellanox ConnectX-6 HDR100/100GbE QSFP56 2-port PCIe VPI Adapter | 2099
7D15CTO1WW | B4RB | ThinkSystem Mellanox HDR/200GbE 2x PCIe Aux Kit | 639
7D15CTO1WW | B4RC | ThinkSystem Mellanox ConnectX-6 HDR/200GbE QSFP56 1-port PCIe 4 VPI Adapter | 2209
7D15CTO1WW | B4YB | ThinkSystem NVIDIA T4 16GB PCIe Passive GPU | 6279
7D15CTO1WW | B528 | Intel Optane DC Persistent Memory - Memory Mode only | 0
7D15CTO1WW | B529 | Intel Optane DC Persistent Memory - App Direct Mode only | 0
7D15CTO1WW | B5SS | ThinkSystem Broadcom 57416 10GBASE-T 2-port + 5720 1GbE 2-port OCP Ethernet Adapter | 509
7D15CTO1WW | B5ST | ThinkSystem Broadcom 57416 10GBASE-T 2-port OCP Ethernet Adapter | 449
7D15CTO1WW | B5SU | ThinkSystem Broadcom 57454 10GBASE-T 4-port PCIe Ethernet Adapter | 719
7D15CTO1WW | B5SV | ThinkSystem Broadcom 57454 10/25GbE SFP28 4-port OCP Ethernet Adapter | 539
7D15CTO1WW | B5SW | ThinkSystem Marvell QL41232 10/25GbE SFP28 2-Port OCP Ethernet Adapter | 369
7D15CTO1WW | B5SZ | ThinkSystem Broadcom 57414 10/25GbE SFP28 2-port OCP Ethernet Adapter | 389
7D15CTO1WW | B5T0 | ThinkSystem Broadcom 57414 10/25GbE SFP28 2-port PCIe Ethernet Adapter | 389
7D15CTO1WW | B5T1 | ThinkSystem Broadcom 5719 1GbE RJ45 4-port OCP Ethernet Adapter | 159
7D15CTO1WW | B5T2 | ThinkSystem Mellanox ConnectX-4 Lx 10/25GbE SFP28 2-port OCP Ethernet Adapter | 329
7D15CTO1WW | B5T4 | ThinkSystem Broadcom 57454 10GBASE-T 4-port OCP Ethernet Adapter | 739
7D15CTO1WW | B5WJ | ThinkSystem OCP3 Filler | 19
7D15CTO1WW | B5XH | ThinkSystem M.2 SATA 2-Bay RAID Enablement Kit | 119
7D15CTO1WW | B5XJ | ThinkSystem M.2 SATA/NVMe 2-Bay Enablement Kit | 79
7D15CTO1WW | B652 | ThinkSystem Marvell QL41232 10/25GbE SFP28 2-Port PCIe Ethernet Adapter | 339
7D15CTO1WW | B653 | ThinkSystem Mellanox ConnectX-4 Lx 10/25GbE SFP28 2-port PCIe Ethernet Adapter | 379
7D15CTO1WW | B68K | 30m Mellanox HDR IB to 2x HDR100 Splitter Optical QSFP56 Cable | 3499
7D15CTO1WW | B68L | 2m Mellanox HDR IB to 2x HDR100 Splitter Passive Copper QSFP56 Cable | 499
7D15CTO1WW | B68M | 100m Mellanox HDR IB Optical QSFP56 Cable | 5099
7D15CTO1WW | B68P | 30m Mellanox HDR IB Optical QSFP56 Cable | 2399
7D15CTO1WW | B6TJ | ThinkSystem U.2 PM983 960GB Entry NVMe PCIe 3.0 x4 Hot Swap SSD | 549
7D15CTO1WW | B7EZ | ThinkSystem 3.5" 16TB 7.2K SAS 12Gb Hot Swap 512e HDD | 1309
7D15CTO1WW | B7F0 | ThinkSystem 3.5" 16TB 7.2K SATA 6Gb Hot Swap 512e HDD | 1289
7D15CTO1WW | B87R | Mellanox CX6 Socket-Direct Adapter Cable Assemble Way | 0
7D15CTO1WW | B88T | VMware ESXi 6.7 U3 (factory installed) | 0
7D15CTO1WW | B8HP | ThinkSystem 2.5" 5300 960GB Entry SATA 6Gb Hot Swap SSD | 489
7D15CTO1WW | B8HQ | ThinkSystem 3.5" 5300 3.84TB Entry SATA 6Gb Hot Swap SSD | 2179
7D15CTO1WW | B8HR | ThinkSystem 3.5" 5300 1.92TB Mainstream SATA 6Gb Hot Swap SSD | 1829
7D15CTO1WW | B8HS | ThinkSystem M.2 5300 240GB SATA 6Gbps Non-Hot Swap SSD | 359
7D15CTO1WW | B8HT | ThinkSystem 3.5" PM1645a 800GB Mainstream SAS 12Gb Hot Swap SSD | 829
7D15CTO1WW | B8HU | ThinkSystem 2.5" PM1645a 800GB Mainstream SAS 12Gb Hot Swap SSD | 819
7D15CTO1WW | B8HV | ThinkSystem 2.5" 5300 240GB Entry SATA 6Gb Hot Swap SSD | 359
7D15CTO1WW | B8HW | ThinkSystem HHHL PM1735 3.2TB Mainstream NVMe PCIe4.0 x8 Flash Adapter | 3179
7D15CTO1WW | B8HX | ThinkSystem 3.5" 5300 3.84TB Mainstream SATA 6Gb Hot Swap SSD | 3119
7D15CTO1WW | B8HY | ThinkSystem 2.5" 5300 480GB Mainstream SATA 6Gb Hot Swap SSD | 429
7D15CTO1WW | B8HZ | ThinkSystem 3.5" 5300 1.92TB Entry SATA 6Gb Hot Swap SSD | 1139
7D15CTO1WW | B8J0 | ThinkSystem 3.5" 5300 960GB Mainstream SATA 6Gb Hot Swap SSD | 929
7D15CTO1WW | B8J1 | ThinkSystem 2.5" 5300 240GB Mainstream SATA 6Gb Hot Swap SSD | 409
7D15CTO1WW | B8J2 | ThinkSystem 2.5" 5300 7.68TB Entry SATA 6Gb Hot Swap SSD | 3649
7D15CTO1WW | B8J3 | ThinkSystem 3.5" 5300 7.68TB Entry SATA 6Gb Hot Swap SSD | 4119
7D15CTO1WW | B8J4 | ThinkSystem 2.5" PM1645a 1.6TB Mainstream SAS 12Gb Hot Swap SSD | 1379
7D15CTO1WW | B8J5 | ThinkSystem 2.5" 5300 1.92TB Entry SATA 6Gb Hot Swap SSD | 939
7D15CTO1WW | B8J6 | ThinkSystem 2.5" 5300 960GB Mainstream SATA 6Gb Hot Swap SSD | 729
7D15CTO1WW | B8J7 | ThinkSystem 2.5" 5300 3.84TB Mainstream SATA 6Gb Hot Swap SSD | 2179
7D15CTO1WW | B8J9 | ThinkSystem 3.5" 5300 480GB Entry SATA 6Gb Hot Swap SSD | 379
7D15CTO1WW | B8JA | ThinkSystem 2.5" PM1645a 6.4TB Mainstream SAS 12Gb Hot Swap SSD | 6049
7D15CTO1WW | B8JB | ThinkSystem 3.5" 5300 240GB Entry SATA 6Gb Hot Swap SSD | 369
7D15CTO1WW | B8JC | ThinkSystem 3.5" 5300 960GB Entry SATA 6Gb Hot Swap SSD | 629
7D15CTO1WW | B8JD | ThinkSystem 2.5" PM1645a 3.2TB Mainstream SAS 12Gb Hot Swap SSD | 2579
7D15CTO1WW | B8JE | ThinkSystem 2.5" 5300 1.92TB Mainstream SATA 6Gb Hot Swap SSD | 1279
7D15CTO1WW | B8JF | ThinkSystem 3.5" 5300 480GB Mainstream SATA 6Gb Hot Swap SSD | 529
7D15CTO1WW | B8JG | ThinkSystem 3.5" PM1645a 6.4TB Mainstream SAS 12Gb Hot Swap SSD | 6059
7D15CTO1WW | B8JH | ThinkSystem HHHL PM1735 1.6TB Mainstream NVMe PCIe4.0 x8 Flash Adapter | 1799
7D15CTO1WW | B8JJ | ThinkSystem M.2 5300 960GB SATA 6Gbps Non-Hot Swap SSD | 539
7D15CTO1WW | B8JK | ThinkSystem 3.5" PM1645a 3.2TB Mainstream SAS 12Gb Hot Swap SSD | 2589
7D15CTO1WW | B8JL | ThinkSystem 3.5" 5300 240GB Mainstream SATA 6Gb Hot Swap SSD | 419
7D15CTO1WW | B8JM | ThinkSystem 2.5" 5300 480GB Entry SATA 6Gb Hot Swap SSD | 309
7D15CTO1WW | B8JN | ThinkSystem 3.5" PM1645a 1.6TB Mainstream SAS 12Gb Hot Swap SSD | 1389
7D15CTO1WW | B8JP | ThinkSystem 2.5" 5300 3.84TB Entry SATA 6Gb Hot Swap SSD | 1789
7D15CTO1WW | B8JQ | ThinkSystem 7mm 5300 240GB Entry SATA 6Gb SSD | 359
7D15CTO1WW | B8JR | ThinkSystem M.2 PM983 960GB NVMe PCIe 3.0 x4 Non-Hot Swap SSD | 589
7D15CTO1WW | B8JS | ThinkSystem 7mm 5300 960GB Entry SATA 6Gb SSD | 629
7D15CTO1WW | B8JT | ThinkSystem 7mm 5300 480GB Entry SATA 6Gb SSD | 359
7D15CTO1WW | B8L3 | ThinkSystem 1U/2U 4x3.5" SAS/SATA Backplane | 139
7D15CTO1WW | B8L4 | ThinkSystem 7mm Tray Filler | 9
7D15CTO1WW | B8L7 | ThinkSystem 2U EIA Latch Standard (Left) | 39
7D15CTO1WW | B8LA | ThinkSystem Toolless Slide Rail Kit v2 | 109
7D15CTO1WW | B8LB | ThinkSystem Toolless Slide Rail Kit v2 Enhanced | 129
7D15CTO1WW | B8LJ | ThinkSystem 2U PCIe Gen4 x16/x8/x8 Riser 1 or 2 | 149
7D15CTO1WW | B8LL | ThinkSystem 2U PCIe Gen3 x16/x8/x8 Riser 1 or 2 | 79
7D15CTO1WW | B8LP | ThinkSystem 2U 8x3.5" SAS/SATA Backplane | 209
7D15CTO1WW | B8LQ | ThinkSystem 2U PCIe Gen4 x16/x16 Slot 1&2 Riser 1 or 2 | 139
7D15CTO1WW | B8LR | ThinkSystem 2U PCIe Gen4 x16/x16 Slot 2&3 Riser 1 or 2 | 129
7D15CTO1WW | B8LS | ThinkSystem 2U PCIe Gen4 x16 Riser 1 or 2 | 109
7D15CTO1WW | B8LT | ThinkSystem 2U 12x3.5" SAS/SATA Backplane | 319
7D15CTO1WW | B8LU | ThinkSystem 2U 8x2.5" SAS/SATA Backplane | 129
7D15CTO1WW | B8LV | ThinkSystem 2U 4x2.5" SAS/SATA Backplane | 99
7D15CTO1WW | B8M1 | ThinkSystem 2U MS 1FH Riser Filler | 2
7D15CTO1WW | B8M2 | ThinkSystem 2U New Security Bezel | 59
7D15CTO1WW | B8M3 | ThinkSystem 2U MS 1FH Riser2 Cage | 9
7D15CTO1WW | B8M5 | ThinkSystem 2U MS Rear 8x2.5" HDD Cage | 49
7D15CTO1WW | B8M6 | ThinkSystem 2U 4x3.5" Fixed Filler | 9
7D15CTO1WW | B8M9 | ThinkSystem 2U EIA Latch with FIO (right) | 59
7D15CTO1WW | B8MB | ThinkSystem 2U MS GPU Air Duct Filler | 2
7D15CTO1WW | B8MC | ThinkSystem 2U EIA Latch standard (right) | 19
7D15CTO1WW | B8MD | ThinkSystem 2U MS GPU Airduct | 79
7D15CTO1WW | B8ME | ThinkSystem 2U EIA Latch w/ VGA and External Diagnostics Port Upgrade Kit | 49
7D15CTO1WW | B8MG | ThinkSystem 2U MS GPU extend Air Duct | 9
7D15CTO1WW | B8MH | ThinkSystem 2U MS Cable Wall BKT for 32NVMe | 9
7D15CTO1WW | B8ML | ThinkSystem 2U MS 1FH Riser1 Cage | 9
7D15CTO1WW | B8MM | ThinkSystem 2U MS 3FH Riser Filler | 2
7D15CTO1WW | B8MP | ThinkSystem 2U MS Air Duct Filler(For 2U Gap) | 2
7D15CTO1WW | B8MQ | L1 BThinkSystem 2U MS Super Cap Holder | 2
7D15CTO1WW | B8MS | ThinkSystem 2U 16x2.5" Front Operator Panel | 119
7D15CTO1WW | B8MT | ThinkSystem 2U MS Fan Dummy | 2
7D15CTO1WW | B8MU | ThinkSystem 2U MS Rear 2x3.5" HDD Cage | 49
7D15CTO1WW | B8NV | ThinkSystem 32GB USB Flash Drive | 39
7D15CTO1WW | B8NW | ThinkSystem RAID 940-8i 8GB Flash PCIe Gen4 12Gb Adapter | 1759
7D15CTO1WW | B8NY | ThinkSystem Raid 940-8i 4GB Flash PCIe Gen4 12Gb Adapter | 1179
7D15CTO1WW | B8NZ | ThinkSystem RAID 940-16i 8GB Flash PCIe Gen4 12Gb Adapter | 2049
7D15CTO1WW | B8P0 | ThinkSystem Raid 940-16i 8GB Flash PCIe Gen4 12Gb Internal Adapter | 2069
7D15CTO1WW | B8P1 | ThinkSystem 440-16i SAS/SATA PCIe Gen4 12Gb Internal HBA | 699
7D15CTO1WW | B8P2 | ThinkSystem 2U 7mm Drive Kit w/ SATA RAID | 249
7D15CTO1WW | B8P3 | ThinkSystem 2U 7mm Drive Kit w/ NVMe RAID | 639
7D15CTO1WW | B8P5 | ThinkSystem 1611-8P PCIe Gen4 Switch Adapter | 1369
7D15CTO1WW | B8P6 | ThinkSystem 48 port 12Gb Internal Expander | 979
7D15CTO1WW | B8P7 | ThinkSystem 440-16e SAS/SATA PCIe Gen4 12Gb HBA | 679
7D15CTO1WW | B8P8 | ThinkSystem RAID 940-32i 8GB Flash PCIe Gen4 12Gb Adapter | 2359
7D15CTO1WW | B8P9 | ThinkSystem M.2 NVMe 2-Bay RAID Enablement Kit | 219
7D15CTO1WW | B8PP | ThinkSystem Mellanox ConnectX-6 Dx 100GbE QSFP56 2-port PCIe Ethernet Adapter | 1019
7D15CTO1WW | B8QB | ThinkSystem V2 1800W (230V) Platinum Hot-Swap Power Supply | 519
7D15CTO1WW | B8QE | ThinkSystem 1100W -48V DC v2 Power Supply | 789
7D15CTO1WW | B919 | ThinkSystem M.2 5300 480GB SATA 6Gbps Non-Hot Swap SSD | 369
7D15CTO1WW | B91A | ThinkSystem 2.5" PM1643a 960GB Entry SAS 12Gb Hot Swap SSD | 819
7D15CTO1WW | B91B | ThinkSystem 2.5" PM1643a 1.92TB Entry SAS 12Gb Hot Swap SSD | 1379
7D15CTO1WW | B91C | ThinkSystem 2.5" PM1643a 3.84TB Entry SAS 12Gb Hot Swap SSD | 2579
7D15CTO1WW | B91D | ThinkSystem 2.5" PM1643a 7.68TB Entry SAS 12Gb Hot Swap SSD | 5019
7D15CTO1WW | B91E | ThinkSystem 3.5" PM1643a 3.84TB Entry SAS 12Gb Hot Swap SSD | 1729
7D15CTO1WW | B91Y | ThinkSystem Toolless Slide Rail Kit v2 with 2U CMA | 169
7D15CTO1WW | B93E | ThinkSystem Intel I350 1GbE RJ45 4-port OCP Ethernet Adapter | 179
7D15CTO1WW | B963 | ThinkSystem 16GB TruDDR4 3200 MHz (2Rx8 1.2V) RDIMM | 229
7D15CTO1WW | B964 | ThinkSystem 32GB TruDDR4 3200 MHz (2Rx4 1.2V) RDIMM | 459
7D15CTO1WW | B965 | ThinkSystem 32GB TruDDR4 3200 MHz (2Rx8 1.2V) RDIMM | 459
7D15CTO1WW | B966 | ThinkSystem 64GB TruDDR4 3200 MHz (2Rx4 1.2V) RDIMM | 899
7D15CTO1WW | B96F | ThinkSystem Broadcom 57508 100GbE QSFP56 2-port PCIe 4 Ethernet Adapter | 1059
7D15CTO1WW | B96G | Intel VROC (VMD NVMe RAID) Premium | 439
7D15CTO1WW | B96J | ThinkSystem 3.5" Intel S4610 7.68TB Mainstream SATA 6Gb Hot Swap SSD | 6509
7D15CTO1WW | B96K | ThinkSystem 3.5" Kioxia CM6-V 3.2TB Mainstream NVMe PCIe4.0 x4 Hot Swap SSD | 3469
7D15CTO1WW | B96L | ThinkSystem U.2 Intel Optane P4800X 1.5TB Performance NVMe PCIe 3.0 x4 Hot Swap SSD 60DWPD | 14769
7D15CTO1WW | B96M | ThinkSystem HHHL PM1735 6.4TB Mainstream NVMe PCIe4.0 x4 Flash Adapter | 5579
7D15CTO1WW | B96N | ThinkSystem 3.5" Intel S4510 7.68TB Entry SATA 6Gb Hot Swap SSD | 4349
7D15CTO1WW | B96P | ThinkSystem U.3 Kioxia CM6-V 6.4TB Mainstream NVMe PCIe4.0 x4 Hot Swap SSD | 6789
7D15CTO1WW | B96Q | ThinkSystem 7mm Intel S4510 240GB Entry SATA 6Gb Hot Swap SSD | 149
7D15CTO1WW | B96R | ThinkSystem 7mm Intel S4510 960GB Entry SATA 6Gb Hot Swap SSD | 569
7D15CTO1WW | B96S | ThinkSystem 7mm Intel S4510 480GB Entry SATA 6Gb Hot Swap SSD | 209
7D15CTO1WW | B96T | ThinkSystem U.3 Kioxia CM6-V 3.2TB Mainstream NVMe PCIe4.0 x4 Hot Swap SSD | 3459
7D15CTO1WW | B96V | ThinkSystem 3.5" Kioxia CM6-V 1.6TB Mainstream NVMe PCIe4.0 x4 Hot Swap SSD | 1919
7D15CTO1WW | B96W | ThinkSystem 3.5" Kioxia CM6-V 6.4TB Mainstream NVMe PCIe4.0 x4 Hot Swap SSD | 6799
7D15CTO1WW | B96X | ThinkSystem 2.5" Intel S4510 7.68TB Entry SATA 6Gb Hot Swap SSD | 4529
7D15CTO1WW | B96Z | ThinkSystem U.3 Kioxia CM6-V 1.6TB Mainstream NVMe PCIe4.0 x4 Hot Swap SSD | 1919
7D15CTO1WW | B970 | ThinkSystem 3.5" Intel Optane P4800X 750GB Performance NVMe PCIe 3.0 x4 Hot Swap SSD 60DWPD | 7349
7D15CTO1WW | B971 | ThinkSystem 3.5" Intel Optane P4800X 375GB Performance NVMe PCIe 3.0 x4 Hot Swap SSD 60DWPD | 3679
7D15CTO1WW | B972 | ThinkSystem U.2 Intel Optane P4800X 375GB Performance NVMe PCIe 3.0 x4 Hot Swap SSD 60DWPD | 3699
7D15CTO1WW | B973 | ThinkSystem U.2 Intel Optane P4800X 750GB Performance NVMe PCIe 3.0 x4 Hot Swap SSD 60DWPD | 7119
7D15CTO1WW | B974 | ThinkSystem 3.5" Intel Optane P4800X 1.5TB Performance NVMe PCIe 3.0 x4 Hot Swap SSD 60DWPD | 14669
7D15CTO1WW | B97L | ThinkSystem SR650 V2 MB | 2699
7D15CTO1WW | B97N | ThinkSystem Toolless Slide Rail Kit v2 Enhanced with 2U CMA | 179
7D15CTO1WW | B97P | ThinkSystem 2U MidBay 8 2.5" SATA/SAS HDD Cage | 169
7D15CTO1WW | B97S | ThinkSystem 2U Rear 4X3.5" SAS/SATA HDD Cage | 99
7D15CTO1WW | B97T | ThinkSystem 2U MidBay 4X3.5" HDD Cage | 119
7D15CTO1WW | B97U | ThinkSystem 2U MS Rear 2 3.5" SATA/SAS HDD Cage | 49
7D15CTO1WW | B97V | ThinkSystem 2U MS Rear 4 2.5" HDD Cage | 69
7D15CTO1WW | B97W | ThinkSystem 2U MidBay 8 2.5" NVMe HDD Cage | 169
7D15CTO1WW | B97X | ThinkSystem 2U 8x2.5" SAS/SATA Rear Backplane | 129
7D15CTO1WW | B98A | ThinkSystem 256GB TruDDR4 3200MHz (1.2V) Intel Optane Persistent Memory | 4279
7D15CTO1WW | B98B | ThinkSystem 128GB TruDDR4 3200MHz (1.2V) Intel Optane Persistent Memory | 1149
7D15CTO1WW | B98C | ThinkSystem 4-Port PCIe Gen4 NVMe Retimer Adapter | 369
7D15CTO1WW | B9V7 | Controller 5 HW RAID Array 1 HDDs | 0
7D15CTO1WW | B9V8 | Controller 5 HW RAID Array 2 HDDs | 0
7D15CTO1WW | B9V9 | Controller 5 HW RAID Array 3 HDDs | 0
7D15CTO1WW | B9VR | ThinkSystem RAID 940-16i 8GB Flash PCIe Gen4 12Gb Adapter for SAS/SATA | 0
7D15CTO1WW | B9VS | ThinkSystem RAID 940-16i 8GB Flash PCIe Gen4 12Gb Internal Adapter for SAS/SATA | 0
7D15CTO1WW | B9VV | ThinkSystem RAID 940-16i 8GB Flash PCIe Gen4 12Gb Adapter for U.2 Tri-mode | 0
7D15CTO1WW | B9VW | ThinkSystem RAID 940-16i 8GB Flash PCIe Gen4 12Gb Internal Adapter for NVMe | 0
7D15CTO1WW | B9X7 | Intel VROC (VMD NVMe RAID) Intel SSD Only | 0
7D15CTO1WW | B9XB | Controller 1 No RAID Array | 0
7D15CTO1WW | B9XC | Controller 1 HW RAID Array 1 RAID 0 | 0
7D15CTO1WW | B9XD | Controller 1 HW RAID Array 1 RAID 1 | 0
7D15CTO1WW | B9XE | Controller 1 HW RAID Array 1 RAID 5 | 0
7D15CTO1WW | B9XF | Controller 1 HW RAID Array 1 RAID 6 | 0
7D15CTO1WW | B9XG | Controller 1 HW RAID Array 1 RAID 10 | 0
7D15CTO1WW | B9XH | Controller 1 HW RAID Array 2 RAID 0 | 0
7D15CTO1WW | B9XJ | Controller 1 HW RAID Array 2 RAID 1 | 0
7D15CTO1WW | B9XK | Controller 1 HW RAID Array 2 RAID 5 | 0
7D15CTO1WW | B9XL | Controller 1 HW RAID Array 2 RAID 6 | 0
7D15CTO1WW | B9XM | Controller 1 HW RAID Array 2 RAID 10 | 0
7D15CTO1WW | B9XN | Controller 1 HW RAID Array 3 RAID 0 | 0
7D15CTO1WW | B9XP | Controller 1 HW RAID Array 3 RAID 1 | 0
7D15CTO1WW | B9XQ | Controller 1 HW RAID Array 3 RAID 5 | 0
7D15CTO1WW | B9XR | Controller 1 HW RAID Array 3 RAID 6 | 0
7D15CTO1WW | B9XS | Controller 1 HW RAID Array 3 RAID 10 | 0
7D15CTO1WW | B9XT | Controller 2 No RAID Array | 0
7D15CTO1WW | B9XU | Controller 2 HW RAID Array 1 RAID 0 | 0
7D15CTO1WW | B9XV | Controller 2 HW RAID Array 1 RAID 1 | 0
7D15CTO1WW | B9XW | Controller 2 HW RAID Array 1 RAID 5 | 0
7D15CTO1WW | B9XX | Controller 2 HW RAID Array 1 RAID 6 | 0
7D15CTO1WW | B9XY | Controller 2 HW RAID Array 1 RAID 10 | 0
7D15CTO1WW | B9XZ | Controller 2 HW RAID Array 2 RAID 0 | 0
7D15CTO1WW | B9Y0 | Controller 2 HW RAID Array 2 RAID 1 | 0
7D15CTO1WW | B9Y1 | Controller 2 HW RAID Array 2 RAID 5 | 0
7D15CTO1WW | B9Y2 | Controller 2 HW RAID Array 2 RAID 6 | 0
7D15CTO1WW | B9Y3 | Controller 2 HW RAID Array 2 RAID 10 | 0
7D15CTO1WW | B9Y4 | Controller 2 HW RAID Array 3 RAID 0 | 0
7D15CTO1WW | B9Y5 | Controller 2 HW RAID Array 3 RAID 1 | 0
7D15CTO1WW | B9Y6 | Controller 2 HW RAID Array 3 RAID 5 | 0
7D15CTO1WW | B9Y7 | Controller 2 HW RAID Array 3 RAID 6 | 0
7D15CTO1WW | B9Y8 | Controller 2 HW RAID Array 3 RAID 10 | 0
7D15CTO1WW | B9Y9 | Controller 3 No RAID Array | 0
7D15CTO1WW | B9YA | Controller 3 HW RAID Array 1 RAID 0 | 0
7D15CTO1WW | B9YB | Controller 3 HW RAID Array 1 RAID 1 | 0
7D15CTO1WW | B9YC | Controller 3 HW RAID Array 1 RAID 5 | 0
7D15CTO1WW | B9YD | Controller 3 HW RAID Array 1 RAID 6 | 0
7D15CTO1WW | B9YE | Controller 3 HW RAID Array 1 RAID 10 | 0
7D15CTO1WW | B9YF | Controller 3 HW RAID Array 2 RAID 0 | 0
7D15CTO1WW | B9YG | Controller 3 HW RAID Array 2 RAID 1 | 0
7D15CTO1WW | B9YH | Controller 3 HW RAID Array 2 RAID 5 | 0
7D15CTO1WW | B9YJ | Controller 3 HW RAID Array 2 RAID 6 | 0
7D15CTO1WW | B9YK | Controller 3 HW RAID Array 2 RAID 10 | 0
7D15CTO1WW | B9YR | Controller 4 No RAID Array | 0
7D15CTO1WW | B9YS | Controller 4 HW RAID Array 1 RAID 0 | 0
7D15CTO1WW | B9YT | Controller 4 HW RAID Array 1 RAID 1 | 0
7D15CTO1WW | B9YU | Controller 4 HW RAID Array 1 RAID 5 | 0
7D15CTO1WW | B9YV | Controller 4 HW RAID Array 1 RAID 6 | 0
7D15CTO1WW | B9YW | Controller 4 HW RAID Array 1 RAID 10 | 0
7D15CTO1WW | B9YX | Controller 4 HW RAID Array 2 RAID 0 | 0
7D15CTO1WW | B9YY | Controller 4 HW RAID Array 2 RAID 1 | 0
7D15CTO1WW | B9YZ | Controller 4 HW RAID Array 2 RAID 5 | 0
7D15CTO1WW | B9Z0 | Controller 4 HW RAID Array 2 RAID 6 | 0
7D15CTO1WW | B9Z1 | Controller 4 HW RAID Array 2 RAID 10 | 0
7D15CTO1WW | B9Z7 | Controller 5 No RAID Array | 0
7D15CTO1WW | B9Z8 | Controller 5 HW RAID Array 1 RAID 0 | 0
7D15CTO1WW | B9Z9 | Controller 5 HW RAID Array 1 RAID 1 | 0
7D15CTO1WW | B9ZA | Controller 5 HW RAID Array 1 RAID 5 | 0
7D15CTO1WW | B9ZB | Controller 5 HW RAID Array 1 RAID 6 | 0
7D15CTO1WW | B9ZC | Controller 5 HW RAID Array 1 RAID 10 | 0
7D15CTO1WW | B9ZD | Controller 5 HW RAID Array 2 RAID 0 | 0
7D15CTO1WW | B9ZE | Controller 5 HW RAID Array 2 RAID 1 | 0
7D15CTO1WW | B9ZF | Controller 5 HW RAID Array 2 RAID 5 | 0
7D15CTO1WW | B9ZG | Controller 5 HW RAID Array 2 RAID 6 | 0
7D15CTO1WW | B9ZH | Controller 5 HW RAID Array 2 RAID 10 | 0
7D15CTO1WW | BA12 | Controller 1 HW RAID Array 1 HDDs | 0
7D15CTO1WW | BA13 | Controller 1 HW RAID Array 2 HDDs | 0
7D15CTO1WW | BA14 | Controller 1 HW RAID Array 3 HDDs | 0
7D15CTO1WW | BA15 | Controller 2 HW RAID Array 1 HDDs | 0
7D15CTO1WW | BA16 | Controller 2 HW RAID Array 2 HDDs | 0
7D15CTO1WW | BA17 | Controller 2 HW RAID Array 3 HDDs | 0
7D15CTO1WW | BA18 | Controller 3 HW RAID Array 1 HDDs | 0
7D15CTO1WW | BA19 | Controller 3 HW RAID Array 2 HDDs | 0
7D15CTO1WW | BA1A | Controller 3 HW RAID Array 3 HDDs | 0
7D15CTO1WW | BA1B | Controller 4 HW RAID Array 1 HDDs | 0
7D15CTO1WW | BA1C | Controller 4 HW RAID Array 2 HDDs | 0
7D15CTO1WW | BA1D | Controller 4 HW RAID Array 3 HDDs | 0
7D15CTO1WW | BA1F | ThinkSystem QLogic QLE2772 32Gb 2-Port PCIe Fibre Channel Adapter | 2309
7D15CTO1WW | BA1G | ThinkSystem QLogic QLE2770 32Gb 1-Port PCIe Fibre Channel Adapter | 1529
7D15CTO1WW | BA62 | ThinkSystem 128GB TruDDR4 3200 MHz (4Rx4 1.2V) 3DS RDIMM | 3159
7D15CTO1WW | BABS | ThinkSystem Cable Wall Mylar for Barlow Pass | 0.45
7D15CTO1WW | BABT | ThinkSystem 2U Rear 4x3.5" SATA HDD Kit | 99
7D15CTO1WW | BABW | ThinkSystem 2U MS 7mm SSD Riser2 Cage | 29
7D15CTO1WW | BAG2 | ThinkSystem 2U Rear 4x2.5" SATA HDD Kit | 69
7D15CTO1WW | BAG7 | ThinkSystem 2U 2x3.5" SAS/SATA Rear Backplane | 89
7D15CTO1WW | BB0P | Intel Transparent Supply Chain. Lenovo has paired our industry leading supply chain with Intel's innovative Transparent Supply Chain program to add a layer of protection to your data center and bring peace of mind that the server hardware you bring into ... | 0
7D15CTO1WW | BB2D | ThinkSystem NVIDIA Quadro RTX 6000 24GB PCIe Passive GPU | 11189
7D15CTO1WW | BB2E | ThinkSystem NVIDIA Tesla V100S 32GB PCIe Passive GPU | 26079
7D15CTO1WW | BB2K | Intel Xeon Gold 6312U 24C 185W 2.4GHz Processor | 3019
7D15CTO1WW | BB2L | Intel Xeon Gold 6348 28C 235W 2.6GHz Processor | 6139
7D15CTO1WW | BB2M | Intel Xeon Gold 5318S 24C 165W 2.1GHz Processor | 3469
7D15CTO1WW | BB2N | Intel Xeon Silver 4309Y 8C 105W 2.8GHz Processor | 1029
7D15CTO1WW | BB2P | Intel Xeon Platinum 8360Y 36C 250W 2.4GHz Processor | 9399
7D15CTO1WW | BB2R | Intel Xeon Gold 5320 26C 185W 2.2GHz Processor | 3239
7D15CTO1WW | BB2S | Intel Xeon Platinum 8352V 36C 195W 2.1GHz Processor | 6559
7D15CTO1WW | BB2U | Intel Xeon Gold 6354 18C 205W 3.0GHz Processor | 4889
7D15CTO1WW | BB2V | Intel Xeon Platinum 8352Y 32C 205W 2.2GHz Processor | 6899
7D15CTO1WW | BB2W | Intel Xeon Gold 6346 16C 205W 3.1GHz Processor | 4599
7D15CTO1WW | BB2Y | Intel Xeon Gold 5320T 20C 150W 2.3GHz Processor | 3589
7D15CTO1WW | BB2Z | Intel Xeon Silver 4314 16C 135W 2.4GHz Processor | 1439
7D15CTO1WW | BB30 | Intel Xeon Gold 5317 12C 150W 3.0GHz Processor | 1979
7D15CTO1WW | BB31 | Intel Xeon Gold 6338N 32C 185W 2.2GHz Processor | 5319
7D15CTO1WW | BB33 | Intel Xeon Gold 6338T 24C 165W 2.1GHz Processor | 5709
7D15CTO1WW | BB34 | Intel Xeon Silver 4310T 10C 105W 2.3GHz Processor | 1149
7D15CTO1WW | BB35 | Intel Xeon Gold 5318Y 24C 165W 2.1GHz Processor | 2649
7D15CTO1WW | BB37 | Intel Xeon Platinum 8368 38C 270W 2.4GHz Processor | 12599
7D15CTO1WW | BB38 | Intel Xeon Gold 6314U 32C 205W 2.3GHz Processor | 4949
7D15CTO1WW | BB39 | Intel Xeon Silver 4316 20C 150W 2.3GHz Processor | 2069
7D15CTO1WW | BB3A | Intel Xeon Platinum 8358P 32C 240W 2.6GHz Processor | 7899
7D15CTO1WW | BB3B | Intel Xeon Gold 6342 24C 230W 2.8GHz Processor | 5059
7D15CTO1WW | BB3C | Intel Xeon Silver 4310 12C 120W 2.1GHz Processor | 1029
7D15CTO1WW | BB3D | Intel Xeon Gold 6334 8C 165W 3.6GHz Processor | 4429
7D15CTO1WW | BB3E | Intel Xeon Gold 5318N 24C 150W 2.1GHz Processor | 2859
7D15CTO1WW | BB3G | Intel Xeon Platinum 8380 40C 270W 2.3GHz Processor | 16189
7D15CTO1WW | BB3H | Intel Xeon Gold 6330 28C 205W 2.0GHz Processor | 3789
7D15CTO1WW | BB3J | Intel Xeon Platinum 8351N 36C 225W 2.4GHz Processor | 5749
7D15CTO1WW | BB3M | Intel Xeon Gold 5315Y 8C 140W 3.2GHz Processor | 1859
7D15CTO1WW | BB3N | Intel Xeon Gold 6330N 28C 165W 2.2GHz Processor | 3839
7D15CTO1WW | BB3P | Intel Xeon Gold 6338 32C 205W 2.0GHz Processor | 5219
7D15CTO1WW | BB3Q | Intel Xeon Platinum 8352S 32C 205W 2.2GHz Processor | 7569
7D15CTO1WW | BB3R | Intel Xeon Platinum 8358 32C 250W 2.6GHz Processor | 7899
7D15CTO1WW | BB3S | Intel Xeon Gold 6336Y 24C 185W 2.4GHz Processor | 3949
7D15CTO1WW | BB4E | Intel Xeon Gold 6326 16C 185W 2.9GHz Processor | 2599
7D15CTO1WW | BB63 | ThinkSystem 7mm PM983 960GB Entry NVMe PCIe 3.0 x4 Hot Swap SSD | 599
7D15CTO1WW | BB8U | ThinkSystem Marvell QL41132 10GBASE-T 2-port OCP Ethernet Adapter | 509
7D15CTO1WW | BB9R | ThinkSystem 2.5" Intel S4610 7.68TB Mainstream SATA 6Gb Hot Swap SSD | 6789
7D15CTO1WW | BBAL | G4 x16/x8/x8 PCIe Riser B8LJ for Riser 1 Placement | 0
7D15CTO1WW | BBAM | G3 x16/x8/x8 PCIe Riser B8LL for Riser 1 Placement | 0
7D15CTO1WW | BBAN | G4 x16/x16/E PCIe Riser B8LQ for Riser 1 Placement | 0
7D15CTO1WW | BBAP | G4 E/x16/x16 PCIe Riser B8LR for Riser 1 Placement | 0
7D15CTO1WW | BBAQ | G4 x16 PCIe Riser B8LS for Riser 1 Placement | 0
7D15CTO1WW | BBAR | G4 x16/x8/x8 PCIe Riser B8LJ for Riser 2 Placement | 0
7D15CTO1WW | BBAS | G3 x16/x8/x8 PCIe Riser B8LL for Riser 2 Placement | 0
7D15CTO1WW | BBAT | G4 x16/x16/E PCIe Riser B8LQ for Riser 2 Placement | 0
7D15CTO1WW | BBAU | G4 E/x16/x16 PCIe Riser B8LR for Riser 2 Placement | 0
7D15CTO1WW | BBAV | G4 x16 PCIe Riser B8LS for Riser 2 Placement | 0
7D15CTO1WW | BBHJ | Controller 2 No VROC RAID Array | 0
7D15CTO1WW | BBHK | Controller 2 VROC RAID Array 1 RAID 0 | 0
7D15CTO1WW | BBHL | Controller 2 VROC RAID Array 1 RAID 1 | 0
7D15CTO1WW | BBHM | Controller 2 VROC RAID Array 1 RAID 5 | 0
7D15CTO1WW | BBHP | Controller 2 VROC RAID Array 1 RAID 10 | 0
7D15CTO1WW | BBHQ | Controller 2 VROC RAID Array 2 No RAID | 0
7D15CTO1WW | BBHR | Controller 2 VROC RAID Array 2 RAID 0 | 0
7D15CTO1WW | BBHS | Controller 2 VROC RAID Array 2 RAID 1 | 0
7D15CTO1WW | BBHT | Controller 2 VROC RAID Array 2 RAID 5 | 0
7D15CTO1WW | BBHV | Controller 2 VROC RAID Array 2 RAID 10 | 0
7D15CTO1WW | BBHW | Controller 2 VROC RAID Array 3 No RAID | 0
7D15CTO1WW | BBHX | Controller 2 VROC RAID Array 3 RAID 0 | 0
7D15CTO1WW | BBHY | Controller 2 VROC RAID Array 3 RAID 1 | 0
7D15CTO1WW | BBHZ | Controller 2 VROC RAID Array 3 RAID 5 | 0
7D15CTO1WW | BBJ1 | Controller 2 VROC RAID Array 3 RAID 10 | 0
7D15CTO1WW | BBJ2 | Controller 3 No VROC RAID Array | 0
7D15CTO1WW | BBJ3 | Controller 3 VROC RAID Array 1 RAID 0 | 0
7D15CTO1WW | BBJ4 | Controller 3 VROC RAID Array 1 RAID 1 | 0
7D15CTO1WW | BBJ5 | Controller 3 VROC RAID Array 1 RAID 5 | 0
7D15CTO1WW | BBJ7 | Controller 3 VROC RAID Array 1 RAID 10 | 0
7D15CTO1WW | BBJ8 | Controller 3 VROC RAID Array 2 No RAID | 0
7D15CTO1WW | BBJ9 | Controller 3 VROC RAID Array 2 RAID 0 | 0
7D15CTO1WW | BBJA | Controller 3 VROC RAID Array 2 RAID 1 | 0
7D15CTO1WW | BBJB | Controller 3 VROC RAID Array 2 RAID 5 | 0
7D15CTO1WW | BBJD | Controller 3 VROC RAID Array 2 RAID 10 | 0
7D15CTO1WW | BBJE | Controller 3 VROC RAID Array 3 No RAID | 0
7D15CTO1WW | BBJF | Controller 3 VROC RAID Array 3 RAID 0 | 0
7D15CTO1WW | BBJG | Controller 3 VROC RAID Array 3 RAID 1 | 0
7D15CTO1WW | BBJH | Controller 3 VROC RAID Array 3 RAID 5 | 0
7D15CTO1WW | BBJK | Controller 3 VROC RAID Array 3 RAID 10 | 0
7D15CTO1WW | BBJL | Controller 4 No VROC RAID Array | 0
7D15CTO1WW | BBJM | Controller 4 VROC RAID Array 1 RAID 0 | 0
7D15CTO1WW | BBJN | Controller 4 VROC RAID Array 1 RAID 1 | 0
7D15CTO1WW | BBJP | Controller 4 VROC RAID Array 1 RAID 5 | 0
7D15CTO1WW | BBJR | Controller 4 VROC RAID Array 1 RAID 10 | 0
7D15CTO1WW | BBJS | Controller 4 VROC RAID Array 2 No RAID | 0
7D15CTO1WW | BBJT | Controller 4 VROC RAID Array 2 RAID 0 | 0
7D15CTO1WW | BBJU | Controller 4 VROC RAID Array 2 RAID 1 | 0
7D15CTO1WW | BBJV | Controller 4 VROC RAID Array 2 RAID 5 | 0
7D15CTO1WW | BBJX | Controller 4 VROC RAID Array 2 RAID 10 | 0
7D15CTO1WW | BBJY | Controller 4 VROC RAID Array 3 No RAID | 0
7D15CTO1WW | BBJZ | Controller 4 VROC RAID Array 3 RAID 0 | 0
7D15CTO1WW | BBK0 | Controller 4 VROC RAID Array 3 RAID 1 | 0
7D15CTO1WW | BBK1 | Controller 4 VROC RAID Array 3 RAID 5 | 0
7D15CTO1WW | BBK3 | Controller 4 VROC RAID Array 3 RAID 10 | 0
7D15CTO1WW | BBK4 | Controller 5 No VROC RAID Array | 0
7D15CTO1WW | BBK5 | Controller 5 VROC RAID Array 1 RAID 0 | 0
7D15CTO1WW | BBK6 | Controller 5 VROC RAID Array 1 RAID 1 | 0
7D15CTO1WW | BBK7 | Controller 5 VROC RAID Array 1 RAID 5 | 0
7D15CTO1WW | BBK9 | Controller 5 VROC RAID Array 1 RAID 10 | 0
7D15CTO1WW | BBKA | Controller 5 VROC RAID Array 2 No RAID | 0
7D15CTO1WW | BBKB | Controller 5 VROC RAID Array 2 RAID 0 | 0
7D15CTO1WW | BBKC | Controller 5 VROC RAID Array 2 RAID 1 | 0
7D15CTO1WW | BBKD | Controller 5 VROC RAID Array 2 RAID 5 | 0
7D15CTO1WW | BBKF | Controller 5 VROC RAID Array 2 RAID 10 | 0
7D15CTO1WW | BBKG | Controller 5 VROC RAID Array 3 No RAID | 0
7D15CTO1WW | BBKH | Controller 5 VROC RAID Array 3 RAID 0 | 0
7D15CTO1WW | BBKJ | Controller 5 VROC RAID Array 3 RAID 1 | 0
7D15CTO1WW | BBKK | Controller 5 VROC RAID Array 3 RAID 5 | 0
7D15CTO1WW | BBKM | Controller 5 VROC RAID Array 3 RAID 10 | 0
7D15CTO1WW | BBM8 | Controller 1 SW RAID Array 1 HDDs | 0
7D15CTO1WW | BBM9 | Controller 1 SW RAID Array 2 HDDs | 0
7D15CTO1WW | BBMA | Controller 2 SW RAID Array 1 HDDs | 0
7D15CTO1WW | BBMB | Controller 2 SW RAID Array 2 HDDs | 0
7D15CTO1WW | BBMC | Controller 1 VROC RAID Array 1 HDDs | 0
7D15CTO1WW | BBMD | Controller 1 VROC RAID Array 2 HDDs | 0
7D15CTO1WW | BBME | Controller 1 VROC RAID Array 3 HDDs | 0
7D15CTO1WW | BBMF | Controller 2 VROC RAID Array 1 HDDs | 0
7D15CTO1WW | BBMG | Controller 2 VROC RAID Array 2 HDDs | 0
7D15CTO1WW | BBMH | Controller 2 VROC RAID Array 3 HDDs | 0
7D15CTO1WW | BBMJ | Controller 3 VROC RAID Array 1 HDDs | 0
7D15CTO1WW | BBMK | Controller 3 VROC RAID Array 2 HDDs | 0
7D15CTO1WW | BBML | Controller 3 VROC RAID Array 3 HDDs | 0
7D15CTO1WW | BBMM | Controller 4 VROC RAID Array 1 HDDs | 0
7D15CTO1WW | BBMN | Controller 4 VROC RAID Array 2 HDDs | 0
7D15CTO1WW | BBMP | Controller 4 VROC RAID Array 3 HDDs | 0
7D15CTO1WW | BBMQ | Controller 5 VROC RAID Array 1 HDDs | 0
7D15CTO1WW | BBMR | Controller 5 VROC RAID Array 2 HDDs | 0
7D15CTO1WW | BBMS | Controller 5 VROC RAID Array 3 HDDs | 0
7D15CTO1WW | BBN2 | Controller 1 Array 2 No RAID | 0
7D15CTO1WW | BBN3 | Controller 1 Array 3 No RAID | 0
7D15CTO1WW | BBN4 | Controller 2 Array 2 No RAID | 0
7D15CTO1WW | BBN5 | Controller 2 Array 3 No RAID | 0
7D15CTO1WW | BBN6 | Controller 3 Array 2 No RAID | 0
7D15CTO1WW | BBN8 | Controller 4 Array 2 No RAID | 0
7D15CTO1WW | BBNA | Controller 5 Array 2 No RAID | 0
7D15CTO1WW | BBNJ | Controller 1 No SW RAID Array | 0
7D15CTO1WW | BBNK | Controller 1 SW RAID Array 1 RAID 0 | 0
7D15CTO1WW | BBNL | Controller 1 SW RAID Array 1 RAID 1 | 0
7D15CTO1WW | BBNM | Controller 1 SW RAID Array 1 RAID 5 | 0
7D15CTO1WW | BBNP | Controller 1 SW RAID Array 1 RAID 10 | 0
7D15CTO1WW | BBNQ | Controller 1 SW RAID Array 2 No RAID | 0
7D15CTO1WW | BBNR | Controller 1 SW RAID Array 2 RAID 0 | 0
7D15CTO1WW | BBNS | Controller 1 SW RAID Array 2 RAID 1 | 0
7D15CTO1WW | BBNT | Controller 1 SW RAID Array 2 RAID 5 | 0
7D15CTO1WW | BBNV | Controller 1 SW RAID Array 2 RAID 10 | 0
7D15CTO1WW | BBNW | Controller 1 SAS HDD Hot Spare | 0
7D15CTO1WW | BBNX | Controller 2 SAS HDD Hot Spare | 0
7D15CTO1WW | BBNY | Controller 3 SAS HDD Hot Spare | 0
7D15CTO1WW | BBNZ | Controller 4 SAS HDD Hot Spare | 0
7D15CTO1WW | BBP0 | Controller 5 SAS HDD Hot Spare | 0
7D15CTO1WW | BBP2 | Controller 2 No SW RAID Array | 0
7D15CTO1WW | BBP3 | Controller 2 SW RAID Array 1 RAID 0 | 0
7D15CTO1WW | BBP4 | Controller 2 SW RAID Array 1 RAID 1 | 0
7D15CTO1WW | BBP5 | Controller 2 SW RAID Array 1 RAID 5 | 0
7D15CTO1WW | BBP7 | Controller 2 SW RAID Array 1 RAID 10 | 0
7D15CTO1WW | BBP8 | Controller 2 SW RAID Array 2 No RAID | 0
7D15CTO1WW | BBP9 | Controller 2 SW RAID Array 2 RAID 0 | 0
7D15CTO1WW | BBPA | Controller 2 SW RAID Array 2 RAID 1 | 0
7D15CTO1WW | BBPB | Controller 2 SW RAID Array 2 RAID 5 | 0
7D15CTO1WW | BBPD | Controller 2 SW RAID Array 2 RAID 10 | 0
7D15CTO1WW | BBPG | Controller 1 NVMe SSD Hot Spare | 0
7D15CTO1WW | BBPH | Controller 2 NVMe SSD Hot Spare | 0
7D15CTO1WW | BBPJ | Controller 3 NVMe SSD Hot Spare | 0
7D15CTO1WW | BBPK | Controller 4 NVMe SSD Hot Spare | 0
7D15CTO1WW | BBPL | Controller 1 No VROC RAID Array | 0
7D15CTO1WW | BBPM | Controller 1 VROC RAID Array 1 RAID 0 | 0
7D15CTO1WW | BBPN | Controller 1 VROC RAID Array 1 RAID 1 | 0
7D15CTO1WW | BBPP | Controller 1 VROC RAID Array 1 RAID 5 | 0
7D15CTO1WW | BBPR | Controller 1 VROC RAID Array 1 RAID 10 | 0
7D15CTO1WW | BBPS | Controller 1 VROC RAID Array 2 No RAID | 0
7D15CTO1WW | BBPT | Controller 1 VROC RAID Array 2 RAID 0 | 0
7D15CTO1WW | BBPU | Controller 1 VROC RAID Array 2 RAID 1 | 0
7D15CTO1WW | BBPV | Controller 1 VROC RAID Array 2 RAID 5 | 0
7D15CTO1WW | BBPX | Controller 1 VROC RAID Array 2 RAID 10 | 0
7D15CTO1WW | BBPY | Controller 1 VROC RAID Array 3 No RAID | 0
7D15CTO1WW | BBPZ | Controller 1 VROC RAID Array 3 RAID 0 | 0
7D15CTO1WW | BBQ0 | Controller 1 VROC RAID Array 3 RAID 1 | 0
7D15CTO1WW | BBQ1 | Controller 1 VROC RAID Array 3 RAID 5 | 0
7D15CTO1WW | BBQ3 | Controller 1 VROC RAID Array 3 RAID 10 | 0
7D15CTO1WW | BBQ8 | Controller 1 SATA SSD Hot Spare | 0
7D15CTO1WW | BBQ9 | Controller 1 SAS SSD Hot Spare | 0
7D15CTO1WW | BBQA | Controller 1 SATA HDD Hot Spare | 0
7D15CTO1WW | BBQB | Controller 2 SATA SSD Hot Spare | 0
7D15CTO1WW | BBQC | Controller 2 SAS SSD Hot Spare | 0
7D15CTO1WW | BBQD | Controller 2 SATA HDD Hot Spare | 0
7D15CTO1WW | BBQE | Controller 3 SATA SSD Hot Spare | 0
7D15CTO1WW | BBQF | Controller 3 SAS SSD Hot Spare | 0
7D15CTO1WW | BBQG | Controller 3 SATA HDD Hot Spare | 0
7D15CTO1WW | BBQH | Controller 4 SATA SSD Hot Spare | 0
7D15CTO1WW | BBQJ | Controller 4 SAS SSD Hot Spare | 0
7D15CTO1WW | BBQK | Controller 4 SATA HDD Hot Spare | 0
7D15CTO1WW | BBQL | Controller 5 SATA SSD Hot Spare | 0
7D15CTO1WW | BBQM | Controller 5 SAS SSD Hot Spare | 0
7D15CTO1WW | BBQN | Controller 5 SATA HDD Hot Spare | 0
7D15CTO1WW | BC4V | Non RAID NVMe | 0
7D15CTO1WW | BC4X | MS 2FH Riser Filler | 19
7D15CTO1WW | BC4Y | ThinkSystem U.2 PM1733 1.92TB Entry NVMe PCIe 4.0 x4 Hot Swap SSD | 1909
7D15CTO1WW | BC4Z | ThinkSystem U.2 PM1733 3.84TB Entry NVMe PCIe 4.0 x4 Hot Swap SSD | 3369
7D15CTO1WW | BC72 | ThinkSystem 2U Rack Shipping BKT and Screw | 2
7D15CTO1WW | BCD4 | ThinkSystem Intel E810-DA2 10/25GbE SFP28 2-Port OCP Ethernet Adapter | 419
7D15CTO1WW | BCD5 | ThinkSystem Intel X710-T2L 10GBASE-T 2-port OCP Ethernet Adapter | 369
7D15CTO1WW | BCD6 | ThinkSystem Intel E810-DA2 10/25GbE SFP28 2-Port PCIe Ethernet Adapter | 519
7D15CTO1WW | BCFH | ThinkSystem 3.5" 18TB 7.2K SATA 6Gb Hot Swap 512e HDD | 1589
7D15CTO1WW | BCFJ | ThinkSystem 3.5" Intel P5600 3.2TB Mainstream NVMe PCIe 4.0 x4 Hot Swap SSD | 3829
7D15CTO1WW | BCFK | ThinkSystem 3.5" Intel P5500 7.68TB Entry NVMe PCIe 4.0 x4 Hot Swap SSD | 5099
7D15CTO1WW | BCFL | ThinkSystem 3.5" Intel P5500 3.84TB Entry NVMe PCIe 4.0 x4 Hot Swap SSD | 2559
7D15CTO1WW | BCFM | ThinkSystem 3.5" Intel P5600 1.6TB Mainstream NVMe PCIe 4.0 x4 Hot Swap SSD | 1929
7D15CTO1WW | BCFN | ThinkSystem 3.5" Intel P5500 1.92TB Entry NVMe PCIe 4.0 x4 Hot Swap SSD | 1419
7D15CTO1WW | BCFP | ThinkSystem 3.5" 18TB 7.2K SAS 12Gb Hot Swap 512e HDD | 1609
7D15CTO1WW | BCFQ | ThinkSystem 3.5" Intel P5600 6.4TB Mainstream NVMe PCIe 4.0 x4 Hot Swap SSD | 7649
7D15CTO1WW | BCFR | ThinkSystem U.2 Intel P5600 3.2TB Mainstream NVMe PCIe 4.0 x4 Hot Swap SSD | 3829
7D15CTO1WW | BCFS | ThinkSystem U.2 Intel P5600 6.4TB Mainstream NVMe PCIe 4.0 x4 Hot Swap SSD | 7639
7D15CTO1WW | BCFT | ThinkSystem U.2 Intel P5500 1.92TB Entry NVMe PCIe 4.0 x4 Hot Swap SSD | 1479
7D15CTO1WW | BCFU | ThinkSystem U.2 Intel P5500 7.68TB Entry NVMe PCIe 4.0 x4 Hot Swap SSD | 5359
7D15CTO1WW | BCFV | ThinkSystem U.2 Intel P5600 1.6TB Mainstream NVMe PCIe 4.0 x4 Hot Swap SSD | 1919
7D15CTO1WW | BCFW | ThinkSystem U.2 Intel P5500 3.84TB Entry NVMe PCIe 4.0 x4 Hot Swap SSD | 2689
7D15CTO1WW | BCQK | ThinkSystem 2U 4x3.5" SAS/SATA Middle Backplane | 139
7D15CTO1WW | BCQL | ThinkSystem 2U 4x2.5" SAS/SATA Middle Backplane | 99
7D15CTO1WW | BCTC | ThinkSystem 2.5" Multi Vendor 240GB Entry SATA 6Gb Hot Swap SSD | 219
7D15CTO1WW | BCTD | ThinkSystem 2.5" Multi Vendor 480GB Entry SATA 6Gb Hot Swap SSD | 219
7D15CTO1WW | BCTE | ThinkSystem 2.5" Multi Vendor 960GB Entry SATA 6Gb Hot Swap SSD | 659
7D15CTO1WW | BCTF | ThinkSystem 2.5" Multi Vendor 1.92TB Entry SATA 6Gb Hot Swap SSD | 1289
7D15CTO1WW | BCTG | ThinkSystem 2.5" Multi Vendor 3.84TB Entry SATA 6Gb Hot Swap SSD | 1259
7D15CTO1WW | BCTH | ThinkSystem 3.5" Multi Vendor 240GB Entry SATA 6Gb Hot Swap SSD | 229
7D15CTO1WW | BCTJ | ThinkSystem 3.5" Multi Vendor 480GB Entry SATA 6Gb Hot Swap SSD | 219
7D15CTO1WW | BCTK | ThinkSystem 3.5" Multi Vendor 960GB Entry SATA 6Gb Hot Swap SSD | 669
7D15CTO1WW | BCTL | ThinkSystem 3.5" Multi Vendor 1.92TB Entry SATA 6Gb Hot Swap SSD | 1289
7D15CTO1WW | BCTM | ThinkSystem 3.5" Multi Vendor 3.84TB Entry SATA 6Gb Hot Swap SSD | 1269
7D15CTO1WW | BD49 | ThinkSystem Broadcom 57454 10/25GbE SFP28 4-port PCIe Ethernet Adapter V2 | 549
7D15CTO1WW | BDY4 | ThinkSystem Raid 940-16i 8GB Flash PCIe Gen4 12Gb Adapter for U.3 | 2139
7D15CTO1WW | BDY7 | ThinkSystem 2U 4x2.5" Middle NVMe Backplane | 139
7D15CTO1WW | BE03 | ThinkSystem U.3 Kioxia CM6-V 800GB Mainstream NVMe PCIe 4.0 x4 Hot Swap SSD | 1439
7D15CTO1WW | BE04 | ThinkSystem 3.5" Kioxia CM6-V 800GB Mainstream NVMe PCIe 4.0 x4 Hot Swap SSD | 1449
7D15CTO1WW | BE2E | ThinkSystem U.2 PM1733 7.68TB Entry NVMe PCIe 4.0 x4 Hot Swap SSD | 5579
7D15CTO1WW | BE2F | ThinkSystem U.2 PM1733 15.36TB Entry NVMe PCIe 4.0 x4 Hot Swap SSD | 10969
7D15CTO1WW | BE38 | 940 Series Flash Adapter for U.3 Trimode Setting | 0
7D15CTO1WW | BE4T | ThinkSystem Mellanox ConnectX-6 Lx 10/25GbE SFP28 2-Port OCP Ethernet Adapter | 409
7D15CTO1WW | BE4U | ThinkSystem Mellanox ConnectX-6 Lx 10/25GbE SFP28 2-Port PCIe Ethernet Adapter | 409
7D15CTO1WW | BEL2 | Populate and Boot from Rear Drives | 0
7D15CTO1WW | BEL3 | Populate Rear Drives First | 0
7D15CTO1WW | BEL4 | ThinkSystem NVIDIA A40 48GB PCIe Gen4 Passive GPU | 14289
7D15CTO1WW | BEL5 | ThinkSystem NVIDIA A100 40GB PCIe Gen4 Passive GPU | 35939
7D15CTO1WW | BEUX | ThinkSystem External Diagnostics Handset | 139
7D15CTO1WW | BEVK | ThinkSystem 3.5" PM1643a 7.68TB Entry SAS 12Gb Hot Swap SSD | 5589
7D15CTO1WW | BEYH | Configuration Support | 0
7D15CTO1WW | BFK1 | ThinkSystem 2U MS 2FH+7mm SSD Riser1 Cage | 69
7D15CTO1WW | BFK4 | ThinkSystem SR650 V2 MI for 8 Anybay + 8 NVMe + DW GPU Cable Connection | 0
7D15CTO1WW | BFK5 | ThinkSystem SR650 V2 MI for 24xNVMe Config Cable Connection | 0
7D15CTO1WW | BFPC | ThinkSystem 2U MS 2FH+7mm SSD Riser2 Cage | 69
7D15CTO1WW | BFTZ | ThinkSystem NVIDIA A10 24GB PCIe Gen4 Passive GPU | 8489
7D15CTO1WW | BFY5 | ThinkSystem RAID 530-16i PCIe 12Gb Adapter | 579
7D15CTO1WW | BFYB | Operating mode selection for: "Maximum Performance Mode" | 0
7D15CTO1WW | BFYC | Operating mode selection for: "Minimal Power Mode" | 0
7D15CTO1WW | BFYD | Operating mode selection for: "Efficiency Favoring Power Savings Mode" | 0
7D15CTO1WW | BFYE | Operating mode selection for: "Efficiency - Favoring Performance Mode" | 0
7D15CTO1WW | BGM0 | ThinkSystem RAID 940-8i 8GB Flash PCIe Gen4 12Gb Adapter for U.3 | 1839
7D15CTO1WW | BGM1 | ThinkSystem RAID 940-8i 4GB Flash PCIe Gen4 12Gb Adapter for U.3 | 1229
7D15CTO1WW | BH8B | ThinkSystem 2U/4U 8x2.5" AnyBay Backplane | 259
7D15CTO1WW | BH8C | ThinkSystem 2U 12x3.5" AnyBay Backplane | 479
7D15CTO1WW | BH8D | ThinkSystem 2U/4U 8x2.5" NVMe Backplane | 259
7D15CTO1WW | BH8E | ThinkSystem 2U Performance Fan | 69
7D15CTO1WW | BH8F | ThinkSystem 2U Standard Fan | 29
7D15CTO1WW | BH8G | ThinkSystem 2U 3.5" Chassis with 8 or 12 Bays | 1389
7D15CTO1WW | BH8H | ThinkSystem 2U 2.5" Chassis with 8, 16 or 24 Bays | 1339
7D15CTO1WW | BHJN | 2U MB PSU Airduct | 19
7D15CTO1WW | BHS8 | ThinkSystem 750W (230V) v2 Titanium Hot-Swap Power Supply | 399
7D15CTO1WW | BHS9 | ThinkSystem 1100W (230V/115V) v2 Platinum Hot-Swap Power Supply | 379
7D15CTO1WW | BHSR | VMware ESXi 7.0 U2 (Factory Installed) | 0
7D15CTO1WW | BHTT | ThinkSystem V2 500W (230V/115V) Platinum Hot-Swap Power Supply v2 | 239
7D15CTO1WW | BHTU | ThinkSystem V2 750W(230V/115V) Platinum Hot-Swap Power Supply v2 | 269
7D15CTO1WW | BHWJ | ThinkSystem 2U MS 3FH Riser1 Cage v2 | 29
7D15CTO1WW | BHWL | ThinkSystem 2U MS 3FH Riser2 new Cage | 29
7D15CTO1WW | BHZX | ThinkSystem 2U PCIe Gen4 x8/x8 PCIe Riser 3 | 169
7D15CTO1WW | BHZY | ThinkSystem 2U PCIe Gen4 x16/x16 PCIe Riser 3 | 179
7D15CTO1WW | BJ3G | ThinkSystem Emulex LPe35000 32Gb 1-port PCIe Fibre Channel Adapter v2 | 1729
7D15CTO1WW | BJ3H | ThinkSystem Emulex LPe35002 32Gb 2-port PCIe Fibre Channel Adapter v2 | 2589
7D15CTO1WW | BK7W | ThinkSystem Toolless Friction Rail v2 | 49
7D15CTO1WW | BKDB | Intel Xeon Platinum 8352M 32C 185W 2.3GHz Processor | 7199
7D15CTO1WW | BKDC | Intel Xeon Platinum 8362 32C 265W 2.8GHz Processor | 10009
7D15CTO1WW | BKKY | ThinkSystem 2.5" U.2 P5800X 400GB Write Intensive NVMe PCIe 4.0 x4 HS SSD | 3869
7D15CTO1WW | BKKZ | ThinkSystem 2.5" U.2 P5800X 800GB Write Intensive NVMe PCIe 4.0 x4 HS SSD | 6649
7D1BCTOAWW | 747 | UID Asset Tag Label | 20
7D1BCTOAWW | 2321 | Custom MFG SVCS Fee - Small Increment | 3
7D1BCTOAWW | 5977 | Select Storage devices - no configured RAID required | 0
7D1BCTOAWW | 6201 | 1.5m, 10A/100-250V, C13 to IEC 320-C14 Rack Power Cable | 19
7D1BCTOAWW | 6263 | 4.3m, 10A/100-250V, C13 to IEC 320-C14 Rack Power Cable | 19
7D1BCTOAWW | 6311 | 2.8m, 10A/100-250V, C13 to IEC 320-C14 Rack Power Cable | 9
7D1BCTOAWW | 6313 | 2.8m, 10A/120V, C13 to NEMA 5-15P (US) Line Cord | 19
7D1BCTOAWW | 6370 | 4.3m, 10A/125V, C13 to NEMA 5-15P (US) Line Cord | 10
7D1BCTOAWW | 6373 | 4.3m, 10A/250V, C13 to NEMA 6-15P (US) Line Cord | 15
7D1BCTOAWW | 7831 | Customer Solution Center Services | 0
7D1BCTOAWW | 8067 | TAA Compliant Order | 0
7D1BCTOAWW | 8086 | No Publications Selected | 0
7D1BCTOAWW | A1PH | 1m Passive DAC SFP+ Cable | 69
7D1BCTOAWW | A1PJ | 3m Passive DAC SFP+ Cable | 89
7D1BCTOAWW | A1RF | 2.8m, 10A/250V, C13 to NEMA 6-15P Line Cord | 15
7D1BCTOAWW | A2N7 | Planar Not Integrated With Chassis | 0
7D1BCTOAWW | A3RG | 0.5m Passive DAC SFP+ Cable | 79
7D1BCTOAWW | A4VP | 1.0m, 10A/100-250V, C13 to IEC 320-C14 Rack Power Cable | 19
7D1BCTOAWW | A51N | 1.5m Passive DAC SFP+ Cable | 89
7D1BCTOAWW | A51P | 2m Passive DAC SFP+ Cable | 89
7D1BCTOAWW | AUNC | ThinkSystem 16GB TruDDR4 2666 MHz (2Rx8 1.2V) RDIMM | 319
7D1BCTOAWW | AUND | ThinkSystem 32GB TruDDR4 2666 MHz (2Rx4 1.2V) RDIMM | 609
7D1BCTOAWW | AUNE | ThinkSystem 64GB TruDDR4 2666 MHz (4Rx4 1.2V) LRDIMM | 1259
7D1BCTOAWW | AUPW | ThinkSystem XClarity Controller Standard to Enterprise Upgrade | 100
7D1BCTOAWW | AVFW | 0.75m Green Cat6 Cable | 19
7D1BCTOAWW | AVFX | 1.0m Green Cat6 Cable | 19
7D1BCTOAWW | AVFY | 1.25m Green Cat6 Cable | 19
7D1BCTOAWW | AVFZ | 1.5m Green Cat6 Cable | 19
7D1BCTOAWW | AVG0 | 3m Green Cat6 Cable | 25
7D1BCTOAWW | B0ML | Feature Enable TPM on MB | 0
7D1BCTOAWW | B0N4 | 2.0m, 10A/100-250V, C13 to IEC 320-C14 Rack Power Cable | 29
7D1BCTOAWW | B173 | Companion Part for XClarity Controller Standard to Enterprise Upgrade in Factory | 0
7D1BCTOAWW | B30W | Custom MFG SVCS Fee - Medium Increment | 30
7D1BCTOAWW | B30X | Custom MFG SVCS Fee - Large Increment | 300
7D1BCTOAWW | B4YB | ThinkSystem NVIDIA T4 16GB PCIe Passive GPU | 6279
7D1BCTOAWW | B6EX | ThinkSystem SE350 - Console RJ45 to RS232 Cable | 12
7D1BCTOAWW | B6EZ | ThinkSystem SE350 Node Sleeve | 79
7D1BCTOAWW | B6F0 | ThinkSystem SE350 AC Adapter Bracket | 59
7D1BCTOAWW | B6F1 | ThinkSystem SE350 DIN Rail Kit | 14
7D1BCTOAWW | B6F3 | ThinkSystem SE350 10GbE SFP+ 2-Port, 1GbE SFP 2-Port Switch, Wireless Capable | 1009
7D1BCTOAWW | B6F4 | ThinkSystem SE350 10GbE SFP+ 2-Port, 10/100/1GbE RJ45 2-Port Intel i350 | 389
7D1BCTOAWW | B6FD | ThinkSystem SE350 PCIe Riser Cage | 119
7D1BCTOAWW | B6FE | ThinkSystem SE350 M.2 Riser Cage Assembly | 129
7D1BCTOAWW | B6FF | ThinkSystem SE350 M.2 SATA/NVMe 4-bay Data Drive Enablement Kit | 139
7D1BCTOAWW | B6FH | ThinkSystem SE350 M.2 Adapter SATA Cable | 19
7D1BCTOAWW | B6FU | ThinkSystem SE350 - 12V PDM | 119
7D1BCTOAWW | B6FW | ThinkSystem SE350 240W AC Adapter | 149
7D1BCTOAWW | B6GD | ThinkSystem SE350 Sleeve Locking Bezel with Dust Filter Holders | 29
7D1BCTOAWW | B6KT | ThinkSystem SE350 - Mini USB to USB Type A (F) Console Cable | 5
7D1BCTOAWW | B6KU | ThinkSystem SE350 Locking Bezel Dust Filter | 49
7D1BCTOAWW | B6Q2 | ThinkSystem SE350 Tamper Detection Kit with Security Lock | 29
7D1BCTOAWW | B6Q3 | ThinkSystem SE350 Rubber Feet | 14
7D1BCTOAWW | B6XJ | ThinkSystem M.2 WiFi Module | 49
7D1BCTOAWW | B6XK | ThinkSystem M.2 WWAN LTE Module | 419
7D1BCTOAWW | B75B | ThinkSystem M.2 1.92TB 5100 Pro SATA 6Gbps Non-Hot Swap SSD | 1909
7D1BCTOAWW | B75C | ThinkSystem M.2 650GB P4511 NVMe SED High Endurance SSD | 569
7D1BCTOAWW | B75D | ThinkSystem M.2 1TB P4511 NVMe SED SSD | 549
7D1BCTOAWW | B75E | ThinkSystem M.2 2TB P4511 NVMe SED SSD | 1099
7D1BCTOAWW | B7FE | ThinkSystem SE350 - 48V DC Power Cord | 19
7D1BCTOAWW | B7Z7 | ThinkSystem SE350 10GBase-T 2-Port, 10/100/1GbE RJ45 2-Port Intel i350 | 519
7D1BCTOAWW | B7ZA | M.2 x4 PCIe/SATA Carrier Card Placement - Left | 0
7D1BCTOAWW | B7ZB | M.2 SATA HW RAID Adapter Placement - Left | 0
7D1BCTOAWW | B87S | ThinkSystem SE350 DIN Mount Kit (Extreme Shock & Vibe) | 129
7D1BCTOAWW | B88P | ThinkSystem SE350 M.2 Mirroring Enablement Kit | 139
7D1BCTOAWW | B8HU | ThinkSystem 2.5" PM1645a 800GB Mainstream SAS 12Gb Hot Swap SSD | 819
7D1BCTOAWW | B8JJ | ThinkSystem M.2 5300 960GB SATA 6Gbps Non-Hot Swap SSD | 539
7D1BCTOAWW | B919 | ThinkSystem M.2 5300 480GB SATA 6Gbps Non-Hot Swap SSD | 369
7D1BCTOAWW | B91K | ThinkSystem M.2 480GB Industrial A600i SATA SSD | 379
7D1BCTOAWW | B93A | ThinkSystem SE350 Edge Server Intel Xeon D-2143IT 8C 65W 2.20 GHz | 1669
7D1BCTOAWW | B93B | ThinkSystem SE350 Edge Server Intel Xeon D-2183IT 16C 100W 2.20 GHz | 4019
7D1BCTOAWW | B93C | ThinkSystem SE350 Edge Server Intel Xeon D-2163IT 12C 75W 2.10 GHz | 2919
7D1BCTOAWW | B93D | ThinkSystem SE350 Edge Server Intel Xeon D-2166NT 12C 85W 2.00 GHz | 3129
7D1BCTOAWW | BAG6 | ThinkSystem SE350 -48VDC PDM (-40VDC to -72VDC) | 309
7D1BCTOAWW | BAGF | ThinkSystem SE350 PCIe Riser Cage (Extreme Shock & Vibe) | 159
7D1BCTOAWW | BAGG | ThinkSystem SE350 M.2 Riser Cage Assembly (Extreme Shock & Vibe) | 169
7D1BCTOAWW | BAGM | ThinkSystem SE350 NVIDIA T4 Holder (Extreme Shock & Vibe) | 2
7D1BCTOAWW | BB0P | Intel Transparent Supply Chain. Lenovo has paired our industry leading supply chain with Intel's innovative Transparent Supply Chain program to add a layer of protection to your data center and bring peace of mind that the server hardware you bring into ... | 0
7D1BCTOAWW | BBZ5 | ThinkSystem SE350 M.2 SATA/NVMe 4-bay Data Drive Enablement Kit (Extreme Shock & Vibe) | 139
7D1BCTOAWW | BBZ6 | ThinkSystem SE350 10GbE SFP+ 2-Port, 1GbE SFP 2-Port Switch, Wireless Capable (Extreme Shock & Vibe) | 1219
7D1BCTOAWW | BBZ7 | ThinkSystem SE350 10GbE SFP+ 2-Port, 10/100/1GbE RJ45 2-Port Intel i350 (Extreme Shock & Vibe) | 389
7D1BCTOAWW | BCGF | ThinkAgile MX SE350 Edge Server Chassis | 439
7D1BCTOAWW | BCNZ | ThinkSystem M.2 5300 1.92TB SATA 6Gbps Non-Hot Swap SSD | 1319
7D1JCTO1WW | 747 | UID Asset Tag Label | 20
7D1JCTO1WW | 2306 | Integration >1U Component | 125
7D1JCTO1WW | 2321 | Custom MFG SVCS Fee - Small Increment | 3
7D1JCTO1WW | 3797 | 1.5m Green Cat5e Cable | 17
7D1JCTO1WW | 3798 | 3m Green Cat5e Cable | 19
7D1JCTO1WW | 3799 | 10m Green Cat5e Cable | 29
7D1JCTO1WW | 3800 | 25m Green Cat5e Cable | 69
7D1JCTO1WW | 5341 | Virtual Media Conversion Option Gen2 (VCO2) | 129
7D1JCTO1WW | 6201 | 1.5m, 10A/100-250V, C13 to IEC 320-C14 Rack Power Cable | 19
7D1JCTO1WW | 6204 | 2.8m, 10A/100-250V, C13 to IEC 320-C20 Rack Power Cable | 19
7D1JCTO1WW | 6252 | 2.5m, 16A/100-250V, C19 to IEC 320-C20 Rack Power Cable | 19
7D1JCTO1WW | 6263 | 4.3m, 10A/100-250V, C13 to IEC 320-C14 Rack Power Cable | 19
7D1JCTO1WW | 6275 | 4.3m, 16A/208V, C19 to NEMA L6-20P (US) Line Cord | 49
7D1JCTO1WW | 6276 | Line cord - 4.3m, 220-240V, C19 to IRAM 2073 (Argentina) | 19
7D1JCTO1WW | 6277 | Line Cord - 4.3m, 250V, C19 to NBR 14136 (Brazil) | 19
7D1JCTO1WW | 6278 | Line cord - 4.3m, 220-240V, C19 to BS 1363/A w/13A fuse (UK) | 19
7D1JCTO1WW | 6279 | Line cord - 4.3m, 220-240V, C19 to CEE7-VII (European) | 19
7D1JCTO1WW | 6283 | 4.3m, 16A/230V, C19 to IEC 309-P+N+G (Den/Sws) Line Cord | 59
7D1JCTO1WW | 6287 | 4.3m, 16A/250V, C19 to CNS 10917-3 (Taiwan) Line Cord | 19
7D1JCTO1WW | 6289 | 4.3m, 15A/250V, C19 to KSC 8305 (S. Korea) Line Cord | 19
7D1JCTO1WW | 6311 | 2.8m, 10A/100-250V, C13 to IEC 320-C14 Rack Power Cable | 9
7D1JCTO1WW | 6373 | 4.3m, 10A/250V, C13 to NEMA 6-15P (US) Line Cord | 15
7D1JCTO1WW | 6400 | 2.8m, 13A/100-250V, C13 to C14 Jumper Cord | 9
7D1JCTO1WW | 6570 | 2.0m, 13A/100-250V, C13 to C14 Jumper Cord | 19
7D1JCTO1WW | 6583 | 4.3m, 13A/100-250V, C13 to C14 Rack Power Cable | 19
7D1JCTO1WW | 7831 | Customer Solution Center Services | 0
7D1JCTO1WW | 8034 | LeSI Solution Component | 0
7D1JCTO1WW | 8067 | TAA Compliant Order | 0
7D1JCTO1WW | 8072 | General Racking Solution | 0
7D1JCTO1WW | 8086 | No Publications Selected | 0
7D1JCTO1WW | 8971 | Integrate in manufacturing | 0
7D1JCTO1WW | 8972 | Ship Uninstalled (Safety) | 0
7D1JCTO1WW | A102 | Advanced Grouping | 0
7D1JCTO1WW | A103 | System x Cluster Upgrade | 0
7D1JCTO1WW | A193 | Integrated Solutions | 0
7D1JCTO1WW | A1MT | 10m Green Cat6 Cable | 49
7D1JCTO1WW | A1MW | 25m Green Cat6 Cable | 105
7D1JCTO1WW | A1NV | 4.3m, 15A/250V, C19 to NEMA 6-15P (US) Line Cord | 49
7D1JCTO1WW | A1RF | 2.8m, 10A/250V, C13 to NEMA 6-15P Line Cord | 15
7D1JCTO1WW | A2N6 | Chassis Not Integrated With Planar | 0
7D1JCTO1WW | A4VP | 1.0m, 10A/100-250V, C13 to IEC 320-C14 Rack Power Cable | 19
7D1JCTO1WW | AVFQ | 0.75m Green Cat5e Cable | 15
7D1JCTO1WW | AVFR | 1.0m Green Cat5e Cable | 19
7D1JCTO1WW | AVFS | 1.25m Green Cat5e Cable | 19
7D1JCTO1WW | AVFT | 0.75m Blue Cat5e Cable | 15
7D1JCTO1WW | AVFU | 1.0m Blue Cat5e Cable | 19
7D1JCTO1WW | AVFV | 1.25m Blue Cat5e Cable | 19
7D1JCTO1WW | AVFW | 0.75m Green Cat6 Cable | 19
7D1JCTO1WW | AVFX | 1.0m Green Cat6 Cable | 19
7D1JCTO1WW | AVFY | 1.25m Green Cat6 Cable | 19
7D1JCTO1WW | AVFZ | 1.5m Green Cat6 Cable | 19
7D1JCTO1WW | AVG0 | 3m Green Cat6 Cable | 25
7D1JCTO1WW | B0N4 | 2.0m, 10A/100-250V, C13 to IEC 320-C14 Rack Power Cable | 29
7D1JCTO1WW | B0N5 | 1.0m, 13A/100-250V, C13 to C14 Jumper Cord | 25
7D1JCTO1WW | B0N6 | 1.5m, 13A/100-250V, C13 to C14 Jumper Cord | 29
7D1JCTO1WW | B30W | Custom MFG SVCS Fee - Medium Increment | 30
7D1JCTO1WW | B30X | Custom MFG SVCS Fee - Large Increment | 300
7D1JCTO1WW | B4L0 | 1.0m, 16A/100-250V, C19 to IEC 320-C20 Rack Power Cable | 19
7D1JCTO1WW | B4L1 | 1.5m, 16A/100-250V, C19 to IEC 320-C20 Rack Power Cable | 19
7D1JCTO1WW | B4L2 | 2.0m, 16A/100-250V, C19 to IEC 320-C20 Rack Power Cable | 19
7D1JCTO1WW | B4L3 | 4.3m, 16A/100-250V, C19 to IEC 320-C20 Rack Power Cable | 19
7D1JCTO1WW | B8QB | ThinkSystem V2 1800W (230V) Platinum Hot-Swap Power Supply | 519
7D1JCTO1WW | B953 | ThinkSystem USB 3.0 Console Breakout Cable for Dense Systems | 69
7D1JCTO1WW | B962 | ThinkSystem V2 2400W (230V) Platinum Hot-Swap Power Supply | 749
7D1JCTO1WW | BAF9 | ThinkSystem DA240 Enclosure Base | 929
7D1JCTO1WW | BAFA | ThinkSystem DA240 Upper Power Distribution Board | 379
7D1JCTO1WW | BAFB | ThinkSystem DA240 Lower Power Distribution Board | 459
7D1JCTO1WW | BAFC | ThinkSystem DA240 System Management Module | 329
7D1JCTO1WW | BAFD | ThinkSystem DA240 Static Rail Kit | 129
7D1JCTO1WW | BAFE | ThinkSystem DA240 8080 Fan | 129
7D1JCTO1WW | BAFK | Chassis Shipping BRKT | 59
7D1JCTO1WW | BAFL | Node Filler | 49
7D1JCTO1WW | BEUX | ThinkSystem External Diagnostics Handset | 139
7D1JCTOLWW | 747 | UID Asset Tag Label | 20
7D1JCTOLWW | 2306 | Integration >1U Component | 125
7D1JCTOLWW | 2321 | Custom MFG SVCS Fee - Small Increment | 3
7D1JCTOLWW | 3797 | 1.5m Green Cat5e Cable | 17
7D1JCTOLWW | 3798 | 3m Green Cat5e Cable | 19
7D1JCTOLWW | 3799 | 10m Green Cat5e Cable | 29
7D1JCTOLWW | 3800 | 25m Green Cat5e Cable | 69
7D1JCTOLWW | 5341 | Virtual Media Conversion Option Gen2 (VCO2) | 129
7D1JCTOLWW | 6201 | 1.5m, 10A/100-250V, C13 to IEC 320-C14 Rack Power Cable | 19
7D1JCTOLWW | 6204 | 2.8m, 10A/100-250V, C13 to IEC 320-C20 Rack Power Cable | 19
7D1JCTOLWW | 6252 | 2.5m, 16A/100-250V, C19 to IEC 320-C20 Rack Power Cable | 19
7D1JCTOLWW | 6263 | 4.3m, 10A/100-250V, C13 to IEC 320-C14 Rack Power Cable | 19
7D1JCTOLWW | 6275 | 4.3m, 16A/208V, C19 to NEMA L6-20P (US) Line Cord | 49
7D1JCTOLWW | 6276 | Line cord - 4.3m, 220-240V, C19 to IRAM 2073 (Argentina) | 19
7D1JCTOLWW | 6277 | Line Cord - 4.3m, 250V, C19 to NBR 14136 (Brazil) | 19
7D1JCTOLWW | 6278 | Line cord - 4.3m, 220-240V, C19 to BS 1363/A w/13A fuse (UK) | 19
7D1JCTOLWW | 6279 | Line cord - 4.3m, 220-240V, C19 to CEE7-VII (European) | 19
7D1JCTOLWW | 6283 | 4.3m, 16A/230V, C19 to IEC 309-P+N+G (Den/Sws) Line Cord | 59
7D1JCTOLWW | 6287 | 4.3m, 16A/250V, C19 to CNS 10917-3 (Taiwan) Line Cord | 19
7D1JCTOLWW | 6289 | 4.3m, 15A/250V, C19 to KSC 8305 (S. Korea) Line Cord | 19
7D1JCTOLWW | 6311 | 2.8m, 10A/100-250V, C13 to IEC 320-C14 Rack Power Cable | 9
7D1JCTOLWW | 6373 | 4.3m, 10A/250V, C13 to NEMA 6-15P (US) Line Cord | 15
7D1JCTOLWW | 6400 | 2.8m, 13A/100-250V, C13 to C14 Jumper Cord | 9
7D1JCTOLWW | 6570 | 2.0m, 13A/100-250V, C13 to C14 Jumper Cord | 19
7D1JCTOLWW | 6583 | 4.3m, 13A/100-250V, C13 to C14 Rack Power Cable | 19
7D1JCTOLWW | 7831 | Customer Solution Center Services | 0
7D1JCTOLWW | 8034 | LeSI Solution Component | 0
7D1JCTOLWW | 8067 | TAA Compliant Order | 0
7D1JCTOLWW | 8072 | General Racking Solution | 0
7D1JCTOLWW | 8086 | No Publications Selected | 0
7D1JCTOLWW | 8971 | Integrate in manufacturing | 0
7D1JCTOLWW | 8972 | Ship Uninstalled (Safety) | 0
7D1JCTOLWW | A102 | Advanced Grouping | 0
7D1JCTOLWW | A103 | System x Cluster Upgrade | 0
7D1JCTOLWW | A193 | Integrated Solutions | 0
7D1JCTOLWW | A1MT | 10m Green Cat6 Cable | 49
7D1JCTOLWW | A1MW | 25m Green Cat6 Cable | 105
7D1JCTOLWW | A1NV | 4.3m, 15A/250V, C19 to NEMA 6-15P (US) Line Cord | 49
7D1JCTOLWW | A1RF | 2.8m, 10A/250V, C13 to NEMA 6-15P Line Cord | 15
7D1JCTOLWW | A2N6 | Chassis Not Integrated With Planar | 0
7D1JCTOLWW | A4VP | 1.0m, 10A/100-250V, C13 to IEC 320-C14 Rack Power Cable | 19
7D1JCTOLWW | AVFQ | 0.75m Green Cat5e Cable | 15
7D1JCTOLWW | AVFR | 1.0m Green Cat5e Cable | 19
7D1JCTOLWW | AVFS | 1.25m Green Cat5e Cable | 19
7D1JCTOLWW | AVFT | 0.75m Blue Cat5e Cable | 15
7D1JCTOLWW | AVFU | 1.0m Blue Cat5e Cable | 19
7D1JCTOLWW | AVFV | 1.25m Blue Cat5e Cable | 19
7D1JCTOLWW | AVFW | 0.75m Green Cat6 Cable | 19
7D1JCTOLWW | AVFX | 1.0m Green Cat6 Cable | 19
7D1JCTOLWW | AVFY | 1.25m Green Cat6 Cable | 19
7D1JCTOLWW | AVFZ | 1.5m Green Cat6 Cable | 19
7D1JCTOLWW | AVG0 | 3m Green Cat6 Cable | 25
7D1JCTOLWW | B0N4 | 2.0m, 10A/100-250V, C13 to IEC 320-C14 Rack Power Cable | 29
7D1JCTOLWW | B0N5 | 1.0m, 13A/100-250V, C13 to C14 Jumper Cord | 25
7D1JCTOLWW | B0N6 | 1.5m, 13A/100-250V, C13 to C14 Jumper Cord | 29
7D1JCTOLWW | B30W | Custom MFG SVCS Fee - Medium Increment | 30
7D1JCTOLWW | B30X | Custom MFG SVCS Fee - Large Increment | 300
7D1JCTOLWW | B4L0 | 1.0m, 16A/100-250V, C19 to IEC 320-C20 Rack Power Cable | 19
7D1JCTOLWW | B4L1 | 1.5m, 16A/100-250V, C19 to IEC 320-C20 Rack Power Cable | 19
7D1JCTOLWW | B4L2 | 2.0m, 16A/100-250V, C19 to IEC 320-C20 Rack Power Cable | 19
7D1JCTOLWW | B4L3 | 4.3m, 16A/100-250V, C19 to IEC 320-C20 Rack Power Cable | 19
7D1JCTOLWW | B8QB | ThinkSystem V2 1800W (230V) Platinum Hot-Swap Power Supply | 519
7D1JCTOLWW | B953 | ThinkSystem USB 3.0 Console Breakout Cable for Dense Systems | 69
7D1JCTOLWW | B962 | ThinkSystem V2 2400W (230V) Platinum Hot-Swap Power Supply | 749
7D1JCTOLWW | BAF9 | ThinkSystem DA240 Enclosure Base | 929
7D1JCTOLWW | BAFA | ThinkSystem DA240 Upper Power Distribution Board | 379
7D1JCTOLWW | BAFB | ThinkSystem DA240 Lower Power Distribution Board | 459
7D1JCTOLWW | BAFC | ThinkSystem DA240 System Management Module | 329
7D1JCTOLWW | BAFD | ThinkSystem DA240 Static Rail Kit | 129
7D1JCTOLWW | BAFE | ThinkSystem DA240 8080 Fan | 129
7D1JCTOLWW | BAFK | Chassis Shipping BRKT | 59
7D1JCTOLWW | BAFL | Node Filler | 49
7D1JCTOLWW | BEUX | ThinkSystem External Diagnostics Handset | 139
7D1KCTO1WW | 747 | UID Asset Tag Label | 20
7D1KCTO1WW | 2302 | RAID Configuration | 149
7D1KCTO1WW | 2321 | Custom MFG SVCS Fee - Small Increment | 3
7D1KCTO1WW | 3797 | 1.5m Green Cat5e Cable | 17
7D1KCTO1WW | 3798 | 3m Green Cat5e Cable | 19
7D1KCTO1WW | 3799 | 10m Green Cat5e Cable | 29
7D1KCTO1WW | 3800 | 25m Green Cat5e Cable | 69
7D1KCTO1WW | 5977 | Select Storage devices - no configured RAID required | 0
7D1KCTO1WW | 5978 | Select Storage devices - configured RAID | 0
7D1KCTO1WW | 7831 | Customer Solution Center Services | 0
7D1KCTO1WW | 8034 | LeSI Solution Component | 0
7D1KCTO1WW | 8067 | TAA Compliant Order | 0
7D1KCTO1WW | 8072 | General Racking Solution | 0
7D1KCTO1WW | 8086 | No Publications Selected | 0
7D1KCTO1WW | 9017 | Enable Memory Mirroring | 0
7D1KCTO1WW | A103 | System x Cluster Upgrade | 0
7D1KCTO1WW | A193 | Integrated Solutions | 0
7D1KCTO1WW | A1MT | 10m Green Cat6 Cable | 49
7D1KCTO1WW | A1MW | 25m Green Cat6 Cable | 105
7D1KCTO1WW | A2N7 | Planar Not Integrated With Chassis | 0
7D1KCTO1WW | A5DL | SFP 1000Base-T (RJ-45) Transceiver | 89
7D1KCTO1WW | ASQT | 0.5m Mellanox EDR IB Passive Copper QSFP28 Cable | 229
7D1KCTO1WW | ASQU | 0.75m Mellanox EDR IB Passive Copper QSFP28 Cable | 249
7D1KCTO1WW | ASQV | 1m Mellanox EDR IB Passive Copper QSFP28 Cable | 249
7D1KCTO1WW | ASQW | 1.25m Mellanox EDR IB Passive Copper QSFP28 Cable | 289
7D1KCTO1WW | ASQX | 1.5m Mellanox EDR IB Passive Copper QSFP28 Cable | 289
7D1KCTO1WW | ASQY | 2m Mellanox EDR IB Passive Copper QSFP28 Cable | 289
7D1KCTO1WW | ASQZ | 5m Mellanox EDR IB Optical QSFP28 Cable | 1359
7D1KCTO1WW | ASR0 | 10m Mellanox EDR IB Optical QSFP28 Cable | 1419
7D1KCTO1WW | ASR1 | 15m Mellanox EDR IB Optical QSFP28 Cable | 1509
7D1KCTO1WW | ASR2 | 20m Mellanox EDR IB Optical QSFP28 Cable | 1569
7D1KCTO1WW | ASR3 | 30m Mellanox EDR IB Optical QSFP28 Cable | 1789
7D1KCTO1WW | ASR5 | Lenovo 0.5m LC-LC OM3 MMF Cable | 24
7D1KCTO1WW | ASR6 | Lenovo 1m LC-LC OM3 MMF Cable | 24
7D1KCTO1WW | ASR7 | Lenovo 3m LC-LC OM3 MMF Cable | 24
7D1KCTO1WW | ASR8 | Lenovo 5m LC-LC OM3 MMF Cable | 29
7D1KCTO1WW | ASR9 | Lenovo 10m LC-LC OM3 MMF Cable | 39
7D1KCTO1WW | ASRA | Lenovo 15m LC-LC OM3 MMF Cable | 45
7D1KCTO1WW | ASRB | Lenovo 25m LC-LC OM3 MMF Cable | 54
7D1KCTO1WW | ASRC | Lenovo 30m LC-LC OM3 MMF Cable | 64
7D1KCTO1WW | ASRM | 3m Mellanox EDR IB Passive Copper QSFP28 Cable | 319
7D1KCTO1WW | ASRN | 3m Mellanox EDR IB Optical QSFP28 Cable | 1359
7D1KCTO1WW | ASRP | 50m Mellanox EDR IB Optical QSFP28 Cable | 2329
7D1KCTO1WW | AT2R | Lenovo 1m Active DAC SFP+ Cables | 129
7D1KCTO1WW | AT2S | Lenovo 3m Active DAC SFP+ Cables | 139
7D1KCTO1WW | AT2T | Lenovo 5m Active DAC SFP+ Cables | 159
7D1KCTO1WW | AT2U | Lenovo 10m QSFP+ MPO-MPO OM3 MMF Cable | 169
7D1KCTO1WW | AT2V | Lenovo 30m QSFP+ MPO-MPO OM3 MMF Cable | 329
7D1KCTO1WW | ATYX | Lenovo 1m SFP+ to SFP+ Active Optical Cable | 104
7D1KCTO1WW | ATYY | Lenovo 3m SFP+ to SFP+ Active Optical Cable | 99
7D1KCTO1WW | ATYZ | Lenovo 5m SFP+ to SFP+ Active Optical Cable | 114
7D1KCTO1WW | ATZ0 | Lenovo 7m SFP+ to SFP+ Active Optical Cable | 129
7D1KCTO1WW | ATZ1 | Lenovo 15m SFP+ to SFP+ Active Optical Cable | 169
7D1KCTO1WW | ATZ2 | Lenovo 20m SFP+ to SFP+ Active Optical Cable | 169
7D1KCTO1WW | ATZ3 | Lenovo 3m 40G QSFP+ to QSFP+ Active Optical Cable | 489
7D1KCTO1WW | ATZ4 | Lenovo 5m 40G QSFP+ to QSFP+ Active Optical Cable | 499
7D1KCTO1WW | ATZ5 | Lenovo 7m 40G QSFP+ to QSFP+ Active Optical Cable | 529
7D1KCTO1WW | ATZ6 | Lenovo 15m 40G QSFP+ to QSFP+ Active Optical Cable | 589
7D1KCTO1WW | ATZ7 | Lenovo 20m 40G QSFP+ to QSFP+ Active Optical Cable | 629
7D1KCTO1WW | AU0B | Intel OPA 100 Series Single-port PCIe 3.0 x16 HFA | 1069
7D1KCTO1WW | AU0M | 5m Intel OPA 100 Series Active Optical QSFP28 Cable | 899
7D1KCTO1WW | AU0P | 15m Intel OPA 100 Series Active Optical QSFP28 Cable | 949
7D1KCTO1WW | AUK7 | TPM 2.0 and Secure Boot | 0
7D1KCTO1WW | AUPW | ThinkSystem XClarity Controller Standard to Enterprise Upgrade | 100
7D1KCTO1WW | AV1B | Lenovo 25GBase-SR SFP28 Transceiver | 449
7D1KCTO1WW | AV1D | Lenovo 100GBase-SR4 QSFP28 Transceiver | 1539
7D1KCTO1WW | AV1F | Lenovo 3m 25G SFP28 Active Optical Cable | 489
7D1KCTO1WW | AV1G | Lenovo 5m 25G SFP28 Active Optical Cable | 489
7D1KCTO1WW | AV1H | Lenovo 10m 25G SFP28 Active Optical Cable | 499
7D1KCTO1WW | AV1J | Lenovo 15m 25G SFP28 Active Optical Cable | 497
7D1KCTO1WW | AV1K | Lenovo 20m 25G SFP28 Active Optical Cable | 519
7D1KCTO1WW | AV1L | Lenovo 3m 100G QSFP28 Active Optical Cable | 1059
7D1KCTO1WW | AV1M | Lenovo 5m 100G QSFP28 Active Optical Cable | 1069
7D1KCTO1WW | AV1N | Lenovo 10m 100G QSFP28 Active Optical Cable | 1099
7D1KCTO1WW | AV1P | Lenovo 15m 100G QSFP28 Active Optical Cable | 1079
7D1KCTO1WW | AV1Q | Lenovo 20m 100G QSFP28 Active Optical Cable | 1179
7D1KCTO1WW | AV1W | Lenovo 1m Passive 25G SFP28 DAC Cable | 69
7D1KCTO1WW | AV1X | Lenovo 3m Passive 25G SFP28 DAC Cable | 79
7D1KCTO1WW | AV1Y | Lenovo 5m Passive 25G SFP28 DAC Cable | 159
7D1KCTO1WW | AV1Z | Lenovo 1m Passive 100G QSFP28 DAC Cable | 99
7D1KCTO1WW | AV20 | Lenovo 3m Passive 100G QSFP28 DAC Cable | 159
7D1KCTO1WW | AV21 | Lenovo 5m Passive 100G QSFP28 DAC Cable | 299
7D1KCTO1WW | AV25 | Lenovo 5m MPO-MPO OM4 MMF Cable | 114
7D1KCTO1WW | AV26 | Lenovo 7m MPO-MPO OM4 MMF Cable | 135
7D1KCTO1WW | AV27 | Lenovo 10m MPO-MPO OM4 MMF Cable | 159
7D1KCTO1WW | AV28 | Lenovo 15m MPO-MPO OM4 MMF Cable | 205
7D1KCTO1WW | AV29 | Lenovo 20m MPO-MPO OM4 MMF Cable | 259
7D1KCTO1WW | AV2A | Lenovo 30m MPO-MPO OM4 MMF Cable | 349
7D1KCTO1WW | AVFQ | 0.75m Green Cat5e Cable | 15
7D1KCTO1WW | AVFR | 1.0m Green Cat5e Cable | 19
7D1KCTO1WW | AVFS | 1.25m Green Cat5e Cable | 19
7D1KCTO1WW | AVFT | 0.75m Blue Cat5e Cable | 15
7D1KCTO1WW | AVFU | 1.0m Blue Cat5e Cable | 19
7D1KCTO1WW | AVFV | 1.25m Blue Cat5e Cable | 19
7D1KCTO1WW | AVFW | 0.75m Green Cat6 Cable | 19
7D1KCTO1WW | AVFX | 1.0m Green Cat6 Cable | 19
7D1KCTO1WW | AVFY | 1.25m Green Cat6 Cable | 19
7D1KCTO1WW | AVFZ | 1.5m Green Cat6 Cable | 19
7D1KCTO1WW | AVG0 | 3m Green Cat6 Cable | 25
7D1KCTO1WW | AVUT | ThinkSystem XClarity Controller Standard to Advanced Upgrade | 50
7D1KCTO1WW | AVV0 | On Board SATA Software RAID Mode | 0
7D1KCTO1WW | AX42 | Lenovo 1m 40G QSFP+ Active Optical Cable | 689
7D1KCTO1WW | B0ML | Feature Enable TPM on MB | 0
7D1KCTO1WW | B173 | Companion Part for XClarity Controller Standard to Enterprise Upgrade in Factory | 0
7D1KCTO1WW | B22J | 5m Intel OPA 100 Series Active Optical QSFP28 Low Power Cable | 809
7D1KCTO1WW | B22K | 10m Intel OPA 100 Series Active Optical QSFP28 Low Power Cable | 829
7D1KCTO1WW | B22L | 15m Intel OPA 100 Series Active Optical QSFP28 Low Power Cable | 839
7D1KCTO1WW | B22M | 20m Intel OPA 100 Series Active Optical QSFP28 Low Power Cable | 849
7D1KCTO1WW | B2P9 | Lenovo 0.5m LC-LC OM4 MMF Cable | 34
7D1KCTO1WW | B2PA | Lenovo 1m LC-LC OM4 MMF Cable | 29
7D1KCTO1WW | B2PB | Lenovo 3m LC-LC OM4 MMF Cable | 34
7D1KCTO1WW | B2PC | Lenovo 5m LC-LC OM4 MMF Cable | 44
7D1KCTO1WW | B2PD | Lenovo 10m LC-LC OM4 MMF Cable | 69
7D1KCTO1WW | B2PE | Lenovo 15m LC-LC OM4 MMF Cable | 79
7D1KCTO1WW | B2PF | Lenovo 25m LC-LC OM4 MMF Cable | 114
7D1KCTO1WW | B2PG | Lenovo 30m LC-LC OM4 MMF Cable | 129
7D1KCTO1WW | B2UZ | Lenovo 1m 100G QSFP28 Active Optical Cable | 949
7D1KCTO1WW | B30W | Custom MFG SVCS Fee - Medium Increment | 30
7D1KCTO1WW | B30X | Custom MFG SVCS Fee - Large Increment | 300
7D1KCTO1WW | B4QQ | 0.5m Mellanox HDR IB Passive Copper QSFP56 Cable | 299
7D1KCTO1WW | B4QR | 1m Mellanox HDR IB Passive Copper QSFP56 Cable | 399
7D1KCTO1WW | B4QS | 1.5m Mellanox HDR IB Passive Copper QSFP56 Cable | 449
7D1KCTO1WW | B4QT | 2m Mellanox HDR IB Passive Copper QSFP56 Cable | 499
7D1KCTO1WW | B4QW | 3m Mellanox HDR IB Active Optical QSFP56 Cable | 2099
7D1KCTO1WW | B4QX | 5m Mellanox HDR IB Active Optical QSFP56 Cable | 2149
7D1KCTO1WW | B4QY | 10m Mellanox HDR IB Active Optical QSFP56 Cable | 2199
7D1KCTO1WW | B4QZ | 15m Mellanox HDR IB Active Optical QSFP56 Cable | 2249
7D1KCTO1WW | B4R0 | 20m Mellanox HDR IB Active Optical QSFP56 Cable | 2299
7D1KCTO1WW | B4R1 | 1m Mellanox HDR IB to 2x HDR100 Splitter Passive Copper QSFP56 Cable | 399
7D1KCTO1WW | B4R2 | 1.5m Mellanox HDR IB to 2x HDR100 Splitter Passive Copper QSFP56 Cable | 449
7D1KCTO1WW | B4R4 | 3m Mellanox HDR IB to 2x HDR100 Splitter Optical QSFP56 Cable | 2799
7D1KCTO1WW | B4R5 | 5m Mellanox HDR IB to 2x HDR100 Splitter Optical QSFP56 Cable | 2899
7D1KCTO1WW | B4R6 | 10m Mellanox HDR IB to 2x HDR100 Splitter Optical QSFP56 Cable | 2999
7D1KCTO1WW | B4R7 | 15m Mellanox HDR IB to 2x HDR100 Splitter Optical QSFP56 Cable | 3199
7D1KCTO1WW | B4R8 | 20m Mellanox HDR IB to 2x HDR100 Splitter Optical QSFP56 Cable | 3299
7D1KCTO1WW | B4R9 | ThinkSystem Mellanox ConnectX-6 HDR100/100GbE QSFP56 1-port PCIe VPI Adapter | 1779
7D1KCTO1WW | B4RC | ThinkSystem Mellanox ConnectX-6 HDR/200GbE QSFP56 1-port PCIe 4 VPI Adapter | 2209
7D1KCTO1WW | B68K | 30m Mellanox HDR IB to 2x HDR100 Splitter Optical QSFP56 Cable | 3499
7D1KCTO1WW | B68L | 2m Mellanox HDR IB to 2x HDR100 Splitter Passive Copper QSFP56 Cable | 499
7D1KCTO1WW | B68M | 100m Mellanox HDR IB Optical QSFP56 Cable | 5099
7D1KCTO1WW | B68N | 50m Mellanox HDR IB Optical QSFP56 Cable | 3699
7D1KCTO1WW | B68P | 30m Mellanox HDR IB Optical QSFP56 Cable | 2399
7D1KCTO1WW | B88T | VMware ESXi 6.7 U3 (factory installed) | 0
7D1KCTO1WW | B8HS | ThinkSystem M.2 5300 240GB SATA 6Gbps Non-Hot Swap SSD | 359
7D1KCTO1WW | B8JQ | ThinkSystem 7mm 5300 240GB Entry SATA 6Gb SSD | 359
7D1KCTO1WW | B8JT | ThinkSystem 7mm 5300 480GB Entry SATA 6Gb SSD | 359
7D1KCTO1WW | B8L4 | ThinkSystem 7mm Tray Filler | 9
7D1KCTO1WW | B95W | ThinkSystem 1U PCIe Riser for Dense Systems | 89
7D1KCTO1WW | B963 | ThinkSystem 16GB TruDDR4 3200 MHz (2Rx8 1.2V) RDIMM | 229
7D1KCTO1WW | B964 | ThinkSystem 32GB TruDDR4 3200 MHz (2Rx4 1.2V) RDIMM | 459
7D1KCTO1WW | B966 | ThinkSystem 64GB TruDDR4 3200 MHz (2Rx4 1.2V) RDIMM | 899
7D1KCTO1WW | B967 | ThinkSystem M.2 2-Bay Enablement Kit for Dense Systems | 99
7D1KCTO1WW | B96G | Intel VROC (VMD NVMe RAID) Premium | 439
7D1KCTO1WW | B96L | ThinkSystem U.2 Intel Optane P4800X 1.5TB Performance NVMe PCIe 3.0 x4 Hot Swap SSD 60DWPD | 14769
7D1KCTO1WW | B96Q | ThinkSystem 7mm Intel S4510 240GB Entry SATA 6Gb Hot Swap SSD | 149
7D1KCTO1WW | B96S | ThinkSystem 7mm Intel S4510 480GB Entry SATA 6Gb Hot Swap SSD | 209
7D1KCTO1WW | B96T | ThinkSystem U.3 Kioxia CM6-V 3.2TB Mainstream NVMe PCIe4.0 x4 Hot Swap SSD | 3459
7D1KCTO1WW | B96Z | ThinkSystem U.3 Kioxia CM6-V 1.6TB Mainstream NVMe PCIe4.0 x4 Hot Swap SSD | 1919
7D1KCTO1WW | BA62 | ThinkSystem 128GB TruDDR4 3200 MHz (4Rx4 1.2V) 3DS RDIMM | 3159
7D1KCTO1WW | BAEV | ThinkSystem 7mm Intel S4610 240GB Mainstream SATA 6Gb Hot Swap SSD | 379
7D1KCTO1WW | BAEW | ThinkSystem 7mm Intel S4610 480GB Mainstream SATA 6Gb Hot Swap SSD | 299
7D1KCTO1WW | BAEX | ThinkSystem SD630 V2 2x2.5'' 7mm SATA/NVMe Storage Cage | 129
7D1KCTO1WW | BAEY | Node Upper Cover | 10
7D1KCTO1WW | BAEZ | Air Duct | 10
7D1KCTO1WW | BAF0 | SSD Cage Filler | 5.5
7D1KCTO1WW | BAF1 | PCIe Cage Filler | 5.5
7D1KCTO1WW | BAF3 | MID SUP for SSD | 7
7D1KCTO1WW | BAFQ | ThinkSystem SD630 V2 Base | 3019
7D1KCTO1WW | BB2L | Intel Xeon Gold 6348 28C 235W 2.6GHz Processor | 6139
7D1KCTO1WW | BB2P | Intel Xeon Platinum 8360Y 36C 250W 2.4GHz Processor | 9399
7D1KCTO1WW | BB2R | Intel Xeon Gold 5320 26C 185W 2.2GHz Processor | 3239
7D1KCTO1WW | BB2U | Intel Xeon Gold 6354 18C 205W 3.0GHz Processor | 4889
7D1KCTO1WW | BB2V | Intel Xeon Platinum 8352Y 32C 205W 2.2GHz Processor | 6899
7D1KCTO1WW | BB2W | Intel Xeon Gold 6346 16C 205W 3.1GHz Processor | 4599
7D1KCTO1WW | BB30 | Intel Xeon Gold 5317 12C 150W 3.0GHz Processor | 1979
7D1KCTO1WW | BB35 | Intel Xeon Gold 5318Y 24C 165W 2.1GHz Processor | 2649
7D1KCTO1WW | BB3A | Intel Xeon Platinum 8358P 32C 240W 2.6GHz Processor | 7899
7D1KCTO1WW | BB3B | Intel Xeon Gold 6342 24C 230W 2.8GHz Processor | 5059
7D1KCTO1WW | BB3D | Intel Xeon Gold 6334 8C 165W 3.6GHz Processor | 4429
7D1KCTO1WW | BB3H | Intel Xeon Gold 6330 28C 205W 2.0GHz Processor | 3789
7D1KCTO1WW | BB3M | Intel Xeon Gold 5315Y 8C 140W 3.2GHz Processor | 1859
7D1KCTO1WW | BB3P | Intel Xeon Gold 6338 32C 205W 2.0GHz Processor | 5219
7D1KCTO1WW | BB3R | Intel Xeon Platinum 8358 32C 250W 2.6GHz Processor | 7899
7D1KCTO1WW | BB3S | Intel Xeon Gold 6336Y 24C 185W 2.4GHz Processor | 3949
7D1KCTO1WW | BB4E | Intel Xeon Gold 6326 16C 185W 2.9GHz Processor | 2599
7D1KCTO1WW | BB63 | ThinkSystem 7mm PM983 960GB Entry NVMe PCIe 3.0 x4 Hot Swap SSD | 599
7D1KCTO1WW | BBM8 | Controller 1 SW RAID Array 1 HDDs | 0
7D1KCTO1WW | BBMC | Controller 1 VROC RAID Array 1 HDDs | 0
7D1KCTO1WW | BBNK | Controller 1 SW RAID Array 1 RAID 0 | 0
7D1KCTO1WW | BBNL | Controller 1 SW RAID Array 1 RAID 1 | 0
7D1KCTO1WW | BBPM | Controller 1 VROC RAID Array 1 RAID 0 | 0
7D1KCTO1WW | BBPN | Controller 1 VROC RAID Array 1 RAID 1 | 0
7D1KCTO1WW | BC6E | ThinkSystem 7mm 5300 240GB Mainstream SATA 6Gb Hot Swap SSD | 379
7D1KCTO1WW | BC6F | ThinkSystem 7mm 5300 480GB Mainstream SATA 6Gb Hot Swap SSD | 499
7D1KCTO1WW | BCFR | ThinkSystem U.2 Intel P5600 3.2TB Mainstream NVMe PCIe 4.0 x4 Hot Swap SSD | 3829
7D1KCTO1WW | BCFT | ThinkSystem U.2 Intel P5500 1.92TB Entry NVMe PCIe 4.0 x4 Hot Swap SSD | 1479
7D1KCTO1WW | BCFV | ThinkSystem U.2 Intel P5600 1.6TB Mainstream NVMe PCIe 4.0 x4 Hot Swap SSD | 1919
7D1KCTO1WW | BCFW | ThinkSystem U.2 Intel P5500 3.84TB Entry NVMe PCIe 4.0 x4 Hot Swap SSD | 2689
7D1KCTO1WW | BCQW | 3m Mellanox HDR IB Active Copper QSFP56 Cable | 1589
7D1KCTO1WW | BCQX | 4m Mellanox HDR IB Active Copper QSFP56 Cable | 1609
7D1KCTO1WW | BCXG | ThinkSystem SD630 V2 1x2.5" NVMe Storage Cage | 149
7D1KCTO1WW | BEJ0 | MID SUP for NVMe SSD | 7
7D1KCTO1WW | BEXY | ThinkSystem NC-SI enabled on SFP28 Port | 0
7D1KCTO1WW | BEXZ | ThinkSystem NC-SI enabled on RJ45 Port | 0
7D1KCTO1WW | BF6W | Lenovo 1m Passive 200G QSFP56 Ethernet DAC Cable | 339
7D1KCTO1WW | BF92 | Lenovo 3m Passive 200G QSFP56 Ethernet DAC Cable | 549
7D1KCTO1WW | BFXR | 3m Mellanox HDR IB Optical QSFP56 Low Latency Cable | 2539
7D1KCTO1WW | BFXS | 5m Mellanox HDR IB Optical QSFP56 Low Latency Cable | 2549
7D1KCTO1WW | BFXT | 10m Mellanox HDR IB Optical QSFP56 Low Latency Cable | 2679
7D1KCTO1WW | BFXU | 15m Mellanox HDR IB Optical QSFP56 Low Latency Cable | 2689
7D1KCTO1WW | BFXV | 20m Mellanox HDR IB Optical QSFP56 Low Latency Cable | 2699
7D1KCTO1WW | BFXW | 30m Mellanox HDR IB Optical QSFP56 Low Latency Cable | 2719
7D1KCTO1WW | BFXX | 50m Mellanox HDR IB Optical QSFP56 Low Latency Cable | 4499
7D1KCTO1WW | BFXY | 100m Mellanox HDR IB Optical QSFP56 Low Latency Cable | 6299
7D1KCTO1WW | BFXZ | 3m Mellanox HDR IB to 2x HDR100 Splitter Optical QSFP56 Low Latency Cable | 3939
7D1KCTO1WW | BFY0 | 5m Mellanox HDR IB to 2x HDR100 Splitter Optical QSFP56 Low Latency Cable | 3949
7D1KCTO1WW | BFY1 | 10m Mellanox HDR IB to 2x HDR100 Splitter Optical QSFP56 Low Latency Cable | 4159
7D1KCTO1WW | BFY2 | 15m Mellanox HDR IB to 2x HDR100 Splitter Optical QSFP56 Low Latency Cable | 4169
7D1KCTO1WW | BFY3 | 20m Mellanox HDR IB to 2x HDR100 Splitter Optical QSFP56 Low Latency Cable | 4189
7D1KCTO1WW | BFY4 | 30m Mellanox HDR IB to 2x HDR100 Splitter Optical QSFP56 Low Latency Cable | 4219
7D1KCTO1WW | BFYB | Operating mode selection for: "Maximum Performance Mode" | 0
7D1KCTO1WW | BFYC | Operating mode selection for: "Minimal Power Mode" | 0
7D1KCTO1WW | BFYD | Operating mode selection for: "Efficiency Favoring Power Savings Mode" | 0
7D1KCTO1WW | BFYE | Operating mode selection for: "Efficiency - Favoring Performance Mode" | 0
7D1KCTO1WW | BHSR | VMware ESXi 7.0 U2 (Factory Installed) | 0
7D1KCTO1WW | BJN7 | ThinkSystem 7mm PM983 1.92TB Entry NVMe PCIe 3.0 x4 Hot Swap SSD | 949
7D1KCTO1WW | BJN8 | ThinkSystem 7mm PM983 3.84TB Entry NVMe PCIe 3.0 x4 Hot Swap SSD | 1869
7D1KCTO1WW | BJN9 | ThinkSystem 7mm PM983 7.68TB Entry NVMe PCIe 3.0 x4 Hot Swap SSD | 3689
7D1KCTO1WW | BKDB | Intel Xeon Platinum 8352M 32C 185W 2.3GHz Processor | 7199
7D1KCTOLWW | 747 | UID Asset Tag Label | 20
7D1KCTOLWW | 2302 | RAID Configuration | 149
7D1KCTOLWW | 2321 | Custom MFG SVCS Fee - Small Increment | 3
7D1KCTOLWW | 3797 | 1.5m Green Cat5e Cable | 17
7D1KCTOLWW | 3798 | 3m Green Cat5e Cable | 19
7D1KCTOLWW | 3799 | 10m Green Cat5e Cable | 29
7D1KCTOLWW | 3800 | 25m Green Cat5e Cable | 69
7D1KCTOLWW | 5977 | Select Storage devices - no configured RAID required | 0
7D1KCTOLWW | 5978 | Select Storage devices - configured RAID | 0
7D1KCTOLWW | 7831 | Customer Solution Center Services | 0
7D1KCTOLWW | 8034 | LeSI Solution Component | 0
7D1KCTOLWW | 8067 | TAA Compliant Order | 0
7D1KCTOLWW | 8072 | General Racking Solution | 0
7D1KCTOLWW | 8086 | No Publications Selected | 0
7D1KCTOLWW | 9017 | Enable Memory Mirroring | 0
7D1KCTOLWW | A103 | System x Cluster Upgrade | 0
7D1KCTOLWW | A193 | Integrated Solutions | 0
7D1KCTOLWW | A1MT | 10m Green Cat6 Cable | 49
7D1KCTOLWW | A1MW | 25m Green Cat6 Cable | 105
7D1KCTOLWW | A2N7 | Planar Not Integrated With Chassis | 0
7D1KCTOLWW | A5DL | SFP 1000Base-T (RJ-45) Transceiver | 89
7D1KCTOLWW | ASQT | 0.5m Mellanox EDR IB Passive Copper QSFP28 Cable | 229
7D1KCTOLWW | ASQU | 0.75m Mellanox EDR IB Passive Copper QSFP28 Cable | 249
7D1KCTOLWW | ASQV | 1m Mellanox EDR IB Passive Copper QSFP28 Cable | 249
7D1KCTOLWW | ASQW | 1.25m Mellanox EDR IB Passive Copper QSFP28 Cable | 289
7D1KCTOLWW | ASQX | 1.5m Mellanox EDR IB Passive Copper QSFP28 Cable | 289
7D1KCTOLWW | ASQY | 2m Mellanox EDR IB Passive Copper QSFP28 Cable | 289
7D1KCTOLWW | ASQZ | 5m Mellanox EDR IB Optical QSFP28 Cable | 1359
7D1KCTOLWW | ASR0 | 10m Mellanox EDR IB Optical QSFP28 Cable | 1419
7D1KCTOLWW | ASR1 | 15m Mellanox EDR IB Optical QSFP28 Cable | 1509
7D1KCTOLWW | ASR2 | 20m Mellanox EDR IB Optical QSFP28 Cable | 1569
7D1KCTOLWW | ASR3 | 30m Mellanox EDR IB Optical QSFP28 Cable | 1789
7D1KCTOLWW | ASR5 | Lenovo 0.5m LC-LC OM3 MMF Cable | 24
7D1KCTOLWW | ASR6 | Lenovo 1m LC-LC OM3 MMF Cable | 24
7D1KCTOLWW | ASR7 | Lenovo 3m LC-LC OM3 MMF Cable | 24
7D1KCTOLWW | ASR8 | Lenovo 5m LC-LC OM3 MMF Cable | 29
7D1KCTOLWW | ASR9 | Lenovo 10m LC-LC OM3 MMF Cable | 39
7D1KCTOLWW | ASRA | Lenovo 15m LC-LC OM3 MMF Cable | 45
7D1KCTOLWW | ASRB | Lenovo 25m LC-LC OM3 MMF Cable | 54
7D1KCTOLWW | ASRC | Lenovo 30m LC-LC OM3 MMF Cable | 64
7D1KCTOLWW | ASRM | 3m Mellanox EDR IB Passive Copper QSFP28 Cable | 319
7D1KCTOLWW | ASRN | 3m Mellanox EDR IB Optical QSFP28 Cable | 1359
7D1KCTOLWW | ASRP | 50m Mellanox EDR IB Optical QSFP28 Cable | 2329
7D1KCTOLWW | AT2R | Lenovo 1m Active DAC SFP+ Cables | 129
7D1KCTOLWW | AT2S | Lenovo 3m Active DAC SFP+ Cables | 139
7D1KCTOLWW | AT2T | Lenovo 5m Active DAC SFP+ Cables | 159
7D1KCTOLWW | AT2U | Lenovo 10m QSFP+ MPO-MPO OM3 MMF Cable | 169
7D1KCTOLWW | AT2V | Lenovo 30m QSFP+ MPO-MPO OM3 MMF Cable | 329
7D1KCTOLWW | ATYX | Lenovo 1m SFP+ to SFP+ Active Optical Cable | 104
7D1KCTOLWW | ATYY | Lenovo 3m SFP+ to SFP+ Active Optical Cable | 99
7D1KCTOLWW | ATYZ | Lenovo 5m SFP+ to SFP+ Active Optical Cable | 114
7D1KCTOLWW | ATZ0 | Lenovo 7m SFP+ to SFP+ Active Optical Cable | 129
7D1KCTOLWW | ATZ1 | Lenovo 15m SFP+ to SFP+ Active Optical Cable | 169
7D1KCTOLWW | ATZ2 | Lenovo 20m SFP+ to SFP+ Active Optical Cable | 169
7D1KCTOLWW | ATZ3 | Lenovo 3m 40G QSFP+ to QSFP+ Active Optical Cable | 489
7D1KCTOLWW | ATZ4 | Lenovo 5m 40G QSFP+ to QSFP+ Active Optical Cable | 499
7D1KCTOLWW | ATZ5 | Lenovo 7m 40G QSFP+ to QSFP+ Active Optical Cable | 529
7D1KCTOLWW | ATZ6 | Lenovo 15m 40G QSFP+ to QSFP+ Active Optical Cable | 589
7D1KCTOLWW | ATZ7 | Lenovo 20m 40G QSFP+ to QSFP+ Active Optical Cable | 629
7D1KCTOLWW | AU0B | Intel OPA 100 Series Single-port PCIe 3.0 x16 HFA | 1069
7D1KCTOLWW | AU0M | 5m Intel OPA 100 Series Active Optical QSFP28 Cable | 899
7D1KCTOLWW | AU0P | 15m Intel OPA 100 Series Active Optical QSFP28 Cable | 949
7D1KCTOLWW | AUK7 | TPM 2.0 and Secure Boot | 0
7D1KCTOLWW | AUPW | ThinkSystem XClarity Controller Standard to Enterprise Upgrade | 100
7D1KCTOLWW | AV1B | Lenovo 25GBase-SR SFP28 Transceiver | 449
7D1KCTOLWW | AV1D | Lenovo 100GBase-SR4 QSFP28 Transceiver | 1539
7D1KCTOLWW | AV1F | Lenovo 3m 25G SFP28 Active Optical Cable | 489
7D1KCTOLWW | AV1G | Lenovo 5m 25G SFP28 Active Optical Cable | 489
7D1KCTOLWW | AV1H | Lenovo 10m 25G SFP28 Active Optical Cable | 499
7D1KCTOLWW | AV1J | Lenovo 15m 25G SFP28 Active Optical Cable | 497
7D1KCTOLWW | AV1K | Lenovo 20m 25G SFP28 Active Optical Cable | 519
7D1KCTOLWW | AV1L | Lenovo 3m 100G QSFP28 Active Optical Cable | 1059
7D1KCTOLWW | AV1M | Lenovo 5m 100G QSFP28 Active Optical Cable | 1069
7D1KCTOLWW | AV1N | Lenovo 10m 100G QSFP28 Active Optical Cable | 1099
7D1KCTOLWW | AV1P | Lenovo 15m 100G QSFP28 Active Optical Cable | 1079
7D1KCTOLWW | AV1Q | Lenovo 20m 100G QSFP28 Active Optical Cable | 1179
7D1KCTOLWW | AV1W | Lenovo 1m Passive 25G SFP28 DAC Cable | 69
7D1KCTOLWW | AV1X | Lenovo 3m Passive 25G SFP28 DAC Cable | 79
7D1KCTOLWW | AV1Y | Lenovo 5m Passive 25G SFP28 DAC Cable | 159
7D1KCTOLWW | AV1Z | Lenovo 1m Passive 100G QSFP28 DAC Cable | 99
7D1KCTOLWW | AV20 | Lenovo 3m Passive 100G QSFP28 DAC Cable | 159
7D1KCTOLWW | AV21 | Lenovo 5m Passive 100G QSFP28 DAC Cable | 299
7D1KCTOLWW | AV25 | Lenovo 5m MPO-MPO OM4 MMF Cable | 114
7D1KCTOLWW | AV26 | Lenovo 7m MPO-MPO OM4 MMF Cable | 135
7D1KCTOLWW | AV27 | Lenovo 10m MPO-MPO OM4 MMF Cable | 159
7D1KCTOLWW | AV28 | Lenovo 15m MPO-MPO OM4 MMF Cable | 205
7D1KCTOLWW | AV29 | Lenovo 20m MPO-MPO OM4 MMF Cable | 259
7D1KCTOLWW | AV2A | Lenovo 30m MPO-MPO OM4 MMF Cable | 349
7D1KCTOLWW | AVFQ | 0.75m Green Cat5e Cable | 15
7D1KCTOLWW | AVFR | 1.0m Green Cat5e Cable | 19
7D1KCTOLWW | AVFS | 1.25m Green Cat5e Cable | 19
7D1KCTOLWW | AVFT | 0.75m Blue Cat5e Cable | 15
7D1KCTOLWW | AVFU | 1.0m Blue Cat5e Cable | 19
7D1KCTOLWW | AVFV | 1.25m Blue Cat5e Cable | 19
7D1KCTOLWW | AVFW | 0.75m Green Cat6 Cable | 19
7D1KCTOLWW | AVFX | 1.0m Green Cat6 Cable | 19
7D1KCTOLWW | AVFY | 1.25m Green Cat6 Cable | 19
7D1KCTOLWW | AVFZ | 1.5m Green Cat6 Cable | 19
7D1KCTOLWW | AVG0 | 3m Green Cat6 Cable | 25
7D1KCTOLWW | AVUT | ThinkSystem XClarity Controller Standard to Advanced Upgrade | 50
7D1KCTOLWW | AVV0 | On Board SATA Software RAID Mode | 0
7D1KCTOLWW | AX42 | Lenovo 1m 40G QSFP+ Active Optical Cable | 689
7D1KCTOLWW | B0ML | Feature Enable TPM on MB | 0
7D1KCTOLWW | B173 | Companion Part for XClarity Controller Standard to Enterprise Upgrade in Factory | 0
7D1KCTOLWW | B22J | 5m Intel OPA 100 Series Active Optical QSFP28 Low Power Cable | 809
7D1KCTOLWW | B22K | 10m Intel OPA 100 Series Active Optical QSFP28 Low Power Cable | 829
7D1KCTOLWW | B22L | 15m Intel OPA 100 Series Active Optical QSFP28 Low Power Cable | 839
7D1KCTOLWW | B22M | 20m Intel OPA 100 Series Active Optical QSFP28 Low Power Cable | 849
7D1KCTOLWW | B2P9 | Lenovo 0.5m LC-LC OM4 MMF Cable | 34
7D1KCTOLWW | B2PA | Lenovo 1m LC-LC OM4 MMF Cable | 29
7D1KCTOLWW | B2PB | Lenovo 3m LC-LC OM4 MMF Cable | 34
7D1KCTOLWW | B2PC | Lenovo 5m LC-LC OM4 MMF Cable | 44
7D1KCTOLWW | B2PD | Lenovo 10m LC-LC OM4 MMF Cable | 69
7D1KCTOLWW | B2PE | Lenovo 15m LC-LC OM4 MMF Cable | 79
7D1KCTOLWW | B2PF | Lenovo 25m LC-LC OM4 MMF Cable | 114
7D1KCTOLWW | B2PG | Lenovo 30m LC-LC OM4 MMF Cable | 129
7D1KCTOLWW | B2UZ | Lenovo 1m 100G QSFP28 Active Optical Cable | 949
7D1KCTOLWW | B30W | Custom MFG SVCS Fee - Medium Increment | 30
7D1KCTOLWW | B30X | Custom MFG SVCS Fee - Large Increment | 300
7D1KCTOLWW | B4QQ | 0.5m Mellanox HDR IB Passive Copper QSFP56 Cable | 299
7D1KCTOLWW | B4QR | 1m Mellanox HDR IB Passive Copper QSFP56 Cable | 399
7D1KCTOLWW | B4QS | 1.5m Mellanox HDR IB Passive Copper QSFP56 Cable | 449
7D1KCTOLWW | B4QT | 2m Mellanox HDR IB Passive Copper QSFP56 Cable | 499
7D1KCTOLWW | B4QW | 3m Mellanox HDR IB Active Optical QSFP56 Cable | 2099
7D1KCTOLWW | B4QX | 5m Mellanox HDR IB Active Optical QSFP56 Cable | 2149
7D1KCTOLWW | B4QY | 10m Mellanox HDR IB Active Optical QSFP56 Cable | 2199
7D1KCTOLWW | B4QZ | 15m Mellanox HDR IB Active Optical QSFP56 Cable | 2249
7D1KCTOLWW | B4R0 | 20m Mellanox HDR IB Active Optical QSFP56 Cable | 2299
7D1KCTOLWW | B4R1 | 1m Mellanox HDR IB to 2x HDR100 Splitter Passive Copper QSFP56 Cable | 399
7D1KCTOLWW | B4R2 | 1.5m Mellanox HDR IB to 2x HDR100 Splitter Passive Copper QSFP56 Cable | 449
7D1KCTOLWW | B4R4 | 3m Mellanox HDR IB to 2x HDR100 Splitter Optical QSFP56 Cable | 2799
7D1KCTOLWW | B4R5 | 5m Mellanox HDR IB to 2x HDR100 Splitter Optical QSFP56 Cable | 2899
7D1KCTOLWW | B4R6 | 10m Mellanox HDR IB to 2x HDR100 Splitter Optical QSFP56 Cable | 2999
7D1KCTOLWW | B4R7 | 15m Mellanox HDR IB to 2x HDR100 Splitter Optical QSFP56 Cable | 3199
7D1KCTOLWW | B4R8 | 20m Mellanox HDR IB to 2x HDR100 Splitter Optical QSFP56 Cable | 3299
7D1KCTOLWW | B4R9 | ThinkSystem Mellanox ConnectX-6 HDR100/100GbE QSFP56 1-port PCIe VPI Adapter | 1779
7D1KCTOLWW | B4RC | ThinkSystem Mellanox ConnectX-6 HDR/200GbE QSFP56 1-port PCIe 4 VPI Adapter | 2209
7D1KCTOLWW | B68K | 30m Mellanox HDR IB to 2x HDR100 Splitter Optical QSFP56 Cable | 3499
7D1KCTOLWW | B68L | 2m Mellanox HDR IB to 2x HDR100 Splitter Passive Copper QSFP56 Cable | 499
7D1KCTOLWW | B68M | 100m Mellanox HDR IB Optical QSFP56 Cable | 5099
7D1KCTOLWW | B68N | 50m Mellanox HDR IB Optical QSFP56 Cable | 3699
7D1KCTOLWW | B68P | 30m Mellanox HDR IB Optical QSFP56 Cable | 2399
7D1KCTOLWW | B88T | VMware ESXi 6.7 U3 (factory installed) | 0
7D1KCTOLWW | B8HS | ThinkSystem M.2 5300 240GB SATA 6Gbps Non-Hot Swap SSD | 359
7D1KCTOLWW | B8JQ | ThinkSystem 7mm 5300 240GB Entry SATA 6Gb SSD | 359
7D1KCTOLWW | B8JT | ThinkSystem 7mm 5300 480GB Entry SATA 6Gb SSD | 359
7D1KCTOLWW | B8L4 | ThinkSystem 7mm Tray Filler | 9
7D1KCTOLWW | B95W | ThinkSystem 1U PCIe Riser for Dense Systems | 89
7D1KCTOLWW | B963 | ThinkSystem 16GB TruDDR4 3200 MHz (2Rx8 1.2V) RDIMM | 229
7D1KCTOLWW | B964 | ThinkSystem 32GB TruDDR4 3200 MHz (2Rx4 1.2V) RDIMM | 459
7D1KCTOLWW | B966 | ThinkSystem 64GB TruDDR4 3200 MHz (2Rx4 1.2V) RDIMM | 899
7D1KCTOLWW | B967 | ThinkSystem M.2 2-Bay Enablement Kit for Dense Systems | 99
7D1KCTOLWW | B96G | Intel VROC (VMD NVMe RAID) Premium | 439
7D1KCTOLWW | B96L | ThinkSystem U.2 Intel Optane P4800X 1.5TB Performance NVMe PCIe 3.0 x4 Hot Swap SSD 60DWPD | 14769
7D1KCTOLWW | B96Q | ThinkSystem 7mm Intel S4510 240GB Entry SATA 6Gb Hot Swap SSD | 149
7D1KCTOLWW | B96S | ThinkSystem 7mm Intel S4510 480GB Entry SATA 6Gb Hot Swap SSD | 209
7D1KCTOLWW | B96T | ThinkSystem U.3 Kioxia CM6-V 3.2TB Mainstream NVMe PCIe4.0 x4 Hot Swap SSD | 3459
7D1KCTOLWW | B96Z | ThinkSystem U.3 Kioxia CM6-V 1.6TB Mainstream NVMe PCIe4.0 x4 Hot Swap SSD | 1919
7D1KCTOLWW | BA62 | ThinkSystem 128GB TruDDR4 3200 MHz (4Rx4 1.2V) 3DS RDIMM | 3159
7D1KCTOLWW | BAEV | ThinkSystem 7mm Intel S4610 240GB Mainstream SATA 6Gb Hot Swap SSD | 379
7D1KCTOLWW | BAEW | ThinkSystem 7mm Intel S4610 480GB Mainstream SATA 6Gb Hot Swap SSD | 299
7D1KCTOLWW | BAEX | ThinkSystem SD630 V2 2x2.5'' 7mm SATA/NVMe Storage Cage | 129
7D1KCTOLWW | BAEY | Node Upper Cover | 10
7D1KCTOLWW | BAEZ | Air Duct | 10
7D1KCTOLWW | BAF0 | SSD Cage Filler | 5.5
7D1KCTOLWW | BAF1 | PCIe Cage Filler | 5.5
7D1KCTOLWW | BAF3 | MID SUP for SSD | 7
7D1KCTOLWW | BAFQ | ThinkSystem SD630 V2 Base | 3019
7D1KCTOLWW | BB2L | Intel Xeon Gold 6348 28C 235W 2.6GHz Processor | 6139
7D1KCTOLWW | BB2P | Intel Xeon Platinum 8360Y 36C 250W 2.4GHz Processor | 9399
7D1KCTOLWW | BB2R | Intel Xeon Gold 5320 26C 185W 2.2GHz Processor | 3239
7D1KCTOLWW | BB2U | Intel Xeon Gold 6354 18C 205W 3.0GHz Processor | 4889
7D1KCTOLWW | BB2V | Intel Xeon Platinum 8352Y 32C 205W 2.2GHz Processor | 6899
7D1KCTOLWW | BB2W | Intel Xeon Gold 6346 16C 205W 3.1GHz Processor | 4599
7D1KCTOLWW | BB30 | Intel Xeon Gold 5317 12C 150W 3.0GHz Processor | 1979
7D1KCTOLWW | BB35 | Intel Xeon Gold 5318Y 24C 165W 2.1GHz Processor | 2649
7D1KCTOLWW | BB3A | Intel Xeon Platinum 8358P 32C 240W 2.6GHz Processor | 7899
7D1KCTOLWW | BB3B | Intel Xeon Gold 6342 24C 230W 2.8GHz Processor | 5059
7D1KCTOLWW | BB3D | Intel Xeon Gold 6334 8C 165W 3.6GHz Processor | 4429
7D1KCTOLWW | BB3H | Intel Xeon Gold 6330 28C 205W 2.0GHz Processor | 3789
7D1KCTOLWW | BB3M | Intel Xeon Gold 5315Y 8C 140W 3.2GHz Processor | 1859
7D1KCTOLWW | BB3P | Intel Xeon Gold 6338 32C 205W 2.0GHz Processor | 5219
7D1KCTOLWW | BB3R | Intel Xeon Platinum 8358 32C 250W 2.6GHz Processor | 7899
7D1KCTOLWW | BB3S | Intel Xeon Gold 6336Y 24C 185W 2.4GHz Processor | 3949
7D1KCTOLWW | BB4E | Intel Xeon Gold 6326 16C 185W 2.9GHz Processor | 2599
7D1KCTOLWW | BB63 | ThinkSystem 7mm PM983 960GB Entry NVMe PCIe 3.0 x4 Hot Swap SSD | 599
7D1KCTOLWW | BBM8 | Controller 1 SW RAID Array 1 HDDs | 0
7D1KCTOLWW | BBMC | Controller 1 VROC RAID Array 1 HDDs | 0
7D1KCTOLWW | BBNK | Controller 1 SW RAID Array 1 RAID 0 | 0
7D1KCTOLWW | BBNL | Controller 1 SW RAID Array 1 RAID 1 | 0
7D1KCTOLWW | BBPM | Controller 1 VROC RAID Array 1 RAID 0 | 0
7D1KCTOLWW | BBPN | Controller 1 VROC RAID Array 1 RAID 1 | 0
7D1KCTOLWW | BC6E | ThinkSystem 7mm 5300 240GB Mainstream SATA 6Gb Hot Swap SSD | 379
7D1KCTOLWW | BC6F | ThinkSystem 7mm 5300 480GB Mainstream SATA 6Gb Hot Swap SSD | 499
7D1KCTOLWW | BCFR | ThinkSystem U.2 Intel P5600 3.2TB Mainstream NVMe PCIe 4.0 x4 Hot Swap SSD | 3829
7D1KCTOLWW | BCFT | ThinkSystem U.2 Intel P5500 1.92TB Entry NVMe PCIe 4.0 x4 Hot Swap SSD | 1479
7D1KCTOLWW | BCFV | ThinkSystem U.2 Intel P5600 1.6TB Mainstream NVMe PCIe 4.0 x4 Hot Swap SSD | 1919
7D1KCTOLWW | BCFW | ThinkSystem U.2 Intel P5500 3.84TB Entry NVMe PCIe 4.0 x4 Hot Swap SSD | 2689
7D1KCTOLWW | BCQW | 3m Mellanox HDR IB Active Copper QSFP56 Cable | 1589
7D1KCTOLWW | BCQX | 4m Mellanox HDR IB Active Copper QSFP56 Cable | 1609
7D1KCTOLWW | BCXG | ThinkSystem SD630 V2 1x2.5" NVMe Storage Cage | 149
7D1KCTOLWW | BEJ0 | MID SUP for NVMe SSD | 7
7D1KCTOLWW | BEXY | ThinkSystem NC-SI enabled on SFP28 Port | 0
7D1KCTOLWW | BEXZ | ThinkSystem NC-SI enabled on RJ45 Port | 0
7D1KCTOLWW | BF6W | Lenovo 1m Passive 200G QSFP56 Ethernet DAC Cable | 339
7D1KCTOLWW | BF92 | Lenovo 3m Passive 200G QSFP56 Ethernet DAC Cable | 549
7D1KCTOLWW | BFXR | 3m Mellanox HDR IB Optical QSFP56 Low Latency Cable | 2539
7D1KCTOLWW | BFXS | 5m Mellanox HDR IB Optical QSFP56 Low Latency Cable | 2549
7D1KCTOLWW | BFXT | 10m Mellanox HDR IB Optical QSFP56 Low Latency Cable | 2679
7D1KCTOLWW | BFXU | 15m Mellanox HDR IB Optical QSFP56 Low Latency Cable | 2689
7D1KCTOLWW | BFXV | 20m Mellanox HDR IB Optical QSFP56 Low Latency Cable | 2699
7D1KCTOLWW | BFXW | 30m Mellanox HDR IB Optical QSFP56 Low Latency Cable | 2719
7D1KCTOLWW | BFXX | 50m Mellanox HDR IB Optical QSFP56 Low Latency Cable | 4499
7D1KCTOLWW | BFXY | 100m Mellanox HDR IB Optical QSFP56 Low Latency Cable | 6299
7D1KCTOLWW | BFXZ | 3m Mellanox HDR IB to 2x HDR100 Splitter Optical QSFP56 Low Latency Cable | 3939
7D1KCTOLWW | BFY0 | 5m Mellanox HDR IB to 2x HDR100 Splitter Optical QSFP56 Low Latency Cable | 3949
7D1KCTOLWW | BFY1 | 10m Mellanox HDR IB to 2x HDR100 Splitter Optical QSFP56 Low Latency Cable | 4159
7D1KCTOLWW | BFY2 | 15m Mellanox HDR IB to 2x HDR100 Splitter Optical QSFP56 Low Latency Cable | 4169
7D1KCTOLWW | BFY3 | 20m Mellanox HDR IB to 2x HDR100 Splitter Optical QSFP56 Low Latency Cable | 4189
7D1KCTOLWW | BFY4 | 30m Mellanox HDR IB to 2x HDR100 Splitter Optical QSFP56 Low Latency Cable | 4219
7D1KCTOLWW | BFYB | Operating mode selection for: "Maximum Performance Mode" | 0
7D1KCTOLWW | BFYC | Operating mode selection for: "Minimal Power Mode" | 0
7D1KCTOLWW | BFYD | Operating mode selection for: "Efficiency Favoring Power Savings Mode" | 0
7D1KCTOLWW | BFYE | Operating mode selection for: "Efficiency - Favoring Performance Mode" | 0
7D1KCTOLWW | BHSR | VMware ESXi 7.0 U2 (Factory Installed) | 0
7D1KCTOLWW | BJN7 | ThinkSystem 7mm PM983 1.92TB Entry NVMe PCIe 3.0 x4 Hot Swap SSD | 949
7D1KCTOLWW | BJN8 | ThinkSystem 7mm PM983 3.84TB Entry NVMe PCIe 3.0 x4 Hot Swap SSD | 1869
7D1KCTOLWW | BJN9 | ThinkSystem 7mm PM983 7.68TB Entry NVMe PCIe 3.0 x4 Hot Swap SSD | 3689
7D1KCTOLWW | BKDB | Intel Xeon Platinum 8352M 32C 185W 2.3GHz Processor | 7199
7D1LCTO1WW | 747 | UID Asset Tag Label | 20
7D1LCTO1WW | 2306 | Integration >1U Component | 125
7D1LCTO1WW | 2321 | Custom MFG SVCS Fee - Small Increment | 3
7D1LCTO1WW | 3797 | 1.5m Green Cat5e Cable | 17
7D1LCTO1WW | 3798 | 3m Green Cat5e Cable | 19
7D1LCTO1WW | 3799 | 10m Green Cat5e Cable | 29
7D1LCTO1WW | 3800 | 25m Green Cat5e Cable | 69
7D1LCTO1WW | 3802 | 1.5m Blue Cat5e Cable | 14
7D1LCTO1WW | 3803 | 3m Blue Cat5e Cable | 25
7D1LCTO1WW | 3804 | 10m Blue Cat5e Cable | 34
7D1LCTO1WW | 3805 | 25m Blue Cat5e Cable | 69
7D1LCTO1WW | 6201 | 1.5m, 10A/100-250V, C13 to IEC 320-C14 Rack Power Cable | 19
7D1LCTO1WW | 6252 | 2.5m, 16A/100-250V, C19 to IEC 320-C20 Rack Power Cable | 19
7D1LCTO1WW | 6263 | 4.3m, 10A/100-250V, C13 to IEC 320-C14 Rack Power Cable | 19
7D1LCTO1WW | 6311 | 2.8m, 10A/100-250V, C13 to IEC 320-C14 Rack Power Cable | 9
7D1LCTO1WW | 7831 | Customer Solution Center Services | 0
7D1LCTO1WW | 8034 | LeSI Solution Component | 0
7D1LCTO1WW | 8067 | TAA Compliant Order | 0
7D1LCTO1WW | 8072 | General Racking Solution | 0
7D1LCTO1WW | 8086 | No Publications Selected | 0
7D1LCTO1WW | 8971 | Integrate in manufacturing | 0
7D1LCTO1WW | 8972 | Ship Uninstalled (Safety) | 0
7D1LCTO1WW | A102 | Advanced Grouping | 0
7D1LCTO1WW | A103 | System x Cluster Upgrade | 0
7D1LCTO1WW | A193 | Integrated Solutions | 0
7D1LCTO1WW | A1MT | 10m Green Cat6 Cable | 49
7D1LCTO1WW | A1MW | 25m Green Cat6 Cable | 105
7D1LCTO1WW | A2N6 | Chassis Not Integrated With Planar | 0
7D1LCTO1WW | A4VP | 1.0m, 10A/100-250V, C13 to IEC 320-C14 Rack Power Cable | 19
7D1LCTO1WW | A5M4 | ThinkSystem DW612 Full Wide Tray Filler | 149
7D1LCTO1WW | AUMY | SR950/SD650v2/SD670v2 Lift Handles | 49
7D1LCTO1WW | AVFW | 0.75m Green Cat6 Cable | 19
7D1LCTO1WW | AVFX | 1.0m Green Cat6 Cable | 19
7D1LCTO1WW | AVFY | 1.25m Green Cat6 Cable | 19
7D1LCTO1WW | AVFZ | 1.5m Green Cat6 Cable | 19
7D1LCTO1WW | AVG0 | 3m Green Cat6 Cable | 25
7D1LCTO1WW | B0N4 | 2.0m, 10A/100-250V, C13 to IEC 320-C14 Rack Power Cable | 29
7D1LCTO1WW | B30W | Custom MFG SVCS Fee - Medium Increment | 30
7D1LCTO1WW | B30X | Custom MFG SVCS Fee - Large Increment | 300
7D1LCTO1WW | B4L0 | 1.0m, 16A/100-250V, C19 to IEC 320-C20 Rack Power Cable | 19
7D1LCTO1WW | B4L1 | 1.5m, 16A/100-250V, C19 to IEC 320-C20 Rack Power Cable | 19
7D1LCTO1WW | B4L2 | 2.0m, 16A/100-250V, C19 to IEC 320-C20 Rack Power Cable | 19
7D1LCTO1WW | B4L3 | 4.3m, 16A/100-250V, C19 to IEC 320-C20 Rack Power Cable | 19
7D1LCTO1WW | B8QB | ThinkSystem V2 1800W (230V) Platinum Hot-Swap Power Supply | 519
7D1LCTO1WW | B950 | ThinkSystem DW612 Enclosure Base | 2079
7D1LCTO1WW | B95X | DW612 Enclosure Shipping Bracket Kit | 99
7D1LCTO1WW | B95Y | System Management Card | 719
7D1LCTO1WW | B95Z | ThinkSystem DW612 12L Mid Plane | 1419
7D1LCTO1WW | BF7J | ThinkSystem DW612 2 PSU Cage with 6 PSU Configuration | 0
7D1LCTO1WW | BF7K | ThinkSystem DW612 3 PSU Cage with 6 PSU Configuration | 0
7D1LCTO1WW | BF7L | ThinkSystem DW612 3 PSU Cage with 9 PSU Configuration | 0
7D1LCTO1WW | BF7M | ThinkSystem DW612 2400W (230V) Platinum Hot-Swap Power Supply | 749
7D1LCTO1WW | BFPT | ThinkSystem V2 2400W (230V) Platinum Hot-Swap Power Supply Artesyn | 749
7D1LCTO1WW | BJMA | SD650 V2/ SD650-N V2 Node Depop Instruction | 0
7D1MCTO1WW | 747 | UID Asset Tag Label | 20
7D1MCTO1WW | 2302 | RAID Configuration | 149
7D1MCTO1WW | 2321 | Custom MFG SVCS Fee - Small Increment | 3
7D1MCTO1WW | 3797 | 1.5m Green Cat5e Cable | 17
7D1MCTO1WW | 3798 | 3m Green Cat5e Cable | 19
7D1MCTO1WW | 3799 | 10m Green Cat5e Cable | 29
7D1MCTO1WW | 3800 | 25m Green Cat5e Cable | 69
7D1MCTO1WW | 3802 | 1.5m Blue Cat5e Cable | 14
7D1MCTO1WW | 3803 | 3m Blue Cat5e Cable | 25
7D1MCTO1WW | 3804 | 10m Blue Cat5e Cable | 34
7D1MCTO1WW | 3805 | 25m Blue Cat5e Cable | 69
7D1MCTO1WW | 5977 | Select Storage devices - no configured RAID required | 0
7D1MCTO1WW | 5978 | Select Storage devices - configured RAID | 0
7D1MCTO1WW | 7831 | Customer Solution Center Services | 0
7D1MCTO1WW | 8034 | LeSI Solution Component | 0
7D1MCTO1WW | 8067 | TAA Compliant Order | 0
7D1MCTO1WW | 8072 | General Racking Solution | 0
7D1MCTO1WW | 8086 | No Publications Selected | 0
7D1MCTO1WW | 8972 | Ship Uninstalled (Safety) | 0
7D1MCTO1WW | 9017 | Enable Memory Mirroring | 0
7D1MCTO1WW | A103 | System x Cluster Upgrade | 0
7D1MCTO1WW | A193 | Integrated Solutions | 0
7D1MCTO1WW | A1MT | 10m Green Cat6 Cable | 49
7D1MCTO1WW | A1MW | 25m Green Cat6 Cable | 105
7D1MCTO1WW | A2N7 | Planar Not Integrated With Chassis | 0
7D1MCTO1WW | A5DL | SFP 1000Base-T (RJ-45) Transceiver | 89
7D1MCTO1WW | ASQT | 0.5m Mellanox EDR IB Passive Copper QSFP28 Cable | 229
7D1MCTO1WW | ASQU | 0.75m Mellanox EDR IB Passive Copper QSFP28 Cable | 249
7D1MCTO1WW | ASQV | 1m Mellanox EDR IB Passive Copper QSFP28 Cable | 249
7D1MCTO1WW | ASQW | 1.25m Mellanox EDR IB Passive Copper QSFP28 Cable | 289
7D1MCTO1WW | ASQX | 1.5m Mellanox EDR IB Passive Copper QSFP28 Cable | 289
7D1MCTO1WW | ASQY | 2m Mellanox EDR IB Passive Copper QSFP28 Cable | 289
7D1MCTO1WW | ASQZ | 5m Mellanox EDR IB Optical QSFP28 Cable | 1359
7D1MCTO1WW | ASR0 | 10m Mellanox EDR IB Optical QSFP28 Cable | 1419
7D1MCTO1WW | ASR1 | 15m Mellanox EDR IB Optical QSFP28 Cable | 1509
7D1MCTO1WW | ASR2 | 20m Mellanox EDR IB Optical QSFP28 Cable | 1569
7D1MCTO1WW | ASR3 | 30m Mellanox EDR IB Optical QSFP28 Cable | 1789
7D1MCTO1WW | ASRM | 3m Mellanox EDR IB Passive Copper QSFP28 Cable | 319
7D1MCTO1WW | ASRN | 3m Mellanox EDR IB Optical QSFP28 Cable | 1359
7D1MCTO1WW | ASRP | 50m Mellanox EDR IB Optical QSFP28 Cable | 2329
7D1MCTO1WW | AU0B | Intel OPA 100 Series Single-port PCIe 3.0 x16 HFA | 1069
7D1MCTO1WW | AU0E | 0.5m Intel OPA 100 Series Passive Copper QSFP28 Cable | 79
7D1MCTO1WW | AU0F | 0.75m Intel OPA Passive Copper QSFP28 Cable | 139
7D1MCTO1WW | AU0G | 1m Intel OPA 100 Series Passive Copper QSFP28 Cable | 99
7D1MCTO1WW | AU0H | 1.25m Intel OPA 100 Series Passive Copper QSFP28 Cable | 159
7D1MCTO1WW | AU0J | 1.5m Intel OPA 100 Series Passive Copper QSFP28 Cable | 109
7D1MCTO1WW | AU0K | 2m Intel OPA 100 Series Passive Copper QSFP28 Cable | 129
7D1MCTO1WW | AU0L | 3m Intel OPA 100 Series Passive Copper QSFP28 Cable | 169
7D1MCTO1WW | AU0M | 5m Intel OPA 100 Series Active Optical QSFP28 Cable | 899
7D1MCTO1WW | AU0N | 10m Intel OPA 100 Series Active Optical QSFP28 Cable | 929
7D1MCTO1WW | AU0P | 15m Intel OPA 100 Series Active Optical QSFP28 Cable | 949
7D1MCTO1WW | AU0Q | 20m Intel OPA 100 Series Active Optical QSFP28 Cable | 979
7D1MCTO1WW | AUPW | ThinkSystem XClarity Controller Standard to Enterprise Upgrade | 100
7D1MCTO1WW | AV1B | Lenovo 25GBase-SR SFP28 Transceiver | 449
7D1MCTO1WW | AV1D | Lenovo 100GBase-SR4 QSFP28 Transceiver | 1539
7D1MCTO1WW | AV1F | Lenovo 3m 25G SFP28 Active Optical Cable | 489
7D1MCTO1WW | AV1G | Lenovo 5m 25G SFP28 Active Optical Cable | 489
7D1MCTO1WW | AV1H | Lenovo 10m 25G SFP28 Active Optical Cable | 499
7D1MCTO1WW | AV1J | Lenovo 15m 25G SFP28 Active Optical Cable | 497
7D1MCTO1WW | AV1K | Lenovo 20m 25G SFP28 Active Optical Cable | 519
7D1MCTO1WW | AV1L | Lenovo 3m 100G QSFP28 Active Optical Cable | 1059
7D1MCTO1WW | AV1M | Lenovo 5m 100G QSFP28 Active Optical Cable | 1069
7D1MCTO1WW | AV1N | Lenovo 10m 100G QSFP28 Active Optical Cable | 1099
7D1MCTO1WW | AV1P | Lenovo 15m 100G QSFP28 Active Optical Cable | 1079
7D1MCTO1WW | AV1Q | Lenovo 20m 100G QSFP28 Active Optical Cable | 1179
7D1MCTO1WW | AV1W | Lenovo 1m Passive 25G SFP28 DAC Cable | 69
7D1MCTO1WW | AV1X | Lenovo 3m Passive 25G SFP28 DAC Cable | 79
7D1MCTO1WW | AV1Y | Lenovo 5m Passive 25G SFP28 DAC Cable | 159
7D1MCTO1WW | AV1Z | Lenovo 1m Passive 100G QSFP28 DAC Cable | 99
7D1MCTO1WW | AV20 | Lenovo 3m Passive 100G QSFP28 DAC Cable | 159
7D1MCTO1WW | AV21 | Lenovo 5m Passive 100G QSFP28 DAC Cable | 299
7D1MCTO1WW | AV26 | Lenovo 7m MPO-MPO OM4 MMF Cable | 135
7D1MCTO1WW | AV27 | Lenovo 10m MPO-MPO OM4 MMF Cable | 159
7D1MCTO1WW | AV28 | Lenovo 15m MPO-MPO OM4 MMF Cable | 205
7D1MCTO1WW | AV29 | Lenovo 20m MPO-MPO OM4 MMF Cable | 259
7D1MCTO1WW | AV2A | Lenovo 30m MPO-MPO OM4 MMF Cable | 349
7D1MCTO1WW | AVFW | 0.75m Green Cat6 Cable | 19
7D1MCTO1WW | AVFX | 1.0m Green Cat6 Cable | 19
7D1MCTO1WW | AVFY | 1.25m Green Cat6 Cable | 19
7D1MCTO1WW | AVFZ | 1.5m Green Cat6 Cable | 19
7D1MCTO1WW | AVG0 | 3m Green Cat6 Cable | 25
7D1MCTO1WW | AVUT | ThinkSystem XClarity Controller Standard to Advanced Upgrade | 50
7D1MCTO1WW | AVV0 | On Board SATA Software RAID Mode | 0
7D1MCTO1WW | B0ML | Feature Enable TPM on MB | 0
7D1MCTO1WW | B173 | Companion Part for XClarity Controller Standard to Enterprise Upgrade in Factory | 0
7D1MCTO1WW | B22J | 5m Intel OPA 100 Series Active Optical QSFP28 Low Power Cable | 809
7D1MCTO1WW | B22K | 10m Intel OPA 100 Series Active Optical QSFP28 Low Power Cable | 829
7D1MCTO1WW | B22L | 15m Intel OPA 100 Series Active Optical QSFP28 Low Power Cable | 839
7D1MCTO1WW | B22M | 20m Intel OPA 100 Series Active Optical QSFP28 Low Power Cable | 849
7D1MCTO1WW | B2UZ | Lenovo 1m 100G QSFP28 Active Optical Cable | 949
7D1MCTO1WW | B30W | Custom MFG SVCS Fee - Medium Increment | 30
7D1MCTO1WW | B30X | Custom MFG SVCS Fee - Large Increment | 300
7D1MCTO1WW | B49J | ThinkSystem Intel S4510 2.5" 7mm 240GB Entry SATA 6Gb Trayless SSD | 139
7D1MCTO1WW | B49K | ThinkSystem Intel S4510 2.5" 7mm 480GB Entry SATA 6Gb Trayless SSD | 199
7D1MCTO1WW | B49W | ThinkSystem Intel S4610 2.5" 7mm 240GB Mainstream SATA 6Gb Trayless SSD | 399
7D1MCTO1WW | B49X | ThinkSystem Intel S4610 2.5" 7mm 480GB Mainstream SATA 6Gb Trayless SSD | 299
7D1MCTO1WW | B4QQ | 0.5m Mellanox HDR IB Passive Copper QSFP56 Cable | 299
7D1MCTO1WW | B4QR | 1m Mellanox HDR IB Passive Copper QSFP56 Cable | 399
7D1MCTO1WW | B4QS | 1.5m Mellanox HDR IB Passive Copper QSFP56 Cable | 449
7D1MCTO1WW | B4QT | 2m Mellanox HDR IB Passive Copper QSFP56 Cable | 499
7D1MCTO1WW | B4QW | 3m Mellanox HDR IB Active Optical QSFP56 Cable | 2099
7D1MCTO1WW | B4QX | 5m Mellanox HDR IB Active Optical QSFP56 Cable | 2149
7D1MCTO1WW | B4QY | 10m Mellanox HDR IB Active Optical QSFP56 Cable | 2199
7D1MCTO1WW | B4QZ | 15m Mellanox HDR IB Active Optical QSFP56 Cable | 2249
7D1MCTO1WW | B4R0 | 20m Mellanox HDR IB Active Optical QSFP56 Cable | 2299
7D1MCTO1WW | B4R1 | 1m Mellanox HDR IB to 2x HDR100 Splitter Passive Copper QSFP56 Cable | 399
7D1MCTO1WW | B4R2 | 1.5m Mellanox HDR IB to 2x HDR100 Splitter Passive Copper QSFP56 Cable | 449
7D1MCTO1WW | B4R4 | 3m Mellanox HDR IB to 2x HDR100 Splitter Optical QSFP56 Cable | 2799
7D1MCTO1WW | B4R5 | 5m Mellanox HDR IB to 2x HDR100 Splitter Optical QSFP56 Cable | 2899
7D1MCTO1WW | B4R6 | 10m Mellanox HDR IB to 2x HDR100 Splitter Optical QSFP56 Cable | 2999
7D1MCTO1WW | B4R7 | 15m Mellanox HDR IB to 2x HDR100 Splitter Optical QSFP56 Cable | 3199
7D1MCTO1WW | B4R8 | 20m Mellanox HDR IB to 2x HDR100 Splitter Optical QSFP56 Cable | 3299
7D1MCTO1WW | B4RB | ThinkSystem Mellanox HDR/200GbE 2x PCIe Aux Kit | 639
7D1MCTO1WW | B68K | 30m Mellanox HDR IB to 2x HDR100 Splitter Optical QSFP56 Cable | 3499
7D1MCTO1WW | B68L | 2m Mellanox HDR IB to 2x HDR100 Splitter Passive Copper QSFP56 Cable | 499
7D1MCTO1WW | B68M | 100m Mellanox HDR IB Optical QSFP56 Cable | 5099
7D1MCTO1WW | B68N | 50m Mellanox HDR IB Optical QSFP56 Cable | 3699
7D1MCTO1WW | B68P | 30m Mellanox HDR IB Optical QSFP56 Cable | 2399
7D1MCTO1WW | B87R | Mellanox CX6 Socket-Direct Adapter Cable Assemble Way | 0
7D1MCTO1WW | B8HS | ThinkSystem M.2 5300 240GB SATA 6Gbps Non-Hot Swap SSD | 359
7D1MCTO1WW | B8L6 | ThinkSystem 4R CPU HS Clip | 9
7D1MCTO1WW | B8LF | ThinkSystem xClarity Controller Trusted Platform Module | 25
7D1MCTO1WW | B94Y | ThinkSystem SD650 V2 Dual Node Tray Base | 6459
7D1MCTO1WW | B951 | ThinkSystem Mellanox ConnectX-6 HDR/200GbE QSFP56 1-Port PCIe 4 VPI Adapter (SharedIO) DWC | 2489
7D1MCTO1WW | B952 | ThinkSystem Mellanox ConnectX-6 HDR/200GbE QSFP56 1-Port PCIe 4 VPI Adapter DWC | 2269
7D1MCTO1WW | B953 | ThinkSystem USB 3.0 Console Breakout Cable for Dense Systems | 69
7D1MCTO1WW | B95G | ThinkSystem PM983 2.5" 7mm 960GB Read Intensive Entry NVMe PCIe 3.0 x4 Trayless SSD | 569
7D1MCTO1WW | B95H | ThinkSystem 5300 2.5" 7mm 240GB Mainstream SATA 6Gb Trayless SSD | 389
7D1MCTO1WW | B95J | ThinkSystem 5300 2.5" 7mm 480GB Mainstream SATA 6Gb Trayless SSD | 509
7D1MCTO1WW | B95S | ThinkSystem SD650/650-N V2 2x2.5" 7mm NVMe Storage Cage | 109
7D1MCTO1WW | B95T | ThinkSystem SD650/650-N V2 2x2.5" 7mm SATA Storage Cage | 79
7D1MCTO1WW | B95U | ThinkSystem SD650/650-N V2 1x2.5" SATA/NVMe Storage Cage | 69
7D1MCTO1WW | B95W | ThinkSystem 1U PCIe Riser for Dense Systems | 89
7D1MCTO1WW | B963 | ThinkSystem 16GB TruDDR4 3200 MHz (2Rx8 1.2V) RDIMM | 229
7D1MCTO1WW | B964 | ThinkSystem 32GB TruDDR4 3200 MHz (2Rx4 1.2V) RDIMM | 459
7D1MCTO1WW | B966 | ThinkSystem 64GB TruDDR4 3200 MHz (2Rx4 1.2V) RDIMM | 899
7D1MCTO1WW | B967 | ThinkSystem M.2 2-Bay Enablement Kit for Dense Systems | 99
7D1MCTO1WW | B96G | Intel VROC (VMD NVMe RAID) Premium | 439
7D1MCTO1WW | BA46 | ThinkSystem 5300 2.5" 7mm 240GB Entry SATA 6Gb Trayless SSD | 339
7D1MCTO1WW | BA47 | ThinkSystem 5300 2.5" 7mm 480GB Entry SATA 6Gb Trayless SSD | 329
7D1MCTO1WW | BA62 | ThinkSystem 128GB TruDDR4 3200 MHz (4Rx4 1.2V) 3DS RDIMM | 3159
7D1MCTO1WW | BB2L | Intel Xeon Gold 6348 28C 235W 2.6GHz Processor | 6139
7D1MCTO1WW | BB2P | Intel Xeon Platinum 8360Y 36C 250W 2.4GHz Processor | 9399
7D1MCTO1WW | BB2R | Intel Xeon Gold 5320 26C 185W 2.2GHz Processor | 3239
7D1MCTO1WW | BB2T | Intel Xeon Platinum 8368Q 38C 270W 2.6GHz Processor | 13889
7D1MCTO1WW | BB2U | Intel Xeon Gold 6354 18C 205W 3.0GHz Processor | 4889
7D1MCTO1WW | BB2V | Intel Xeon Platinum 8352Y 32C 205W 2.2GHz Processor | 6899
7D1MCTO1WW | BB2W | Intel Xeon Gold 6346 16C 205W 3.1GHz Processor | 4599
7D1MCTO1WW | BB35 | Intel Xeon Gold 5318Y 24C 165W 2.1GHz Processor | 2649
7D1MCTO1WW | BB37 | Intel Xeon Platinum 8368 38C 270W 2.4GHz Processor | 12599
7D1MCTO1WW | BB3A | Intel Xeon Platinum 8358P 32C 240W 2.6GHz Processor | 7899
7D1MCTO1WW | BB3B | Intel Xeon Gold 6342 24C 230W 2.8GHz Processor | 5059
7D1MCTO1WW | BB3D | Intel Xeon Gold 6334 8C 165W 3.6GHz Processor | 4429
7D1MCTO1WW | BB3G | Intel Xeon Platinum 8380 40C 270W 2.3GHz Processor | 16189
7D1MCTO1WW | BB3H | Intel Xeon Gold 6330 28C 205W 2.0GHz Processor | 3789
7D1MCTO1WW | BB3P | Intel Xeon Gold 6338 32C 205W 2.0GHz Processor | 5219
7D1MCTO1WW | BB3R | Intel Xeon Platinum 8358 32C 250W 2.6GHz Processor | 7899
7D1MCTO1WW | BB3S | Intel Xeon Gold 6336Y 24C 185W 2.4GHz Processor | 3949
7D1MCTO1WW | BB4E | Intel Xeon Gold 6326 16C 185W 2.9GHz Processor | 2599
7D1MCTO1WW | BBM8 | Controller 1 SW RAID Array 1 HDDs | 0
7D1MCTO1WW | BBMC | Controller 1 VROC RAID Array 1 HDDs | 0
7D1MCTO1WW | BBNK | Controller 1 SW RAID Array 1 RAID 0 | 0
7D1MCTO1WW | BBNL | Controller 1 SW RAID Array 1 RAID 1 | 0
7D1MCTO1WW | BBPM | Controller 1 VROC RAID Array 1 RAID 0 | 0
7D1MCTO1WW | BBPN | Controller 1 VROC RAID Array 1 RAID 1 | 0
7D1MCTO1WW | BCGV | ThinkSystem 16GB TruDDR4 3200MHz (2Rx8 1.2V) RDIMM Hynix | 229
7D1MCTO1WW | BCN9 | ThinkSystem Kioxia CM6-V 2.5" 15mm 3.2TB Mainstream NVMe PCIe 4.0 x4 Trayless SSD | 3439
7D1MCTO1WW | BCNB | ThinkSystem Kioxia CM6-V 2.5" 15mm 1.6TB Mainstream NVMe PCIe 4.0 x4 Trayless SSD | 1899
7D1MCTO1WW | BEXY | ThinkSystem NC-SI enabled on SFP28 Port | 0
7D1MCTO1WW | BEXZ | ThinkSystem NC-SI enabled on RJ45 Port | 0
7D1MCTO1WW | BFPM | ThinkSystem U.2 Intel P5500 1.92TB Entry NVMe PCIe 4.0 x4 Non-Hot Swap SSD Trayless | 1469
7D1MCTO1WW | BFPN | ThinkSystem U.2 Intel P5600 1.6TB Mainstream NVMe PCIe 4.0 x4 Non-Hot Swap SSD Trayless | 1909
7D1MCTO1WW | BFPP | ThinkSystem U.2 Intel P5600 3.2TB Mainstream NVMe PCIe 4.0 x4 Non-Hot Swap SSD Trayless | 3809
7D1MCTO1WW | BFPQ | ThinkSystem U.2 Intel P5500 3.84TB Entry NVMe PCIe 4.0 x4 Non-Hot Swap SSD Trayless | 2669
7D1MCTO1WW | BFYB | Operating mode selection for: "Maximum Performance Mode" | 0
7D1MCTO1WW | BFYC | Operating mode selection for: "Minimal Power Mode" | 0
7D1MCTO1WW | BFYD | Operating mode selection for: "Efficiency Favoring Power Savings Mode" | 0
7D1MCTO1WW | BFYE | Operating mode selection for: "Efficiency - Favoring Performance Mode" | 0
7D1MCTO1WW | BJLU | ThinkSystem PM983 2.5" 7mm 1.92TB Read Intensive Entry NVMe PCIe 3.0 x4 Trayless SSD | 959
7D1MCTO1WW | BJLV | ThinkSystem PM983 2.5" 7mm 3.84TB Read Intensive Entry NVMe PCIe 3.0 x4 Trayless SSD | 1869
7D1MCTO1WW | BJLW | ThinkSystem PM983 2.5" 7mm 7.68TB Read Intensive Entry NVMe PCIe 3.0 x4 Trayless SSD | 3659
7D1MCTO1WW | BKDB | Intel Xeon Platinum 8352M 32C 185W 2.3GHz Processor | 7199
7D1MCTO1WW | BKDC | Intel Xeon Platinum 8362 32C 265W 2.8GHz Processor | 10009
7D1NCTO1WW | 747 | UID Asset Tag Label | 20
7D1NCTO1WW | 2302 | RAID Configuration | 149
7D1NCTO1WW | 2321 | Custom MFG SVCS Fee - Small Increment | 3
7D1NCTO1WW | 3797 | 1.5m Green Cat5e Cable | 17
7D1NCTO1WW | 3798 | 3m Green Cat5e Cable | 19
7D1NCTO1WW | 3799 | 10m Green Cat5e Cable | 29
7D1NCTO1WW | 3800 | 25m Green Cat5e Cable | 69
7D1NCTO1WW | 3802 | 1.5m Blue Cat5e Cable | 14
7D1NCTO1WW | 3803 | 3m Blue Cat5e Cable | 25
7D1NCTO1WW | 3804 | 10m Blue Cat5e Cable | 34
7D1NCTO1WW | 3805 | 25m Blue Cat5e Cable | 69
7D1NCTO1WW | 5977 | Select Storage devices - no configured RAID required | 0
7D1NCTO1WW | 5978 | Select Storage devices - configured RAID | 0
7D1NCTO1WW | 7831 | Customer Solution Center Services | 0
7D1NCTO1WW | 8034 | LeSI Solution Component | 0
7D1NCTO1WW | 8067 | TAA Compliant Order | 0
7D1NCTO1WW | 8072 | General Racking Solution | 0
7D1NCTO1WW | 8086 | No Publications Selected | 0
7D1NCTO1WW | 8972 | Ship Uninstalled (Safety) | 0
7D1NCTO1WW | A103 | System x Cluster Upgrade | 0
7D1NCTO1WW | A193 | Integrated Solutions | 0
7D1NCTO1WW | A1MT | 10m Green Cat6 Cable | 49
7D1NCTO1WW | A1MW | 25m Green Cat6 Cable | 105
7D1NCTO1WW | A2N7 | Planar Not Integrated With Chassis | 0
7D1NCTO1WW | A5DL | SFP 1000Base-T (RJ-45) Transceiver | 89
7D1NCTO1WW | ASQT | 0.5m Mellanox EDR IB Passive Copper QSFP28 Cable | 229
7D1NCTO1WW | ASQU | 0.75m Mellanox EDR IB Passive Copper QSFP28 Cable | 249
7D1NCTO1WW | ASQV | 1m Mellanox EDR IB Passive Copper QSFP28 Cable | 249
7D1NCTO1WW | ASQW | 1.25m Mellanox EDR IB Passive Copper QSFP28 Cable | 289
7D1NCTO1WW | ASQX | 1.5m Mellanox EDR IB Passive Copper QSFP28 Cable | 289
7D1NCTO1WW | ASQY | 2m Mellanox EDR IB Passive Copper QSFP28 Cable | 289
7D1NCTO1WW | ASQZ | 5m Mellanox EDR IB Optical QSFP28 Cable | 1359
7D1NCTO1WW | ASR0 | 10m Mellanox EDR IB Optical QSFP28 Cable | 1419
7D1NCTO1WW | ASR1 | 15m Mellanox EDR IB Optical QSFP28 Cable | 1509
7D1NCTO1WW | ASR2 | 20m Mellanox EDR IB Optical QSFP28 Cable | 1569
7D1NCTO1WW | ASR3 | 30m Mellanox EDR IB Optical QSFP28 Cable | 1789
7D1NCTO1WW | ASRM | 3m Mellanox EDR IB Passive Copper QSFP28 Cable | 319
7D1NCTO1WW | ASRN | 3m Mellanox EDR IB Optical QSFP28 Cable | 1359
7D1NCTO1WW | ASRP | 50m Mellanox EDR IB Optical QSFP28 Cable | 2329
7D1NCTO1WW | AU0B | Intel OPA 100 Series Single-port PCIe 3.0 x16 HFA | 1069
7D1NCTO1WW | AU0E | 0.5m Intel OPA 100 Series Passive Copper QSFP28 Cable | 79
7D1NCTO1WW | AU0F | 0.75m Intel OPA Passive Copper QSFP28 Cable | 139
7D1NCTO1WW | AU0G | 1m Intel OPA 100 Series Passive Copper QSFP28 Cable | 99
7D1NCTO1WW | AU0H | 1.25m Intel OPA 100 Series Passive Copper QSFP28 Cable | 159
7D1NCTO1WW | AU0J | 1.5m Intel OPA 100 Series Passive Copper QSFP28 Cable | 109
7D1NCTO1WW | AU0K | 2m Intel OPA 100 Series Passive Copper QSFP28 Cable | 129
7D1NCTO1WW | AU0L | 3m Intel OPA 100 Series Passive Copper QSFP28 Cable | 169
7D1NCTO1WW | AU0M | 5m Intel OPA 100 Series Active Optical QSFP28 Cable | 899
7D1NCTO1WW | AU0N | 10m Intel OPA 100 Series Active Optical QSFP28 Cable | 929
7D1NCTO1WW | AU0P | 15m Intel OPA 100 Series Active Optical QSFP28 Cable | 949
7D1NCTO1WW | AU0Q | 20m Intel OPA 100 Series Active Optical QSFP28 Cable | 979
7D1NCTO1WW | AUPW | ThinkSystem XClarity Controller Standard to Enterprise Upgrade | 100
7D1NCTO1WW | AV1B | Lenovo 25GBase-SR SFP28 Transceiver | 449
7D1NCTO1WW | AV1D | Lenovo 100GBase-SR4 QSFP28 Transceiver | 1539
7D1NCTO1WW | AV1F | Lenovo 3m 25G SFP28 Active Optical Cable | 489
7D1NCTO1WW | AV1G | Lenovo 5m 25G SFP28 Active Optical Cable | 489
7D1NCTO1WW | AV1H | Lenovo 10m 25G SFP28 Active Optical Cable | 499
7D1NCTO1WW | AV1J | Lenovo 15m 25G SFP28 Active Optical Cable | 497
7D1NCTO1WW | AV1K | Lenovo 20m 25G SFP28 Active Optical Cable | 519
7D1NCTO1WW | AV1L | Lenovo 3m 100G QSFP28 Active Optical Cable | 1059
7D1NCTO1WW | AV1M | Lenovo 5m 100G QSFP28 Active Optical Cable | 1069
7D1NCTO1WW | AV1N | Lenovo 10m 100G QSFP28 Active Optical Cable | 1099
7D1NCTO1WW | AV1P | Lenovo 15m 100G QSFP28 Active Optical Cable | 1079
7D1NCTO1WW | AV1Q | Lenovo 20m 100G QSFP28 Active Optical Cable | 1179
7D1NCTO1WW | AV1W | Lenovo 1m Passive 25G SFP28 DAC Cable | 69
7D1NCTO1WW | AV1X | Lenovo 3m Passive 25G SFP28 DAC Cable | 79
7D1NCTO1WW | AV1Y | Lenovo 5m Passive 25G SFP28 DAC Cable | 159
7D1NCTO1WW | AV1Z | Lenovo 1m Passive 100G QSFP28 DAC Cable | 99
7D1NCTO1WW | AV20 | Lenovo 3m Passive 100G QSFP28 DAC Cable | 159
7D1NCTO1WW | AV21 | Lenovo 5m Passive 100G QSFP28 DAC Cable | 299
7D1NCTO1WW | AV26 | Lenovo 7m MPO-MPO OM4 MMF Cable | 135
7D1NCTO1WW | AV27 | Lenovo 10m MPO-MPO OM4 MMF Cable | 159
7D1NCTO1WW | AV28 | Lenovo 15m MPO-MPO OM4 MMF Cable | 205
7D1NCTO1WW | AV29 | Lenovo 20m MPO-MPO OM4 MMF Cable | 259
7D1NCTO1WW | AV2A | Lenovo 30m MPO-MPO OM4 MMF Cable | 349
7D1NCTO1WW | AVFW | 0.75m Green Cat6 Cable | 19
7D1NCTO1WW | AVFX | 1.0m Green Cat6 Cable | 19
7D1NCTO1WW | AVFY | 1.25m Green Cat6 Cable | 19
7D1NCTO1WW | AVFZ | 1.5m Green Cat6 Cable | 19
7D1NCTO1WW | AVG0 | 3m Green Cat6 Cable | 25
7D1NCTO1WW | AVUT | ThinkSystem XClarity Controller Standard to Advanced Upgrade | 50
7D1NCTO1WW | AVV0 | On Board SATA Software RAID Mode | 0
7D1NCTO1WW | B0ML | Feature Enable TPM on MB | 0
7D1NCTO1WW | B173 | Companion Part for XClarity Controller Standard to Enterprise Upgrade in Factory | 0
7D1NCTO1WW | B22J | 5m Intel OPA 100 Series Active Optical QSFP28 Low Power Cable | 809
7D1NCTO1WW | B22K | 10m Intel OPA 100 Series Active Optical QSFP28 Low Power Cable | 829
7D1NCTO1WW | B22L | 15m Intel OPA 100 Series Active Optical QSFP28 Low Power Cable | 839
7D1NCTO1WW | B22M | 20m Intel OPA 100 Series Active Optical QSFP28 Low Power Cable | 849
7D1NCTO1WW | B2UZ | Lenovo 1m 100G QSFP28 Active Optical Cable | 949
7D1NCTO1WW | B30W | Custom MFG SVCS Fee - Medium Increment | 30
7D1NCTO1WW | B30X | Custom MFG SVCS Fee - Large Increment | 300
7D1NCTO1WW | B49J | ThinkSystem Intel S4510 2.5" 7mm 240GB Entry SATA 6Gb Trayless SSD | 139
7D1NCTO1WW | B49K | ThinkSystem Intel S4510 2.5" 7mm 480GB Entry SATA 6Gb Trayless SSD | 199
7D1NCTO1WW | B49W | ThinkSystem Intel S4610 2.5" 7mm 240GB Mainstream SATA 6Gb Trayless SSD | 399
7D1NCTO1WW | B49X | ThinkSystem Intel S4610 2.5" 7mm 480GB Mainstream SATA 6Gb Trayless SSD | 299
7D1NCTO1WW | B4QQ | 0.5m Mellanox HDR IB Passive Copper QSFP56 Cable | 299
7D1NCTO1WW | B4QR | 1m Mellanox HDR IB Passive Copper QSFP56 Cable | 399
7D1NCTO1WW | B4QS | 1.5m Mellanox HDR IB Passive Copper QSFP56 Cable | 449
7D1NCTO1WW | B4QT | 2m Mellanox HDR IB Passive Copper QSFP56 Cable | 499
7D1NCTO1WW | B4QW | 3m Mellanox HDR IB Active Optical QSFP56 Cable | 2099
7D1NCTO1WW | B4QX | 5m Mellanox HDR IB Active Optical QSFP56 Cable | 2149
7D1NCTO1WW | B4QY | 10m Mellanox HDR IB Active Optical QSFP56 Cable | 2199
7D1NCTO1WW | B4QZ | 15m Mellanox HDR IB Active Optical QSFP56 Cable | 2249
7D1NCTO1WW | B4R0 | 20m Mellanox HDR IB Active Optical QSFP56 Cable | 2299
7D1NCTO1WW | B4R1 | 1m Mellanox HDR IB to 2x HDR100 Splitter Passive Copper QSFP56 Cable | 399
7D1NCTO1WW | B4R2 | 1.5m Mellanox HDR IB to 2x HDR100 Splitter Passive Copper QSFP56 Cable | 449
7D1NCTO1WW | B4R4 | 3m Mellanox HDR IB to 2x HDR100 Splitter Optical QSFP56 Cable | 2799
7D1NCTO1WW | B4R5 | 5m Mellanox HDR IB to 2x HDR100 Splitter Optical QSFP56 Cable | 2899
7D1NCTO1WW | B4R6 | 10m Mellanox HDR IB to 2x HDR100 Splitter Optical QSFP56 Cable | 2999
7D1NCTO1WW | B4R7 | 15m Mellanox HDR IB to 2x HDR100 Splitter Optical QSFP56 Cable | 3199
7D1NCTO1WW | B4R8 | 20m Mellanox HDR IB to 2x HDR100 Splitter Optical QSFP56 Cable | 3299
7D1NCTO1WW | B68K | 30m Mellanox HDR IB to 2x HDR100 Splitter Optical QSFP56 Cable | 3499
7D1NCTO1WW | B68L | 2m Mellanox HDR IB to 2x HDR100 Splitter Passive Copper QSFP56 Cable | 499
7D1NCTO1WW | B68M | 100m Mellanox HDR IB Optical QSFP56 Cable | 5099
7D1NCTO1WW | B68N | 50m Mellanox HDR IB Optical QSFP56 Cable | 3699
7D1NCTO1WW | B68P | 30m Mellanox HDR IB Optical QSFP56 Cable | 2399
7D1NCTO1WW | B8HS | ThinkSystem M.2 5300 240GB SATA 6Gbps Non-Hot Swap SSD | 359
7D1NCTO1WW | B94Z | ThinkSystem SD650-N V2 Tray Base | 10679
7D1NCTO1WW | B952 | ThinkSystem Mellanox ConnectX-6 HDR/200GbE QSFP56 1-Port PCIe 4 VPI Adapter DWC | 2269
7D1NCTO1WW | B953 | ThinkSystem USB 3.0 Console Breakout Cable for Dense Systems | 69
7D1NCTO1WW | B95G | ThinkSystem PM983 2.5" 7mm 960GB Read Intensive Entry NVMe PCIe 3.0 x4 Trayless SSD | 569
7D1NCTO1WW | B95H | ThinkSystem 5300 2.5" 7mm 240GB Mainstream SATA 6Gb Trayless SSD | 389
7D1NCTO1WW | B95J | ThinkSystem 5300 2.5" 7mm 480GB Mainstream SATA 6Gb Trayless SSD | 509
7D1NCTO1WW | B95S | ThinkSystem SD650/650-N V2 2x2.5" 7mm NVMe Storage Cage | 109
7D1NCTO1WW | B95T | ThinkSystem SD650/650-N V2 2x2.5" 7mm SATA Storage Cage | 79
7D1NCTO1WW | B95U | ThinkSystem SD650/650-N V2 1x2.5" SATA/NVMe Storage Cage | 69
7D1NCTO1WW | B95W | ThinkSystem 1U PCIe Riser for Dense Systems | 89
7D1NCTO1WW | B963 | ThinkSystem 16GB TruDDR4 3200 MHz (2Rx8 1.2V) RDIMM | 229
7D1NCTO1WW | B964 | ThinkSystem 32GB TruDDR4 3200 MHz (2Rx4 1.2V) RDIMM | 459
7D1NCTO1WW | B966 | ThinkSystem 64GB TruDDR4 3200 MHz (2Rx4 1.2V) RDIMM | 899
7D1NCTO1WW | B967 | ThinkSystem M.2 2-Bay Enablement Kit for Dense Systems | 99
7D1NCTO1WW | B96G | Intel VROC (VMD NVMe RAID) Premium | 439
7D1NCTO1WW | BA46 | ThinkSystem 5300 2.5" 7mm 240GB Entry SATA 6Gb Trayless SSD | 339
7D1NCTO1WW | BA47 | ThinkSystem 5300 2.5" 7mm 480GB Entry SATA 6Gb Trayless SSD | 329
7D1NCTO1WW | BA62 | ThinkSystem 128GB TruDDR4 3200 MHz (4Rx4 1.2V) 3DS RDIMM | 3159
7D1NCTO1WW | BB2L | Intel Xeon Gold 6348 28C 235W 2.6GHz Processor | 6139
7D1NCTO1WW | BB2P | Intel Xeon Platinum 8360Y 36C 250W 2.4GHz Processor | 9399
7D1NCTO1WW | BB2R | Intel Xeon Gold 5320 26C 185W 2.2GHz Processor | 3239
7D1NCTO1WW | BB2T | Intel Xeon Platinum 8368Q 38C 270W 2.6GHz Processor | 13889
7D1NCTO1WW | BB2U | Intel Xeon Gold 6354 18C 205W 3.0GHz Processor | 4889
7D1NCTO1WW | BB2V | Intel Xeon Platinum 8352Y 32C 205W 2.2GHz Processor | 6899
7D1NCTO1WW | BB2W | Intel Xeon Gold 6346 16C 205W 3.1GHz Processor | 4599
7D1NCTO1WW | BB35 | Intel Xeon Gold 5318Y 24C 165W 2.1GHz Processor | 2649
7D1NCTO1WW | BB37 | Intel Xeon Platinum 8368 38C 270W 2.4GHz Processor | 12599
7D1NCTO1WW | BB3A | Intel Xeon Platinum 8358P 32C 240W 2.6GHz Processor | 7899
7D1NCTO1WW | BB3B | Intel Xeon Gold 6342 24C 230W 2.8GHz Processor | 5059
7D1NCTO1WW | BB3D | Intel Xeon Gold 6334 8C 165W 3.6GHz Processor | 4429
7D1NCTO1WW | BB3G | Intel Xeon Platinum 8380 40C 270W 2.3GHz Processor | 16189
7D1NCTO1WW | BB3H | Intel Xeon Gold 6330 28C 205W 2.0GHz Processor | 3789
7D1NCTO1WW | BB3P | Intel Xeon Gold 6338 32C 205W 2.0GHz Processor | 5219
7D1NCTO1WW | BB3R | Intel Xeon Platinum 8358 32C 250W 2.6GHz Processor | 7899
7D1NCTO1WW | BB3S | Intel Xeon Gold 6336Y 24C 185W 2.4GHz Processor | 3949
7D1NCTO1WW | BB4E | Intel Xeon Gold 6326 16C 185W 2.9GHz Processor | 2599
7D1NCTO1WW | BBM8 | Controller 1 SW RAID Array 1 HDDs | 0
7D1NCTO1WW | BBMC | Controller 1 VROC RAID Array 1 HDDs | 0
7D1NCTO1WW | BBNK | Controller 1 SW RAID Array 1 RAID 0 | 0
7D1NCTO1WW | BBNL | Controller 1 SW RAID Array 1 RAID 1 | 0
7D1NCTO1WW | BBPM | Controller 1 VROC RAID Array 1 RAID 0 | 0
7D1NCTO1WW | BBPN | Controller 1 VROC RAID Array 1 RAID 1 | 0
7D1NCTO1WW | BCN9 | ThinkSystem Kioxia CM6-V 2.5" 15mm 3.2TB Mainstream NVMe PCIe 4.0 x4 Trayless SSD | 3439
7D1NCTO1WW | BCNB | ThinkSystem Kioxia CM6-V 2.5" 15mm 1.6TB Mainstream NVMe PCIe 4.0 x4 Trayless SSD | 1899
7D1NCTO1WW | BCSL | ThinkSystem NVIDIA HGX A100 40GB 400W 4-GPU Board | 130559
7D1NCTO1WW | BEXU | ThinkSystem SD650-N V2 Retimer Assembly | 29
7D1NCTO1WW | BEXV | ThinkSystem SD650-N V2 Retimer with 1x2.5" 7mm NVMe Assembly | 99
7D1NCTO1WW | BEXY | ThinkSystem NC-SI enabled on SFP28 Port | 0
7D1NCTO1WW | BEXZ | ThinkSystem NC-SI enabled on RJ45 Port | 0
7D1NCTO1WW | BFPM | ThinkSystem U.2 Intel P5500 1.92TB Entry NVMe PCIe 4.0 x4 Non-Hot Swap SSD Trayless | 1469
7D1NCTO1WW | BFPN | ThinkSystem U.2 Intel P5600 1.6TB Mainstream NVMe PCIe 4.0 x4 Non-Hot Swap SSD Trayless | 1909
7D1NCTO1WW | BFPP | ThinkSystem U.2 Intel P5600 3.2TB Mainstream NVMe PCIe 4.0 x4 Non-Hot Swap SSD Trayless | 3809
7D1NCTO1WW | BFPQ | ThinkSystem U.2 Intel P5500 3.84TB Entry NVMe PCIe 4.0 x4 Non-Hot Swap SSD Trayless | 2669
7D1NCTO1WW | BFYB | Operating mode selection for: "Maximum Performance Mode" | 0
7D1NCTO1WW | BFYC | Operating mode selection for: "Minimal Power Mode" | 0
7D1NCTO1WW | BFYD | Operating mode selection for: "Efficiency Favoring Power Savings Mode" | 0
7D1NCTO1WW | BFYE | Operating mode selection for: "Efficiency - Favoring Performance Mode" | 0
7D1NCTO1WW | BHT3 | ThinkSystem NVIDIA HGX A100 80GB 500W 4-GPU Board | 150169
7D1NCTO1WW | BJLU | ThinkSystem PM983 2.5" 7mm 1.92TB Read Intensive Entry NVMe PCIe 3.0 x4 Trayless SSD | 959
7D1NCTO1WW | BJLV | ThinkSystem PM983 2.5" 7mm 3.84TB Read Intensive Entry NVMe PCIe 3.0 x4 Trayless SSD | 1869
7D1NCTO1WW | BJLW | ThinkSystem PM983 2.5" 7mm 7.68TB Read Intensive Entry NVMe PCIe 3.0 x4 Trayless SSD | 3659
7D1NCTO1WW | BKDB | Intel Xeon Platinum 8352M 32C 185W 2.3GHz Processor | 7199
7D1NCTO1WW | BKDC | Intel Xeon Platinum 8362 32C 265W 2.8GHz Processor | 10009
7D1RCTO1WW | 747 | UID Asset Tag Label | 20
7D1RCTO1WW | 2305 | Integration 1U Component | 59
7D1RCTO1WW | 2321 | Custom MFG SVCS Fee - Small Increment | 3
7D1RCTO1WW | 7831 | Customer Solution Center Services | 0
7D1RCTO1WW | 8034 | LeSI Solution Component | 0
7D1RCTO1WW | 8072 | General Racking Solution | 0
7D1RCTO1WW | 8086 | No Publications Selected | 0
7D1RCTO1WW | 8971 | Integrate in manufacturing | 0
7D1RCTO1WW | 8972 | Ship Uninstalled (Safety) | 0
7D1RCTO1WW | A102 | Advanced Grouping | 0
7D1RCTO1WW | A193 | Integrated Solutions | 0
7D1RCTO1WW | A2N6 | Chassis Not Integrated With Planar | 0
7D1RCTO1WW | AVAL | 1U and 2U Slide Rail | 109
7D1RCTO1WW | AVAX | CMA (1U) | 34
7D1RCTO1WW | B30W | Custom MFG SVCS Fee - Medium Increment | 30
7D1RCTO1WW | B30X | Custom MFG SVCS Fee - Large Increment | 300
7D1RCTO1WW | B6PX | ThinkSystem Enclosure for Mounting SE350 Side by Side in Rack | 349
7D1RCTO1WW | B6PY | ThinkSystem Enclosure Edge Server - Rack Dust Filter | 24
7D1RCTO1WW | B7ZF | ThinkSystem Toolless Friction Rail Kit | 59
7D1RCTO1WW | BCB4 | Vertical Assembly Rack - Rotate Device Right (Clockwise) | 0
7D1RCTO2WW | 747 | UID Asset Tag Label | 20
7D1RCTO2WW | 2306 | Integration >1U Component | 125
7D1RCTO2WW | 2321 | Custom MFG SVCS Fee - Small Increment | 3
7D1RCTO2WW | 8072 | General Racking Solution | 0
7D1RCTO2WW | 8086 | No Publications Selected | 0
7D1RCTO2WW | 8971 | Integrate in manufacturing | 0
7D1RCTO2WW | 8972 | Ship Uninstalled (Safety) | 0
7D1RCTO2WW | A102 | Advanced Grouping | 0
7D1RCTO2WW | A193 | Integrated Solutions | 0
7D1RCTO2WW | A2N6 | Chassis Not Integrated With Planar | 0
7D1RCTO2WW | B30W | Custom MFG SVCS Fee - Medium Increment | 30
7D1RCTO2WW | B30X | Custom MFG SVCS Fee - Large Increment | 300
7D1RCTO2WW | B6H2 | ThinkSystem Friction 2-Post Screw-in Rail Kit | 79
7D1RCTO2WW | B6PX | ThinkSystem Enclosure for Mounting SE350 Side by Side in Rack | 349
7D1RCTO2WW | B6PY | ThinkSystem Enclosure Edge Server - Rack Dust Filter | 24
7D1RCTO2WW | B7L3 | ThinkSystem Enclosure Short Rack Rail Kit | 59
7D1RCTO2WW | BCB4 | Vertical Assembly Rack - Rotate Device Right (Clockwise) | 0
7D1RCTOHWW | 747 | UID Asset Tag Label | 20
7D1RCTOHWW | 2321 | Custom MFG SVCS Fee - Small Increment | 3
7D1RCTOHWW | 8086 | No Publications Selected | 0
7D1RCTOHWW | A193 | Integrated Solutions | 0
7D1RCTOHWW | A2N6 | Chassis Not Integrated With Planar | 0
7D1RCTOHWW | B30W | Custom MFG SVCS Fee - Medium Increment | 30
7D1RCTOHWW | B30X | Custom MFG SVCS Fee - Large Increment | 300
7D1RCTOHWW | B6H2 | ThinkSystem Friction 2-Post Screw-in Rail Kit | 79
7D1RCTOHWW | B6PX | ThinkSystem Enclosure for Mounting SE350 Side by Side in Rack | 349
7D1RCTOHWW | B6PY | ThinkSystem Enclosure Edge Server - Rack Dust Filter | 24
7D1RCTOHWW | B7L3 | ThinkSystem Enclosure Short Rack Rail Kit | 59
7D1RCTOLWW | 747 | UID Asset Tag Label | 20
7D1RCTOLWW | 2305 | Integration 1U Component | 59
7D1RCTOLWW | 2321 | Custom MFG SVCS Fee - Small Increment | 3
7D1RCTOLWW | 7831 | Customer Solution Center Services | 0
7D1RCTOLWW | 8034 | LeSI Solution Component | 0
7D1RCTOLWW | 8072 | General Racking Solution | 0
7D1RCTOLWW | 8086 | No Publications Selected | 0
7D1RCTOLWW | 8971 | Integrate in manufacturing | 0
7D1RCTOLWW | 8972 | Ship Uninstalled (Safety) | 0
7D1RCTOLWW | A102 | Advanced Grouping | 0
7D1RCTOLWW | A193 | Integrated Solutions | 0
7D1RCTOLWW | A2N6 | Chassis Not Integrated With Planar | 0
7D1RCTOLWW | AVAL | 1U and 2U Slide Rail | 109
7D1RCTOLWW | AVAX | CMA (1U) | 34
7D1RCTOLWW | B30W | Custom MFG SVCS Fee - Medium Increment | 30
7D1RCTOLWW | B30X | Custom MFG SVCS Fee - Large Increment | 300
7D1RCTOLWW | B6PX | ThinkSystem Enclosure for Mounting SE350 Side by Side in Rack | 349
7D1RCTOLWW | B6PY | ThinkSystem Enclosure Edge Server - Rack Dust Filter | 24
7D1RCTOLWW | B7ZF | ThinkSystem Toolless Friction Rail Kit | 59
7D1RCTOLWW | BCB4 | Vertical Assembly Rack - Rotate Device Right (Clockwise) | 0
7D1SCTO5WW | 747 | UID Asset Tag Label | 20
7D1SCTO5WW | 2306 | Integration >1U Component | 125
7D1SCTO5WW | 2321 | Custom MFG SVCS Fee - Small Increment | 3
7D1SCTO5WW | 3802 | 1.5m Blue Cat5e Cable | 14
7D1SCTO5WW | 3803 | 3m Blue Cat5e Cable | 25
7D1SCTO5WW | 3804 | 10m Blue Cat5e Cable | 34
7D1SCTO5WW | 3805 | 25m Blue Cat5e Cable | 69
7D1SCTO5WW | 6201 | 1.5m, 10A/100-250V, C13 to IEC 320-C14 Rack Power Cable | 19
7D1SCTO5WW | 6204 | 2.8m, 10A/100-250V, C13 to IEC 320-C20 Rack Power Cable | 19
7D1SCTO5WW | 6207 | 4.3m, 10A/125V, C13 to NEMA 5-15P (US) Line Cord | 19
7D1SCTO5WW | 6263 | 4.3m, 10A/100-250V, C13 to IEC 320-C14 Rack Power Cable | 19
7D1SCTO5WW | 6311 | 2.8m, 10A/100-250V, C13 to IEC 320-C14 Rack Power Cable | 9
7D1SCTO5WW | 6568 | 1.8m, 10A/100-250V, 2xC13PM to IEC 320-C14 Rack Power Cable | 19
7D1SCTO5WW | 7831 | Customer Solution Center Services | 0
7D1SCTO5WW | 8067 | TAA Compliant Order | 0
7D1SCTO5WW | 8072 | General Racking Solution | 0
7D1SCTO5WW | 8971 | Integrate in manufacturing | 0
7D1SCTO5WW | 8972 | Ship Uninstalled (Safety) | 0
7D1SCTO5WW | A1MT | 10m Green Cat6 Cable | 49
7D1SCTO5WW | A1MW | 25m Green Cat6 Cable | 105
7D1SCTO5WW | A1RF | 2.8m, 10A/250V, C13 to NEMA 6-15P Line Cord | 15
7D1SCTO5WW | A5UA | Lenovo 1m MPO-4xLC OM3 MMF Breakout Cable | 279
7D1SCTO5WW | A5UB | Lenovo 3m MPO-4xLC OM3 MMF Breakout Cable | 329
7D1SCTO5WW | A5UC | Lenovo 5m MPO-4xLC OM3 MMF Breakout Cable | 379
7D1SCTO5WW | ASR5 | Lenovo 0.5m LC-LC OM3 MMF Cable | 24
7D1SCTO5WW | ASR6 | Lenovo 1m LC-LC OM3 MMF Cable | 24
7D1SCTO5WW | ASR7 | Lenovo 3m LC-LC OM3 MMF Cable | 24
7D1SCTO5WW | ASR8 | Lenovo 5m LC-LC OM3 MMF Cable | 29
7D1SCTO5WW | ASR9 | Lenovo 10m LC-LC OM3 MMF Cable | 39
7D1SCTO5WW | ASRA | Lenovo 15m LC-LC OM3 MMF Cable | 45
7D1SCTO5WW | ASRB | Lenovo 25m LC-LC OM3 MMF Cable | 54
7D1SCTO5WW | ASRC | Lenovo 30m LC-LC OM3 MMF Cable | 64
7D1SCTO5WW | AT2U | Lenovo 10m QSFP+ MPO-MPO OM3 MMF Cable | 169
7D1SCTO5WW | AT2V | Lenovo 30m QSFP+ MPO-MPO OM3 MMF Cable | 329
7D1SCTO5WW | AVFW | 0.75m Green Cat6 Cable | 19
7D1SCTO5WW | AVFX | 1.0m Green Cat6 Cable | 19
7D1SCTO5WW | AVFY | 1.25m Green Cat6 Cable | 19
7D1SCTO5WW | AVFZ | 1.5m Green Cat6 Cable | 19
7D1SCTO5WW | AVG0 | 3m Green Cat6 Cable | 25
7D1SCTO5WW | AVG7 | Lenovo Mid-Mount Rack Kit | 799
7D1SCTO5WW | AVGD | Brocade 32GB SWL SFP+ Transceiver (8-pack) | 10999
7D1SCTO5WW | AVGE | Brocade 32GB LWL SFP+ Transceiver | 6099
7D1SCTO5WW | AVGF | Brocade 32GB LWL SFP+ Transceiver (8-pack) | 46499
7D1SCTO5WW | AVGH | Brocade 4x16Gbps FC-Compliant SWL QSFP+ Transceiver | 2899
7D1SCTO5WW | B26T | Brocade 128Gb (4x32Gbps) 2KM QSFP+ Transceiver | 15999
7D1SCTO5WW | B2P9 | Lenovo 0.5m LC-LC OM4 MMF Cable | 34
7D1SCTO5WW | B2PA | Lenovo 1m LC-LC OM4 MMF Cable | 29
7D1SCTO5WW | B2PB | Lenovo 3m LC-LC OM4 MMF Cable | 34
7D1SCTO5WW | B2PC | Lenovo 5m LC-LC OM4 MMF Cable | 44
7D1SCTO5WW | B2PD | Lenovo 10m LC-LC OM4 MMF Cable | 69
7D1SCTO5WW | B2PE | Lenovo 15m LC-LC OM4 MMF Cable | 79
7D1SCTO5WW | B2PF | Lenovo 25m LC-LC OM4 MMF Cable | 114
7D1SCTO5WW | B2PG | Lenovo 30m LC-LC OM4 MMF Cable | 129
7D1SCTO5WW | B6DG | DB630S 24-port SW License with 24 x 32 Gbps SWL SFP+ Transceivers | 49999
7D1SCTO5WW | B6DH | DB630S QSFP+ Port SW License with 8 x 128 Gbps (4x32 Gbps) Transceivers | 94999
7D1SCTO5WW | BCH6 | Lenovo ThinkSystem DB630S, 48 Ports /w 32Gb SWL SFP, 2 PS, Rail Kit (1yr) | 125989
7D1SCTO5WW | BF64 | Brocade Secure 16-Gb SWL SFP+ Transceiver | 1029
7D1SCTO5WW | BF65 | Brocade Secure 16-Gb SWL SFP+ Transceiver 8-pack | 7209
7D1SCTO5WW | BF66 | Brocade Secure 16-Gb LWL SFP+ Transceiver (10 km) | 4809
7D1SCTO5WW | BF67 | Brocade Secure 16-Gb LWL SFP+ Transceiver (10 km) 8-pack | 33799
7D1SCTO5WW | BF68 | Brocade Secure 16-Gb ELWL SFP+ Transceiver (25 km) | 12269
7D1SCTO5WW | BF69 | Brocade Secure 32-Gb SWL SFP+ Transceiver | 1709
7D1SCTO5WW | BF6A | Brocade Secure 32-Gb SWL SFP+ Transceiver 8-pack | 11719
7D1SCTO5WW | BF6B | Brocade Secure 32-Gb LWL SFP+ Transceiver (10 km) | 6429
7D1SCTO5WW | BF6C | Brocade Secure 32-Gb LWL SFP+ Transceiver (10 km) 8-pack | 44249
7D1SCTO5WW | BF6D | Brocade Secure 32-Gb ELWL SFP+ Transceiver (25 km) | 15889
7D1SCTO5WW | BF6E | Brocade Secure 10-Gb FC LWL SFP+ Transceiver (10 km) | 2909
7D1SCTO5WW | BF6F | Brocade Secure 10-Gb FC SWL SFP+ Transceiver | 929
7D1SCTO5WW | BF6G | Brocade Secure 128-Gb (4x 32Gb/s) SWL QSFP+ | 11369
7D1SCTO6WW | 747 | UID Asset Tag Label | 20
7D1SCTO6WW | 2306 | Integration >1U Component | 125
7D1SCTO6WW | 2321 | Custom MFG SVCS Fee - Small Increment | 3
7D1SCTO6WW | 3802 | 1.5m Blue Cat5e Cable | 14
7D1SCTO6WW | 3803 | 3m Blue Cat5e Cable | 25
7D1SCTO6WW | 3804 | 10m Blue Cat5e Cable | 34
7D1SCTO6WW | 3805 | 25m Blue Cat5e Cable | 69
7D1SCTO6WW | 6201 | 1.5m, 10A/100-250V, C13 to IEC 320-C14 Rack Power Cable | 19
7D1SCTO6WW | 6204 | 2.8m, 10A/100-250V, C13 to IEC 320-C20 Rack Power Cable | 19
7D1SCTO6WW | 6207 | 4.3m, 10A/125V, C13 to NEMA 5-15P (US) Line Cord | 19
7D1SCTO6WW | 6263 | 4.3m, 10A/100-250V, C13 to IEC 320-C14 Rack Power Cable | 19
7D1SCTO6WW | 6311 | 2.8m, 10A/100-250V, C13 to IEC 320-C14 Rack Power Cable | 9
7D1SCTO6WW | 6568 | 1.8m, 10A/100-250V, 2xC13PM to IEC 320-C14 Rack Power Cable | 19
7D1SCTO6WW | 7831 | Customer Solution Center Services | 0
7D1SCTO6WW | 8067 | TAA Compliant Order | 0
7D1SCTO6WW | 8072 | General Racking Solution | 0
7D1SCTO6WW | 8971 | Integrate in manufacturing | 0
7D1SCTO6WW | 8972 | Ship Uninstalled (Safety) | 0
7D1SCTO6WW | A1MT | 10m Green Cat6 Cable | 49
7D1SCTO6WW | A1MW | 25m Green Cat6 Cable | 105
7D1SCTO6WW | A1RF | 2.8m, 10A/250V, C13 to NEMA 6-15P Line Cord | 15
7D1SCTO6WW | A5UA | Lenovo 1m MPO-4xLC OM3 MMF Breakout Cable | 279
7D1SCTO6WW | A5UB | Lenovo 3m MPO-4xLC OM3 MMF Breakout Cable | 329
7D1SCTO6WW | A5UC | Lenovo 5m MPO-4xLC OM3 MMF Breakout Cable | 379
7D1SCTO6WW | ASR5 | Lenovo 0.5m LC-LC OM3 MMF Cable | 24
7D1SCTO6WW | ASR6 | Lenovo 1m LC-LC OM3 MMF Cable | 24
7D1SCTO6WW | ASR7 | Lenovo 3m LC-LC OM3 MMF Cable | 24
7D1SCTO6WW | ASR8 | Lenovo 5m LC-LC OM3 MMF Cable | 29
7D1SCTO6WW | ASR9 | Lenovo 10m LC-LC OM3 MMF Cable | 39
7D1SCTO6WW | ASRA | Lenovo 15m LC-LC OM3 MMF Cable | 45
7D1SCTO6WW | ASRB | Lenovo 25m LC-LC OM3 MMF Cable | 54
7D1SCTO6WW | ASRC | Lenovo 30m LC-LC OM3 MMF Cable | 64
7D1SCTO6WW | AT2U | Lenovo 10m QSFP+ MPO-MPO OM3 MMF Cable | 169
7D1SCTO6WW | AT2V | Lenovo 30m QSFP+ MPO-MPO OM3 MMF Cable | 329
7D1SCTO6WW | AVFW | 0.75m Green Cat6 Cable | 19
7D1SCTO6WW | AVFX | 1.0m Green Cat6 Cable | 19
7D1SCTO6WW | AVFY | 1.25m Green Cat6 Cable | 19
7D1SCTO6WW | AVFZ | 1.5m Green Cat6 Cable | 19
7D1SCTO6WW | AVG0 | 3m Green Cat6 Cable | 25
7D1SCTO6WW | AVG7 | Lenovo Mid-Mount Rack Kit | 799
7D1SCTO6WW | AVGD | Brocade 32GB SWL SFP+ Transceiver (8-pack) | 10999
7D1SCTO6WW | AVGE | Brocade 32GB LWL SFP+ Transceiver | 6099
7D1SCTO6WW | AVGF | Brocade 32GB LWL SFP+ Transceiver (8-pack) | 46499
7D1SCTO6WW | AVGH | Brocade 4x16Gbps FC-Compliant SWL QSFP+ Transceiver | 2899
7D1SCTO6WW | B26T | Brocade 128Gb (4x32Gbps) 2KM QSFP+ Transceiver | 15999
7D1SCTO6WW | B2P9 | Lenovo 0.5m LC-LC OM4 MMF Cable | 34
7D1SCTO6WW | B2PA | Lenovo 1m LC-LC OM4 MMF Cable | 29
7D1SCTO6WW | B2PB | Lenovo 3m LC-LC OM4 MMF Cable | 34
7D1SCTO6WW | B2PC | Lenovo 5m LC-LC OM4 MMF Cable | 44
7D1SCTO6WW | B2PD | Lenovo 10m LC-LC OM4 MMF Cable | 69
7D1SCTO6WW | B2PE | Lenovo 15m LC-LC OM4 MMF Cable | 79
7D1SCTO6WW | B2PF | Lenovo 25m LC-LC OM4 MMF Cable | 114
7D1SCTO6WW | B2PG | Lenovo 30m LC-LC OM4 MMF Cable | 129
7D1SCTO6WW | B6DH | DB630S QSFP+ Port SW License with 8 x 128 Gbps (4x32 Gbps) Transceivers | 94999
7D1SCTO6WW | BCH7 | Lenovo ThinkSystem DB630S, 96 Ports /w 32Gb SWL SFP, 2 PS, Rail Kit (1yr) | 252009
7D1SCTO6WW | BF64 | Brocade Secure 16-Gb SWL SFP+ Transceiver | 1029
7D1SCTO6WW | BF65 | Brocade Secure 16-Gb SWL SFP+ Transceiver 8-pack | 7209
7D1SCTO6WW | BF66 | Brocade Secure 16-Gb LWL SFP+ Transceiver (10 km) | 4809
7D1SCTO6WW | BF67 | Brocade Secure 16-Gb LWL SFP+ Transceiver (10 km) 8-pack | 33799
7D1SCTO6WW | BF68 | Brocade Secure 16-Gb ELWL SFP+ Transceiver (25 km) | 12269
7D1SCTO6WW | BF69 | Brocade Secure 32-Gb SWL SFP+ Transceiver | 1709
7D1SCTO6WW | BF6A | Brocade Secure 32-Gb SWL SFP+ Transceiver 8-pack | 11719
7D1SCTO6WW | BF6B | Brocade Secure 32-Gb LWL SFP+ Transceiver (10 km) | 6429
7D1SCTO6WW | BF6C | Brocade Secure 32-Gb LWL SFP+ Transceiver (10 km) 8-pack | 44249
7D1SCTO6WW | BF6D | Brocade Secure 32-Gb ELWL SFP+ Transceiver (25 km) | 15889
7D1SCTO6WW | BF6E | Brocade Secure 10-Gb FC LWL SFP+ Transceiver (10 km) | 2909
7D1SCTO6WW | BF6F | Brocade Secure 10-Gb FC SWL SFP+ Transceiver | 929
7D1SCTO6WW | BF6G | Brocade Secure 128-Gb (4x 32Gb/s) SWL QSFP+ | 11369
7D1XCTO1WW | 64 | QLogic 10Gb SFP+ SR Optical Transceiver | 909
7D1XCTO1WW | 69 | Brocade 10Gb SFP+ SR Optical Transceiver | 909
7D1XCTO1WW | 747 | UID Asset Tag Label | 20
7D1XCTO1WW | 2302 | RAID Configuration | 149
7D1XCTO1WW | 2321 | Custom MFG SVCS Fee - Small Increment | 3
7D1XCTO1WW | 2411 | Tertiary Array 2 HDDs | 0
7D1XCTO1WW | 3269 | SFP SX Transceiver | 149
7D1XCTO1WW | 3271 | No RAID - Secondary Array set up by customer | 0
7D1XCTO1WW | 3272 | No RAID - Tertiary Array set up by customer | 0
7D1XCTO1WW | 3700 | 1m LC-LC Fiber Cable (networking) | 79
7D1XCTO1WW | 3701 | 5m LC-LC Fiber Cable (networking) | 129
7D1XCTO1WW | 3702 | 25m LC-LC Fiber Cable (networking) | 189
7D1XCTO1WW | 3791 | 0.6m Yellow Cat5e Cable | 24
7D1XCTO1WW | 3792 | 1.5m Yellow Cat5e Cable | 24
7D1XCTO1WW | 3793 | 3m Yellow Cat5e Cable | 25
7D1XCTO1WW | 3794 | 10m Yellow Cat5e Cable | 34
7D1XCTO1WW | 3795 | 25m Yellow Cat5e Cable | 69
7D1XCTO1WW | 3796 | 0.6m Green Cat5e Cable | 16
7D1XCTO1WW | 3797 | 1.5m Green Cat5e Cable | 17
7D1XCTO1WW | 3798 | 3m Green Cat5e Cable | 19
7D1XCTO1WW | 3799 | 10m Green Cat5e Cable | 29
7D1XCTO1WW | 3800 | 25m Green Cat5e Cable | 69
7D1XCTO1WW | 3801 | 0.6m Blue Cat5e Cable | 24
7D1XCTO1WW | 3802 | 1.5m Blue Cat5e Cable | 14
7D1XCTO1WW | 3803 | 3m Blue Cat5e Cable | 25
7D1XCTO1WW | 3804 | 10m Blue Cat5e Cable | 34
7D1XCTO1WW | 3805 | 25m Blue Cat5e Cable | 69
7D1XCTO1WW | 5053 | SFP+ SR Transceiver | 699
7D1XCTO1WW | 5977 | Select Storage devices - no configured RAID required | 0
7D1XCTO1WW | 5978 | Select Storage devices - configured RAID | 0
7D1XCTO1WW | 6201 | 1.5m, 10A/100-250V, C13 to IEC 320-C14 Rack Power Cable | 19
7D1XCTO1WW | 6263 | 4.3m, 10A/100-250V, C13 to IEC 320-C14 Rack Power Cable | 19
7D1XCTO1WW | 6311 | 2.8m, 10A/100-250V, C13 to IEC 320-C14 Rack Power Cable | 9
7D1XCTO1WW | 6313 | 2.8m, 10A/120V, C13 to NEMA 5-15P (US) Line Cord | 19
7D1XCTO1WW | 6370 | 4.3m, 10A/125V, C13 to NEMA 5-15P (US) Line Cord | 10
7D1XCTO1WW | 6373 | 4.3m, 10A/250V, C13 to NEMA 6-15P (US) Line Cord | 15
7D1XCTO1WW | 7008 | Primary Array 2 HDDs | 0
7D1XCTO1WW | 7009 | Primary Array 3 HDDs | 0
7D1XCTO1WW | 7010 | Primary Array 4 HDDs | 0
7D1XCTO1WW | 7015 | Secondary Array 2 HDDs | 0
7D1XCTO1WW | 7831 | Customer Solution Center Services | 0
7D1XCTO1WW | 8034 | LeSI Solution Component | 0
7D1XCTO1WW | 8072 | General Racking Solution | 0
7D1XCTO1WW | 8086 | No Publications Selected | 0
7D1XCTO1WW | A193 | Integrated Solutions | 0
7D1XCTO1WW | A1MS | 10m Cat6 Yellow Cable | 49
7D1XCTO1WW | A1MT | 10m Green Cat6 Cable | 49
7D1XCTO1WW | A1MU | 10m Cat6 Blue Cable | 49
7D1XCTO1WW | A1MV | 25m Cat6 Yellow Cable | 105
7D1XCTO1WW | A1MW | 25m Green Cat6 Cable | 105
7D1XCTO1WW | A1MX | 25m Cat6 Blue Cable | 105
7D1XCTO1WW | A1PH | 1m Passive DAC SFP+ Cable | 69
7D1XCTO1WW | A1PJ | 3m Passive DAC SFP+ Cable | 89
7D1XCTO1WW | A1PK | 5m Passive DAC SFP+ Cable | 159
7D1XCTO1WW | A1RF | 2.8m, 10A/250V, C13 to NEMA 6-15P Line Cord | 15
7D1XCTO1WW | A2K6 | Primary Array - RAID 0 | 0
7D1XCTO1WW | A2K7 | Primary Array - RAID 1 | 0
7D1XCTO1WW | A2K9 | Primary Array - RAID 5 | 0
7D1XCTO1WW | A2KB | Primary Array - RAID 10 | 0
7D1XCTO1WW | A2KF | Secondary Array - RAID 0 | 0
7D1XCTO1WW | A2KG | Secondary Array - RAID 1 | 0
7D1XCTO1WW | A2KQ | Tertiary Array - RAID 0 | 0
7D1XCTO1WW | A2KR | Tertiary Array - RAID 1 | 0
7D1XCTO1WW | A2LA | Configure the same as Controller 3 | 0
7D1XCTO1WW | A2N7 | Planar Not Integrated With Chassis | 0
7D1XCTO1WW | A3RG | 0.5m Passive DAC SFP+ Cable | 79
7D1XCTO1WW | A3RH | 7m Passive DAC SFP+ Cable | 179
7D1XCTO1WW | A4VP | 1.0m, 10A/100-250V, C13 to IEC 320-C14 Rack Power Cable | 19
7D1XCTO1WW | A51N | 1.5m Passive DAC SFP+ Cable | 89
7D1XCTO1WW | A51P | 2m Passive DAC SFP+ Cable | 89
7D1XCTO1WW | A5DL | SFP 1000Base-T (RJ-45) Transceiver | 89
7D1XCTO1WW | ASR5 | Lenovo 0.5m LC-LC OM3 MMF Cable | 24
7D1XCTO1WW | ASR6 | Lenovo 1m LC-LC OM3 MMF Cable | 24
7D1XCTO1WW | ASR7 | Lenovo 3m LC-LC OM3 MMF Cable | 24
7D1XCTO1WW | ASR8 | Lenovo 5m LC-LC OM3 MMF Cable | 29
7D1XCTO1WW | ASR9 | Lenovo 10m LC-LC OM3 MMF Cable | 39
7D1XCTO1WW | ASRA | Lenovo 15m LC-LC OM3 MMF Cable | 45
7D1XCTO1WW | ASRB | Lenovo 25m LC-LC OM3 MMF Cable | 54
7D1XCTO1WW | ASRC | Lenovo 30m LC-LC OM3 MMF Cable | 64
7D1XCTO1WW | AT2R | Lenovo 1m Active DAC SFP+ Cables | 129
7D1XCTO1WW | AT2S | Lenovo 3m Active DAC SFP+ Cables | 139
7D1XCTO1WW | AT2T | Lenovo 5m Active DAC SFP+ Cables | 159
7D1XCTO1WW | ATTJ | Lenovo Dual Rate 1G/10GB SFP Transceiver | 119
7D1XCTO1WW | ATYX | Lenovo 1m SFP+ to SFP+ Active Optical Cable | 104
7D1XCTO1WW | ATYY | Lenovo 3m SFP+ to SFP+ Active Optical Cable | 99
7D1XCTO1WW | ATYZ | Lenovo 5m SFP+ to SFP+ Active Optical Cable | 114
7D1XCTO1WW | ATZ0 | Lenovo 7m SFP+ to SFP+ Active Optical Cable | 129
7D1XCTO1WW | ATZ1 | Lenovo 15m SFP+ to SFP+ Active Optical Cable | 169
7D1XCTO1WW | ATZ2 | Lenovo 20m SFP+ to SFP+ Active Optical Cable | 169
7D1XCTO1WW | AUK7 | TPM 2.0 and Secure Boot | 0
7D1XCTO1WW | AUKP | ThinkSystem Broadcom 57416 10GBASE-T 2-Port PCIe Ethernet Adapter | 479
7D1XCTO1WW | AUMU | ThinkSystem M.2 Enablement Kit | 39
7D1XCTO1WW | AUNC | ThinkSystem 16GB TruDDR4 2666 MHz (2Rx8 1.2V) RDIMM | 319
7D1XCTO1WW | AUND | ThinkSystem 32GB TruDDR4 2666 MHz (2Rx4 1.2V) RDIMM | 609
7D1XCTO1WW | AUNE | ThinkSystem 64GB TruDDR4 2666 MHz (4Rx4 1.2V) LRDIMM | 1259
7D1XCTO1WW | AUPW | ThinkSystem XClarity Controller Standard to Enterprise Upgrade | 100
7D1XCTO1WW | AUU1 | ThinkSystem 8GB TruDDR4 2666 MHz (1Rx8 1.2V) RDIMM | 189
7D1XCTO1WW | AUUV | ThinkSystem M.2 128GB SATA 6Gbps Non-Hot Swap SSD | 159
7D1XCTO1WW | AUZV | ThinkSystem Broadcom 5719 1GbE RJ45 4-Port PCIe Ethernet Adapter | 159
7D1XCTO1WW | AV1B | Lenovo 25GBase-SR SFP28 Transceiver | 449
7D1XCTO1WW | AV1F | Lenovo 3m 25G SFP28 Active Optical Cable | 489
7D1XCTO1WW | AV1G | Lenovo 5m 25G SFP28 Active Optical Cable | 489
7D1XCTO1WW | AV1H | Lenovo 10m 25G SFP28 Active Optical Cable | 499
7D1XCTO1WW | AV1J | Lenovo 15m 25G SFP28 Active Optical Cable | 497
7D1XCTO1WW | AV1K | Lenovo 20m 25G SFP28 Active Optical Cable | 519
7D1XCTO1WW | AV1R | Lenovo 3m 100G to 4x25G Breakout Active Optical Cable | 1949
7D1XCTO1WW | AV1S | Lenovo 5m 100G to 4x25G Breakout Active Optical Cable | 1975
7D1XCTO1WW | AV1T | Lenovo 10m 100G to 4x25G Breakout Active Optical Cable | 2035
7D1XCTO1WW | AV1U | Lenovo 15m 100G to 4x25G Breakout Active Optical Cable | 2095
7D1XCTO1WW | AV1V | Lenovo 20m 100G to 4x25G Breakout Active Optical Cable | 2149
7D1XCTO1WW | AV1W | Lenovo 1m Passive 25G SFP28 DAC Cable | 69
7D1XCTO1WW | AV1X | Lenovo 3m Passive 25G SFP28 DAC Cable | 79
7D1XCTO1WW | AV1Y | Lenovo 5m Passive 25G SFP28 DAC Cable | 159
7D1XCTO1WW | AV22 | Lenovo 1m 100G QSFP28 to 4x25G SFP28 Breakout DAC Cable | 179
7D1XCTO1WW | AV23 | Lenovo 3m 100G QSFP28 to 4x25G SFP28 Breakout DAC Cable | 299
7D1XCTO1WW | AV24 | Lenovo 5m 100G QSFP28 to 4x25G SFP28 Breakout DAC Cable | 459
7D1XCTO1WW | AV2B | Lenovo 1m MPO to 4x LC Breakout OM4 MMF Cable | 149
7D1XCTO1WW | AV2C | Lenovo 3m MPO to 4x LC Breakout OM4 MMF Cable | 179
7D1XCTO1WW | AV2D | Lenovo 5m MPO to 4x LC Breakout OM4 MMF Cable | 239
7D1XCTO1WW | AVFQ | 0.75m Green Cat5e Cable | 15
7D1XCTO1WW | AVFR | 1.0m Green Cat5e Cable | 19
7D1XCTO1WW | AVFS | 1.25m Green Cat5e Cable | 19
7D1XCTO1WW | AVFT | 0.75m Blue Cat5e Cable | 15
7D1XCTO1WW | AVFU | 1.0m Blue Cat5e Cable | 19
7D1XCTO1WW | AVFV | 1.25m Blue Cat5e Cable | 19
7D1XCTO1WW | AVFW | 0.75m Green Cat6 Cable | 19
7D1XCTO1WW | AVFX | 1.0m Green Cat6 Cable | 19
7D1XCTO1WW | AVFY | 1.25m Green Cat6 Cable | 19
7D1XCTO1WW | AVFZ | 1.5m Green Cat6 Cable | 19
7D1XCTO1WW | AVG0 | 3m Green Cat6 Cable | 25
7D1XCTO1WW | AVUT | ThinkSystem XClarity Controller Standard to Advanced Upgrade | 50
7D1XCTO1WW | AVUX | On Board SATA AHCI Mode | 0
7D1XCTO1WW | AVV0 | On Board SATA Software RAID Mode | 0
7D1XCTO1WW | AVV1 | Lenovo 10GBaseT SFP+ Transceiver | 599
7D1XCTO1WW | B0ML | Feature Enable TPM on MB | 0
7D1XCTO1WW | B0N4 | 2.0m, 10A/100-250V, C13 to IEC 320-C14 Rack Power Cable | 29
7D1XCTO1WW | B173 | Companion Part for XClarity Controller Standard to Enterprise Upgrade in Factory | 0
7D1XCTO1WW | B30W | Custom MFG SVCS Fee - Medium Increment | 30
7D1XCTO1WW | B30X | Custom MFG SVCS Fee - Large Increment | 300
7D1XCTO1WW | B3VW | VMware ESXi 6.5 U2 (Factory Installed) | 0
7D1XCTO1WW | B4YB | ThinkSystem NVIDIA T4 16GB PCIe Passive GPU | 6279
7D1XCTO1WW | B653 | ThinkSystem Mellanox ConnectX-4 Lx 10/25GbE SFP28 2-port PCIe Ethernet Adapter | 379
7D1XCTO1WW | B6EQ | ThinkSystem SE350 Edge Server Chassis | 319
7D1XCTO1WW | B6EX | ThinkSystem SE350 - Console RJ45 to RS232 Cable | 12
7D1XCTO1WW | B6EZ | ThinkSystem SE350 Node Sleeve | 79
7D1XCTO1WW | B6F0 | ThinkSystem SE350 AC Adapter Bracket | 59
7D1XCTO1WW | B6F1 | ThinkSystem SE350 DIN Rail Kit | 14
7D1XCTO1WW | B6F3 | ThinkSystem SE350 10GbE SFP+ 2-Port, 1GbE SFP 2-Port Switch, Wireless Capable | 1009
7D1XCTO1WW | B6F4 | ThinkSystem SE350 10GbE SFP+ 2-Port, 10/100/1GbE RJ45 2-Port Intel i350 | 389
7D1XCTO1WW | B6FD | ThinkSystem SE350 PCIe Riser Cage | 119
7D1XCTO1WW | B6FE | ThinkSystem SE350 M.2 Riser Cage Assembly | 129
7D1XCTO1WW | B6FF | ThinkSystem SE350 M.2 SATA/NVMe 4-bay Data Drive Enablement Kit | 139
7D1XCTO1WW | B6FG | ThinkSystem SE350 M.2 SATA 4-Bay Data RAID Mirroring Enablement Kit | 239
7D1XCTO1WW | B6FH | ThinkSystem SE350 M.2 Adapter SATA Cable | 19
7D1XCTO1WW | B6FK | ThinkSystem M.2 480GB Industrial A600i SATA SED SSD | 379
7D1XCTO1WW | B6FL | ThinkSystem M.2 800GB Industrial A600i SATA SED SSD | 669
7D1XCTO1WW | B6FN | ThinkSystem M.2 960GB 5100 Pro SATA 6Gbps Non-Hot Swap SED SSD | 989
7D1XCTO1WW | B6FT | ThinkSystem M.2 120GB Industrial A600i SATA SED SSD | 209
7D1XCTO1WW | B6FU | ThinkSystem SE350 - 12V PDM | 119
7D1XCTO1WW | B6FW | ThinkSystem SE350 240W AC Adapter | 149
7D1XCTO1WW | B6GD | ThinkSystem SE350 Sleeve Locking Bezel with Dust Filter Holders | 29
7D1XCTO1WW | B6KT | ThinkSystem SE350 - Mini USB to USB Type A (F) Console Cable | 5
7D1XCTO1WW | B6KU | ThinkSystem SE350 Locking Bezel Dust Filter | 49
7D1XCTO1WW | B6Q2 | ThinkSystem SE350 Tamper Detection Kit with Security Lock | 29
7D1XCTO1WW | B6Q3 | ThinkSystem SE350 Rubber Feet | 14
7D1XCTO1WW | B6U1 | VMware ESXi 6.7 U2 (factory installed) | 0
7D1XCTO1WW | B6XJ | ThinkSystem M.2 WiFi Module | 49
7D1XCTO1WW | B6XK | ThinkSystem M.2 WWAN LTE Module | 419
7D1XCTO1WW | B758 | ThinkSystem M.2 120GB Industrial A600i SATA SSD | 209
7D1XCTO1WW | B759 | ThinkSystem M.2 480GB Industrial A600i SATA SSD | 379
7D1XCTO1WW | B75A | ThinkSystem M.2 800GB Industrial A600i SATA SSD | 669
7D1XCTO1WW | B75B | ThinkSystem M.2 1.92TB 5100 Pro SATA 6Gbps Non-Hot Swap SSD | 1909
7D1XCTO1WW | B75C | ThinkSystem M.2 650GB P4511 NVMe SED High Endurance SSD | 569
7D1XCTO1WW | B75D | ThinkSystem M.2 1TB P4511 NVMe SED SSD | 549
7D1XCTO1WW | B75E | ThinkSystem M.2 2TB P4511 NVMe SED SSD | 1099
7D1XCTO1WW | B7FE | ThinkSystem SE350 - 48V DC Power Cord | 19
7D1XCTO1WW | B7Z7 | ThinkSystem SE350 10GBase-T 2-Port, 10/100/1GbE RJ45 2-Port Intel i350 | 519
7D1XCTO1WW | B7ZA | M.2 x4 PCIe/SATA Carrier Card Placement - Left | 0
7D1XCTO1WW | B7ZB | M.2 SATA HW RAID Adapter Placement - Left | 0
7D1XCTO1WW | B87S | ThinkSystem SE350 DIN Mount Kit (Extreme Shock & Vibe) | 129
7D1XCTO1WW | B88P | ThinkSystem SE350 M.2 Mirroring Enablement Kit | 139
7D1XCTO1WW | B8JJ | ThinkSystem M.2 5300 960GB SATA 6Gbps Non-Hot Swap SSD | 539
7D1XCTO1WW | B919 | ThinkSystem M.2 5300 480GB SATA 6Gbps Non-Hot Swap SSD | 369
7D1XCTO1WW | B91K | ThinkSystem M.2 480GB Industrial A600i SATA SSD | 379
7D1XCTO1WW | B91L | ThinkSystem M.2 480GB Industrial A600i SATA SED SSD | 379
7D1XCTO1WW | B939 | ThinkSystem SE350 Edge Server Intel Xeon D-2123IT 4C 60W 2.20 GHz | 989
7D1XCTO1WW | B93A | ThinkSystem SE350 Edge Server Intel Xeon D-2143IT 8C 65W 2.20 GHz | 1669
7D1XCTO1WW | B93B | ThinkSystem SE350 Edge Server Intel Xeon D-2183IT 16C 100W 2.20 GHz | 4019
7D1XCTO1WW | B93C | ThinkSystem SE350 Edge Server Intel Xeon D-2163IT 12C 75W 2.10 GHz | 2919
7D1XCTO1WW | B93D | ThinkSystem SE350 Edge Server Intel Xeon D-2166NT 12C 85W 2.00 GHz | 3129
7D1XCTO1WW | BAG6 | ThinkSystem SE350 -48VDC PDM (-40VDC to -72VDC) | 309
7D1XCTO1WW | BAGF | ThinkSystem SE350 PCIe Riser Cage (Extreme Shock & Vibe) | 159
7D1XCTO1WW | BAGG | ThinkSystem SE350 M.2 Riser Cage Assembly (Extreme Shock & Vibe) | 169
7D1XCTO1WW | BAGM | ThinkSystem SE350 NVIDIA T4 Holder (Extreme Shock & Vibe) | 2
7D1XCTO1WW | BB0P | Intel Transparent Supply Chain. Lenovo has paired our industry leading supply chain with Intel's innovative Transparent Supply Chain program to add a layer of protection to your data center and bring peace of mind that the server hardware you bring into ... | 0
7D1XCTO1WW | BBZ5 | ThinkSystem SE350 M.2 SATA/NVMe 4-bay Data Drive Enablement Kit (Extreme Shock & Vibe) | 139
7D1XCTO1WW | BBZ6 | ThinkSystem SE350 10GbE SFP+ 2-Port, 1GbE SFP 2-Port Switch, Wireless Capable (Extreme Shock & Vibe) | 1219
7D1XCTO1WW | BBZ7 | ThinkSystem SE350 10GbE SFP+ 2-Port, 10/100/1GbE RJ45 2-Port Intel i350 (Extreme Shock & Vibe) | 389
7D1XCTO1WW | BBZG | VMware ESXi 7.0 (Factory Installed) | 2
7D1XCTO1WW | BCNZ | ThinkSystem M.2 5300 1.92TB SATA 6Gbps Non-Hot Swap SSD | 1319
7D1XCTO1WW | BCP1 | ThinkSystem M.2 5300 960GB SATA 6Gbps Non-Hot Swap SSD SED | 469
7D1XCTO1WW | BE1V | ThinkSystem M.2 N600Si 1.92TB NVMe PCIe 3.0 x4 Non-Hot Swap SSD (Industrial) | 1449
7D1XCTO1WW | BE1W | ThinkSystem M.2 N600Si 960GB NVMe PCIe 3.0 x4 Non-Hot Swap SSD (Industrial) | 759
7D1XCTO1WW | BE1X | ThinkSystem M.2 N600Si 650GB NVMe PCIe 3.0 x4 Non-Hot Swap SSD (Industrial) | 1449
7D1XCTO1WW | BE5E | VMware ESXi 7.0 U1 (Factory Installed) | 0
7D1XCTO1WW | BFYB | Operating mode selection for: "Maximum Performance Mode" | 0
7D1XCTO1WW | BFYC | Operating mode selection for: "Minimal Power Mode" | 0
7D1XCTO1WW | BFYD | Operating mode selection for: "Efficiency Favoring Power Savings Mode" | 0
7D1XCTO1WW | BFYE | Operating mode selection for: "Efficiency - Favoring Performance Mode" | 0
7D1XCTO1WW | BHSR | VMware ESXi 7.0 U2 (Factory Installed) | 0
7D1XCTOLWW | 64 | QLogic 10Gb SFP+ SR Optical Transceiver | 909
7D1XCTOLWW | 69 | Brocade 10Gb SFP+ SR Optical Transceiver | 909
7D1XCTOLWW | 747 | UID Asset Tag Label | 20
7D1XCTOLWW | 2302 | RAID Configuration | 149
7D1XCTOLWW | 2321 | Custom MFG SVCS Fee - Small Increment | 3
7D1XCTOLWW | 2411 | Tertiary Array 2 HDDs | 0
7D1XCTOLWW | 3269 | SFP SX Transceiver | 149
7D1XCTOLWW | 3271 | No RAID - Secondary Array set up by customer | 0
7D1XCTOLWW | 3272 | No RAID - Tertiary Array set up by customer | 0
7D1XCTOLWW | 3700 | 1m LC-LC Fiber Cable (networking) | 79
7D1XCTOLWW | 3701 | 5m LC-LC Fiber Cable (networking) | 129
7D1XCTOLWW | 3702 | 25m LC-LC Fiber Cable (networking) | 189
7D1XCTOLWW | 3791 | 0.6m Yellow Cat5e Cable | 24
7D1XCTOLWW | 3792 | 1.5m Yellow Cat5e Cable | 24
7D1XCTOLWW | 3793 | 3m Yellow Cat5e Cable | 25
7D1XCTOLWW | 3794 | 10m Yellow Cat5e Cable | 34
7D1XCTOLWW | 3795 | 25m Yellow Cat5e Cable | 69
7D1XCTOLWW | 3796 | 0.6m Green Cat5e Cable | 16
7D1XCTOLWW | 3797 | 1.5m Green Cat5e Cable | 17
7D1XCTOLWW | 3798 | 3m Green Cat5e Cable | 19
7D1XCTOLWW | 3799 | 10m Green Cat5e Cable | 29
7D1XCTOLWW | 3800 | 25m Green Cat5e Cable | 69
7D1XCTOLWW | 3801 | 0.6m Blue Cat5e Cable | 24
7D1XCTOLWW | 3802 | 1.5m Blue Cat5e Cable | 14
7D1XCTOLWW | 3803 | 3m Blue Cat5e Cable | 25
7D1XCTOLWW | 3804 | 10m Blue Cat5e Cable | 34
7D1XCTOLWW | 3805 | 25m Blue Cat5e Cable | 69
7D1XCTOLWW | 5053 | SFP+ SR Transceiver | 699
7D1XCTOLWW | 5977 | Select Storage devices - no configured RAID required | 0
7D1XCTOLWW | 5978 | Select Storage devices - configured RAID | 0
7D1XCTOLWW | 6201 | 1.5m, 10A/100-250V, C13 to IEC 320-C14 Rack Power Cable | 19
7D1XCTOLWW | 6263 | 4.3m, 10A/100-250V, C13 to IEC 320-C14 Rack Power Cable | 19
7D1XCTOLWW | 6311 | 2.8m, 10A/100-250V, C13 to IEC 320-C14 Rack Power Cable | 9
7D1XCTOLWW | 6313 | 2.8m, 10A/120V, C13 to NEMA 5-15P (US) Line Cord | 19
7D1XCTOLWW | 6370 | 4.3m, 10A/125V, C13 to NEMA 5-15P (US) Line Cord | 10
7D1XCTOLWW | 6373 | 4.3m, 10A/250V, C13 to NEMA 6-15P (US) Line Cord | 15
7D1XCTOLWW | 7008 | Primary Array 2 HDDs | 0
7D1XCTOLWW | 7009 | Primary Array 3 HDDs | 0
7D1XCTOLWW | 7010 | Primary Array 4 HDDs | 0
7D1XCTOLWW | 7015 | Secondary Array 2 HDDs | 0
7D1XCTOLWW | 7831 | Customer Solution Center Services | 0
7D1XCTOLWW | 8034 | LeSI Solution Component | 0
7D1XCTOLWW | 8072 | General Racking Solution | 0
7D1XCTOLWW | 8086 | No Publications Selected | 0
7D1XCTOLWW | A193 | Integrated Solutions | 0
7D1XCTOLWW | A1MS | 10m Cat6 Yellow Cable | 49
7D1XCTOLWW | A1MT | 10m Green Cat6 Cable | 49
7D1XCTOLWW | A1MU | 10m Cat6 Blue Cable | 49
7D1XCTOLWW | A1MV | 25m Cat6 Yellow Cable | 105
7D1XCTOLWW | A1MW | 25m Green Cat6 Cable | 105
7D1XCTOLWW | A1MX | 25m Cat6 Blue Cable | 105
7D1XCTOLWW | A1PH | 1m Passive DAC SFP+ Cable | 69
7D1XCTOLWW | A1PJ | 3m Passive DAC SFP+ Cable | 89
7D1XCTOLWW | A1PK | 5m Passive DAC SFP+ Cable | 159
7D1XCTOLWW | A1RF | 2.8m, 10A/250V, C13 to NEMA 6-15P Line Cord | 15
7D1XCTOLWW | A2K6 | Primary Array - RAID 0 | 0
7D1XCTOLWW | A2K7 | Primary Array - RAID 1 | 0
7D1XCTOLWW | A2K9 | Primary Array - RAID 5 | 0
7D1XCTOLWW | A2KB | Primary Array - RAID 10 | 0
7D1XCTOLWW | A2KF | Secondary Array - RAID 0 | 0
7D1XCTOLWW | A2KG | Secondary Array - RAID 1 | 0
7D1XCTOLWW | A2KQ | Tertiary Array - RAID 0 | 0
7D1XCTOLWW | A2KR | Tertiary Array - RAID 1 | 0
7D1XCTOLWW | A2LA | Configure the same as Controller 3 | 0
7D1XCTOLWW | A2N7 | Planar Not Integrated With Chassis | 0
7D1XCTOLWW | A3RG | 0.5m Passive DAC SFP+ Cable | 79
7D1XCTOLWW | A3RH | 7m Passive DAC SFP+ Cable | 179
7D1XCTOLWW | A4VP | 1.0m, 10A/100-250V, C13 to IEC 320-C14 Rack Power Cable | 19
7D1XCTOLWW | A51N | 1.5m Passive DAC SFP+ Cable | 89
7D1XCTOLWW | A51P | 2m Passive DAC SFP+ Cable | 89
7D1XCTOLWW | A5DL | SFP 1000Base-T (RJ-45) Transceiver | 89
7D1XCTOLWW | ASR5 | Lenovo 0.5m LC-LC OM3 MMF Cable | 24
7D1XCTOLWW | ASR6 | Lenovo 1m LC-LC OM3 MMF Cable | 24
7D1XCTOLWW | ASR7 | Lenovo 3m LC-LC OM3 MMF Cable | 24
7D1XCTOLWW | ASR8 | Lenovo 5m LC-LC OM3 MMF Cable | 29
7D1XCTOLWW | ASR9 | Lenovo 10m LC-LC OM3 MMF Cable | 39
7D1XCTOLWW | ASRA | Lenovo 15m LC-LC OM3 MMF Cable | 45
7D1XCTOLWW | ASRB | Lenovo 25m LC-LC OM3 MMF Cable | 54
7D1XCTOLWW | ASRC | Lenovo 30m LC-LC OM3 MMF Cable | 64
7D1XCTOLWW | AT2R | Lenovo 1m Active DAC SFP+ Cables | 129
7D1XCTOLWW | AT2S | Lenovo 3m Active DAC SFP+ Cables | 139
7D1XCTOLWW | AT2T | Lenovo 5m Active DAC SFP+ Cables | 159
7D1XCTOLWW | ATTJ | Lenovo Dual Rate 1G/10GB SFP Transceiver | 119
7D1XCTOLWW | ATYX | Lenovo 1m SFP+ to SFP+ Active Optical Cable | 104
7D1XCTOLWW | ATYY | Lenovo 3m SFP+ to SFP+ Active Optical Cable | 99
7D1XCTOLWW | ATYZ | Lenovo 5m SFP+ to SFP+ Active Optical Cable | 114
7D1XCTOLWW | ATZ0 | Lenovo 7m SFP+ to SFP+ Active Optical Cable | 129
7D1XCTOLWW | ATZ1 | Lenovo 15m SFP+ to SFP+ Active Optical Cable | 169
7D1XCTOLWW | ATZ2 | Lenovo 20m SFP+ to SFP+ Active Optical Cable | 169
7D1XCTOLWW | AUK7 | TPM 2.0 and Secure Boot | 0
7D1XCTOLWW | AUKP | ThinkSystem Broadcom 57416 10GBASE-T 2-Port PCIe Ethernet Adapter | 479
7D1XCTOLWW | AUMU | ThinkSystem M.2 Enablement Kit | 39
7D1XCTOLWW | AUNC | ThinkSystem 16GB TruDDR4 2666 MHz (2Rx8 1.2V) RDIMM | 319
7D1XCTOLWW | AUND | ThinkSystem 32GB TruDDR4 2666 MHz (2Rx4 1.2V) RDIMM | 609
7D1XCTOLWW | AUNE | ThinkSystem 64GB TruDDR4 2666 MHz (4Rx4 1.2V) LRDIMM | 1259
7D1XCTOLWW | AUPW | ThinkSystem XClarity Controller Standard to Enterprise Upgrade | 100
7D1XCTOLWW | AUU1 | ThinkSystem 8GB TruDDR4 2666 MHz (1Rx8 1.2V) RDIMM | 189
7D1XCTOLWW | AUUV | ThinkSystem M.2 128GB SATA 6Gbps Non-Hot Swap SSD | 159
7D1XCTOLWW | AUZV | ThinkSystem Broadcom 5719 1GbE RJ45 4-Port PCIe Ethernet Adapter | 159
7D1XCTOLWW | AV1B | Lenovo 25GBase-SR SFP28 Transceiver | 449
7D1XCTOLWW | AV1F | Lenovo 3m 25G SFP28 Active Optical Cable | 489
7D1XCTOLWW | AV1G | Lenovo 5m 25G SFP28 Active Optical Cable | 489
7D1XCTOLWW | AV1H | Lenovo 10m 25G SFP28 Active Optical Cable | 499
7D1XCTOLWW | AV1J | Lenovo 15m 25G SFP28 Active Optical Cable | 497
7D1XCTOLWW | AV1K | Lenovo 20m 25G SFP28 Active Optical Cable | 519
7D1XCTOLWW | AV1R | Lenovo 3m 100G to 4x25G Breakout Active Optical Cable | 1949
7D1XCTOLWW | AV1S | Lenovo 5m 100G to 4x25G Breakout Active Optical Cable | 1975
7D1XCTOLWW | AV1T | Lenovo 10m 100G to 4x25G Breakout Active Optical Cable | 2035
7D1XCTOLWW | AV1U | Lenovo 15m 100G to 4x25G Breakout Active Optical Cable | 2095
7D1XCTOLWW | AV1V | Lenovo 20m 100G to 4x25G Breakout Active Optical Cable | 2149
7D1XCTOLWW | AV1W | Lenovo 1m Passive 25G SFP28 DAC Cable | 69
7D1XCTOLWW | AV1X | Lenovo 3m Passive 25G SFP28 DAC Cable | 79
7D1XCTOLWW | AV1Y | Lenovo 5m Passive 25G SFP28 DAC Cable | 159
7D1XCTOLWW | AV22 | Lenovo 1m 100G QSFP28 to 4x25G SFP28 Breakout DAC Cable | 179
7D1XCTOLWW | AV23 | Lenovo 3m 100G QSFP28 to 4x25G SFP28 Breakout DAC Cable | 299
7D1XCTOLWW | AV24 | Lenovo 5m 100G QSFP28 to 4x25G SFP28 Breakout DAC Cable | 459
7D1XCTOLWW | AV2B | Lenovo 1m MPO to 4x LC Breakout OM4 MMF Cable | 149
7D1XCTOLWW | AV2C | Lenovo 3m MPO to 4x LC Breakout OM4 MMF Cable | 179
7D1XCTOLWW | AV2D | Lenovo 5m MPO to 4x LC Breakout OM4 MMF Cable | 239
7D1XCTOLWW | AVFQ | 0.75m Green Cat5e Cable | 15
7D1XCTOLWW | AVFR | 1.0m Green Cat5e Cable | 19
7D1XCTOLWW | AVFS | 1.25m Green Cat5e Cable | 19
7D1XCTOLWW | AVFT | 0.75m Blue Cat5e Cable | 15
7D1XCTOLWW | AVFU | 1.0m Blue Cat5e Cable | 19
7D1XCTOLWW | AVFV | 1.25m Blue Cat5e Cable | 19
7D1XCTOLWW | AVFW | 0.75m Green Cat6 Cable | 19
7D1XCTOLWW | AVFX | 1.0m Green Cat6 Cable | 19
7D1XCTOLWW | AVFY | 1.25m Green Cat6 Cable | 19
7D1XCTOLWW | AVFZ | 1.5m Green Cat6 Cable | 19
7D1XCTOLWW | AVG0 | 3m Green Cat6 Cable | 25
7D1XCTOLWW | AVUT | ThinkSystem XClarity Controller Standard to Advanced Upgrade | 50
7D1XCTOLWW | AVUX | On Board SATA AHCI Mode | 0
7D1XCTOLWW | AVV0 | On Board SATA Software RAID Mode | 0
7D1XCTOLWW | AVV1 | Lenovo 10GBaseT SFP+ Transceiver | 599
7D1XCTOLWW | B0ML | Feature Enable TPM on MB | 0
7D1XCTOLWW | B0N4 | 2.0m, 10A/100-250V, C13 to IEC 320-C14 Rack Power Cable | 29
7D1XCTOLWW | B173 | Companion Part for XClarity Controller Standard to Enterprise Upgrade in Factory | 0
7D1XCTOLWW | B30W | Custom MFG SVCS Fee - Medium Increment | 30
7D1XCTOLWW | B30X | Custom MFG SVCS Fee - Large Increment | 300
7D1XCTOLWW | B3VW | VMware ESXi 6.5 U2 (Factory Installed) | 0
7D1XCTOLWW | B4YB | ThinkSystem NVIDIA T4 16GB PCIe Passive GPU | 6279
7D1XCTOLWW | B653 | ThinkSystem Mellanox ConnectX-4 Lx 10/25GbE SFP28 2-port PCIe Ethernet Adapter | 379
7D1XCTOLWW | B6EQ | ThinkSystem SE350 Edge Server Chassis | 319
7D1XCTOLWW | B6EX | ThinkSystem SE350 - Console RJ45 to RS232 Cable | 12
7D1XCTOLWW | B6EZ | ThinkSystem SE350 Node Sleeve | 79
7D1XCTOLWW | B6F0 | ThinkSystem SE350 AC Adapter Bracket | 59
7D1XCTOLWW | B6F1 | ThinkSystem SE350 DIN Rail Kit | 14
7D1XCTOLWW | B6F3 | ThinkSystem SE350 10GbE SFP+ 2-Port, 1GbE SFP 2-Port Switch, Wireless Capable | 1009
7D1XCTOLWW | B6F4 | ThinkSystem SE350 10GbE SFP+ 2-Port, 10/100/1GbE RJ45 2-Port Intel i350 | 389
7D1XCTOLWW | B6FD | ThinkSystem SE350 PCIe Riser Cage | 119
7D1XCTOLWW | B6FE | ThinkSystem SE350 M.2 Riser Cage Assembly | 129
7D1XCTOLWW | B6FF | ThinkSystem SE350 M.2 SATA/NVMe 4-bay Data Drive Enablement Kit | 139
7D1XCTOLWW | B6FG | ThinkSystem SE350 M.2 SATA 4-Bay Data RAID Mirroring Enablement Kit | 239
7D1XCTOLWW | B6FH | ThinkSystem SE350 M.2 Adapter SATA Cable | 19
7D1XCTOLWW | B6FK | ThinkSystem M.2 480GB Industrial A600i SATA SED SSD | 379
7D1XCTOLWW | B6FL | ThinkSystem M.2 800GB Industrial A600i SATA SED SSD | 669
7D1XCTOLWW | B6FN | ThinkSystem M.2 960GB 5100 Pro SATA 6Gbps Non-Hot Swap SED SSD | 989
7D1XCTOLWW | B6FT | ThinkSystem M.2 120GB Industrial A600i SATA SED SSD | 209
7D1XCTOLWW | B6FU | ThinkSystem SE350 - 12V PDM | 119
7D1XCTOLWW | B6FW | ThinkSystem SE350 240W AC Adapter | 149
7D1XCTOLWW | B6GD | ThinkSystem SE350 Sleeve Locking Bezel with Dust Filter Holders | 29
7D1XCTOLWW | B6KT | ThinkSystem SE350 - Mini USB to USB Type A (F) Console Cable | 5
7D1XCTOLWW | B6KU | ThinkSystem SE350 Locking Bezel Dust Filter | 49
7D1XCTOLWW | B6Q2 | ThinkSystem SE350 Tamper Detection Kit with Security Lock | 29
7D1XCTOLWW | B6Q3 | ThinkSystem SE350 Rubber Feet | 14
7D1XCTOLWW | B6U1 | VMware ESXi 6.7 U2 (factory installed) | 0
7D1XCTOLWW | B6XJ | ThinkSystem M.2 WiFi Module | 49
7D1XCTOLWW | B6XK | ThinkSystem M.2 WWAN LTE Module | 419
7D1XCTOLWW | B758 | ThinkSystem M.2 120GB Industrial A600i SATA SSD | 209
7D1XCTOLWW | B759 | ThinkSystem M.2 480GB Industrial A600i SATA SSD | 379
7D1XCTOLWW | B75A | ThinkSystem M.2 800GB Industrial A600i SATA SSD | 669
7D1XCTOLWW | B75B | ThinkSystem M.2 1.92TB 5100 Pro SATA 6Gbps Non-Hot Swap SSD | 1909
7D1XCTOLWW | B75C | ThinkSystem M.2 650GB P4511 NVMe SED High Endurance SSD | 569
7D1XCTOLWW | B75D | ThinkSystem M.2 1TB P4511 NVMe SED SSD | 549
7D1XCTOLWW | B75E | ThinkSystem M.2 2TB P4511 NVMe SED SSD | 1099
7D1XCTOLWW | B7FE | ThinkSystem SE350 - 48V DC Power Cord | 19
7D1XCTOLWW | B7Z7 | ThinkSystem SE350 10GBase-T 2-Port, 10/100/1GbE RJ45 2-Port Intel i350 | 519
7D1XCTOLWW | B7ZA | M.2 x4 PCIe/SATA Carrier Card Placement - Left | 0
7D1XCTOLWW | B7ZB | M.2 SATA HW RAID Adapter Placement - Left | 0
7D1XCTOLWW | B87S | ThinkSystem SE350 DIN Mount Kit (Extreme Shock & Vibe) | 129
7D1XCTOLWW | B88P | ThinkSystem SE350 M.2 Mirroring Enablement Kit | 139
7D1XCTOLWW | B8JJ | ThinkSystem M.2 5300 960GB SATA 6Gbps Non-Hot Swap SSD | 539
7D1XCTOLWW | B919 | ThinkSystem M.2 5300 480GB SATA 6Gbps Non-Hot Swap SSD | 369
7D1XCTOLWW | B91K | ThinkSystem M.2 480GB Industrial A600i SATA SSD | 379
7D1XCTOLWW | B91L | ThinkSystem M.2 480GB Industrial A600i SATA SED SSD | 379
7D1XCTOLWW | B939 | ThinkSystem SE350 Edge Server Intel Xeon D-2123IT 4C 60W 2.20 GHz | 989
7D1XCTOLWW | B93A | ThinkSystem SE350 Edge Server Intel Xeon D-2143IT 8C 65W 2.20 GHz | 1669
7D1XCTOLWW | B93B | ThinkSystem SE350 Edge Server Intel Xeon D-2183IT 16C 100W 2.20 GHz | 4019
7D1XCTOLWW | B93C | ThinkSystem SE350 Edge Server Intel Xeon D-2163IT 12C 75W 2.10 GHz | 2919
7D1XCTOLWW | B93D | ThinkSystem SE350 Edge Server Intel Xeon D-2166NT 12C 85W 2.00 GHz | 3129
7D1XCTOLWW | BAG6 | ThinkSystem SE350 -48VDC PDM (-40VDC to -72VDC) | 309
7D1XCTOLWW | BAGF | ThinkSystem SE350 PCIe Riser Cage (Extreme Shock & Vibe) | 159
7D1XCTOLWW | BAGG | ThinkSystem SE350 M.2 Riser Cage Assembly (Extreme Shock & Vibe) | 169
7D1XCTOLWW | BAGM | ThinkSystem SE350 NVIDIA T4 Holder (Extreme Shock & Vibe) | 2
7D1XCTOLWW | BB0P | Intel Transparent Supply Chain. Lenovo has paired our industry leading supply chain with Intel's innovative Transparent Supply Chain program to add a layer of protection to your data center and bring peace of mind that the server hardware you bring into ... | 0
7D1XCTOLWW | BBZ5 | ThinkSystem SE350 M.2 SATA/NVMe 4-bay Data Drive Enablement Kit (Extreme Shock & Vibe) | 139
7D1XCTOLWW | BBZ6 | ThinkSystem SE350 10GbE SFP+ 2-Port, 1GbE SFP 2-Port Switch, Wireless Capable (Extreme Shock & Vibe) | 1219
7D1XCTOLWW | BBZ7 | ThinkSystem SE350 10GbE SFP+ 2-Port, 10/100/1GbE RJ45 2-Port Intel i350 (Extreme Shock & Vibe) | 389
7D1XCTOLWW | BBZG | VMware ESXi 7.0 (Factory Installed) | 2
7D1XCTOLWW | BCNZ | ThinkSystem M.2 5300 1.92TB SATA 6Gbps Non-Hot Swap SSD | 1319
7D1XCTOLWW | BCP1 | ThinkSystem M.2 5300 960GB SATA 6Gbps Non-Hot Swap SSD SED | 469
7D1XCTOLWW | BE1V | ThinkSystem M.2 N600Si 1.92TB NVMe PCIe 3.0 x4 Non-Hot Swap SSD (Industrial) | 1449
7D1XCTOLWW | BE1W | ThinkSystem M.2 N600Si 960GB NVMe PCIe 3.0 x4 Non-Hot Swap SSD (Industrial) | 759
7D1XCTOLWW | BE1X | ThinkSystem M.2 N600Si 650GB NVMe PCIe 3.0 x4 Non-Hot Swap SSD (Industrial) | 1449
7D1XCTOLWW | BE5E | VMware ESXi 7.0 U1 (Factory Installed) | 0
7D1XCTOLWW | BFYB | Operating mode selection for: "Maximum Performance Mode" | 0
7D1XCTOLWW | BFYC | Operating mode selection for: "Minimal Power Mode" | 0
7D1XCTOLWW | BFYD | Operating mode selection for: "Efficiency Favoring Power Savings Mode" | 0
7D1XCTOLWW | BFYE | Operating mode selection for: "Efficiency - Favoring Performance Mode" | 0
7D1XCTOLWW | BHSR | VMware ESXi 7.0 U2 (Factory Installed) | 0
7D20CTO1WW | 747 | UID Asset Tag Label | 20
7D20CTO1WW | 2321 | Custom MFG SVCS Fee - Small Increment | 3
7D20CTO1WW | 3700 | 1m LC-LC Fiber Cable (networking) | 79
7D20CTO1WW | 3701 | 5m LC-LC Fiber Cable (networking) | 129
7D20CTO1WW | 3702 | 25m LC-LC Fiber Cable (networking) | 189
7D20CTO1WW | 3791 | 0.6m Yellow Cat5e Cable | 24
7D20CTO1WW | 3792 | 1.5m Yellow Cat5e Cable | 24
7D20CTO1WW | 3793 | 3m Yellow Cat5e Cable | 25
7D20CTO1WW | 3794 | 10m Yellow Cat5e Cable | 34
7D20CTO1WW | 3795 | 25m Yellow Cat5e Cable | 69
7D20CTO1WW | 3796 | 0.6m Green Cat5e Cable | 16
7D20CTO1WW | 3797 | 1.5m Green Cat5e Cable | 17
7D20CTO1WW | 3798 | 3m Green Cat5e Cable | 19
7D20CTO1WW | 3799 | 10m Green Cat5e Cable | 29
7D20CTO1WW | 3800 | 25m Green Cat5e Cable | 69
7D20CTO1WW | 3801 | 0.6m Blue Cat5e Cable | 24
7D20CTO1WW | 3802 | 1.5m Blue Cat5e Cable | 14
7D20CTO1WW | 3803 | 3m Blue Cat5e Cable | 25
7D20CTO1WW | 3804 | 10m Blue Cat5e Cable | 34
7D20CTO1WW | 3805 | 25m Blue Cat5e Cable | 69
7D20CTO1WW | 5053 | SFP+ SR Transceiver | 699
7D20CTO1WW | 5977 | Select Storage devices - no configured RAID required | 0
7D20CTO1WW | 6201 | 1.5m, 10A/100-250V, C13 to IEC 320-C14 Rack Power Cable | 19
7D20CTO1WW | 6263 | 4.3m, 10A/100-250V, C13 to IEC 320-C14 Rack Power Cable | 19
7D20CTO1WW | 6311 | 2.8m, 10A/100-250V, C13 to IEC 320-C14 Rack Power Cable | 9
7D20CTO1WW | 6313 | 2.8m, 10A/120V, C13 to NEMA 5-15P (US) Line Cord | 19
7D20CTO1WW | 6370 | 4.3m, 10A/125V, C13 to NEMA 5-15P (US) Line Cord | 10
7D20CTO1WW | 6373 | 4.3m, 10A/250V, C13 to NEMA 6-15P (US) Line Cord | 15
7D20CTO1WW | 7831 | Customer Solution Center Services | 0
7D20CTO1WW | 8072 | General Racking Solution | 0
7D20CTO1WW | 8086 | No Publications Selected | 0
7D20CTO1WW | A1MS | 10m Cat6 Yellow Cable | 49
7D20CTO1WW | A1MT | 10m Green Cat6 Cable | 49
7D20CTO1WW | A1MU | 10m Cat6 Blue Cable | 49
7D20CTO1WW | A1MV | 25m Cat6 Yellow Cable | 105
7D20CTO1WW | A1MW | 25m Green Cat6 Cable | 105
7D20CTO1WW | A1MX | 25m Cat6 Blue Cable | 105
7D20CTO1WW | A1PH | 1m Passive DAC SFP+ Cable | 69
7D20CTO1WW | A1PJ | 3m Passive DAC SFP+ Cable | 89
7D20CTO1WW | A1PK | 5m Passive DAC SFP+ Cable | 159
7D20CTO1WW | A1RF | 2.8m, 10A/250V, C13 to NEMA 6-15P Line Cord | 15
7D20CTO1WW | A2N7 | Planar Not Integrated With Chassis | 0
7D20CTO1WW | A3RG | 0.5m Passive DAC SFP+ Cable | 79
7D20CTO1WW | A3RH | 7m Passive DAC SFP+ Cable | 179
7D20CTO1WW | A4VP | 1.0m, 10A/100-250V, C13 to IEC 320-C14 Rack Power Cable | 19
7D20CTO1WW | A51N | 1.5m Passive DAC SFP+ Cable | 89
7D20CTO1WW | A51P | 2m Passive DAC SFP+ Cable | 89
7D20CTO1WW | ASR5 | Lenovo 0.5m LC-LC OM3 MMF Cable | 24
7D20CTO1WW | ASR6 | Lenovo 1m LC-LC OM3 MMF Cable | 24
7D20CTO1WW | ASR7 | Lenovo 3m LC-LC OM3 MMF Cable | 24
7D20CTO1WW | ASR8 | Lenovo 5m LC-LC OM3 MMF Cable | 29
7D20CTO1WW | ASR9 | Lenovo 10m LC-LC OM3 MMF Cable | 39
7D20CTO1WW | ASRA | Lenovo 15m LC-LC OM3 MMF Cable | 45
7D20CTO1WW | ASRB | Lenovo 25m LC-LC OM3 MMF Cable | 54
7D20CTO1WW | ASRC | Lenovo 30m LC-LC OM3 MMF Cable | 64
7D20CTO1WW | AT2R | Lenovo 1m Active DAC SFP+ Cables | 129
7D20CTO1WW | AT2S | Lenovo 3m Active DAC SFP+ Cables | 139
7D20CTO1WW | AT2T | Lenovo 5m Active DAC SFP+ Cables | 159
7D20CTO1WW | ATSB | Nutanix Solution Code MFG Instruction | 0
7D20CTO1WW | ATYX | Lenovo 1m SFP+ to SFP+ Active Optical Cable | 104
7D20CTO1WW | ATYY | Lenovo 3m SFP+ to SFP+ Active Optical Cable | 99
7D20CTO1WW | ATYZ | Lenovo 5m SFP+ to SFP+ Active Optical Cable | 114
7D20CTO1WW | ATZ0 | Lenovo 7m SFP+ to SFP+ Active Optical Cable | 129
7D20CTO1WW | ATZ1 | Lenovo 15m SFP+ to SFP+ Active Optical Cable | 169
7D20CTO1WW | ATZ2 | Lenovo 20m SFP+ to SFP+ Active Optical Cable | 169
7D20CTO1WW | AUNC | ThinkSystem 16GB TruDDR4 2666 MHz (2Rx8 1.2V) RDIMM | 319
7D20CTO1WW | AUND | ThinkSystem 32GB TruDDR4 2666 MHz (2Rx4 1.2V) RDIMM | 609
7D20CTO1WW | AUNE | ThinkSystem 64GB TruDDR4 2666 MHz (4Rx4 1.2V) LRDIMM | 1259
7D20CTO1WW | AUPW | ThinkSystem XClarity Controller Standard to Enterprise Upgrade | 100
7D20CTO1WW | AV1B | Lenovo 25GBase-SR SFP28 Transceiver | 449
7D20CTO1WW | AV1F | Lenovo 3m 25G SFP28 Active Optical Cable | 489
7D20CTO1WW | AV1G | Lenovo 5m 25G SFP28 Active Optical Cable | 489
7D20CTO1WW | AV1H | Lenovo 10m 25G SFP28 Active Optical Cable | 499
7D20CTO1WW | AV1J | Lenovo 15m 25G SFP28 Active Optical Cable | 497
7D20CTO1WW | AV1K | Lenovo 20m 25G SFP28 Active Optical Cable | 519
7D20CTO1WW | AV1R | Lenovo 3m 100G to 4x25G Breakout Active Optical Cable | 1949
7D20CTO1WW | AV1S | Lenovo 5m 100G to 4x25G Breakout Active Optical Cable | 1975
7D20CTO1WW | AV1T | Lenovo 10m 100G to 4x25G Breakout Active Optical Cable | 2035
7D20CTO1WW | AV1U | Lenovo 15m 100G to 4x25G Breakout Active Optical Cable | 2095
7D20CTO1WW | AV1V | Lenovo 20m 100G to 4x25G Breakout Active Optical Cable | 2149
7D20CTO1WW | AV1W | Lenovo 1m Passive 25G SFP28 DAC Cable | 69
7D20CTO1WW | AV1X | Lenovo 3m Passive 25G SFP28 DAC Cable | 79
7D20CTO1WW | AV1Y | Lenovo 5m Passive 25G SFP28 DAC Cable | 159
7D20CTO1WW | AV22 | Lenovo 1m 100G QSFP28 to 4x25G SFP28 Breakout DAC Cable | 179
7D20CTO1WW | AV23 | Lenovo 3m 100G QSFP28 to 4x25G SFP28 Breakout DAC Cable | 299
7D20CTO1WW | AV24 | Lenovo 5m 100G QSFP28 to 4x25G SFP28 Breakout DAC Cable | 459
7D20CTO1WW | AV2B | Lenovo 1m MPO to 4x LC Breakout OM4 MMF Cable | 149
7D20CTO1WW | AV2C | Lenovo 3m MPO to 4x LC Breakout OM4 MMF Cable | 179
7D20CTO1WW | AV2D | Lenovo 5m MPO to 4x LC Breakout OM4 MMF Cable | 239
7D20CTO1WW | AVFQ | 0.75m Green Cat5e Cable | 15
7D20CTO1WW | AVFR | 1.0m Green Cat5e Cable | 19
7D20CTO1WW | AVFS | 1.25m Green Cat5e Cable | 19
7D20CTO1WW | AVFT | 0.75m Blue Cat5e Cable | 15
7D20CTO1WW | AVFU | 1.0m Blue Cat5e Cable | 19
7D20CTO1WW | AVFV | 1.25m Blue Cat5e Cable | 19
7D20CTO1WW | AVFW | 0.75m Green Cat6 Cable | 19
7D20CTO1WW | AVFX | 1.0m Green Cat6 Cable | 19
7D20CTO1WW | AVFY | 1.25m Green Cat6 Cable | 19
7D20CTO1WW | AVFZ | 1.5m Green Cat6 Cable | 19
7D20CTO1WW | AVG0 | 3m Green Cat6 Cable | 25
7D20CTO1WW | B0ML | Feature Enable TPM on MB | 0
7D20CTO1WW | B0N4 | 2.0m, 10A/100-250V, C13 to IEC 320-C14 Rack Power Cable | 29
7D20CTO1WW | B0SU | SVT Validation | 0
7D20CTO1WW | B173 | Companion Part for XClarity Controller Standard to Enterprise Upgrade in Factory | 0
7D20CTO1WW | B30W | Custom MFG SVCS Fee - Medium Increment | 30
7D20CTO1WW | B30X | Custom MFG SVCS Fee - Large Increment | 300
7D20CTO1WW | B4YB | ThinkSystem NVIDIA T4 16GB PCIe Passive GPU | 6279
7D20CTO1WW | B6EX | ThinkSystem SE350 - Console RJ45 to RS232 Cable | 12
7D20CTO1WW | B6EZ | ThinkSystem SE350 Node Sleeve | 79
7D20CTO1WW | B6F0 | ThinkSystem SE350 AC Adapter Bracket | 59
7D20CTO1WW | B6FU | ThinkSystem SE350 - 12V PDM | 119
7D20CTO1WW | B6FW | ThinkSystem SE350 240W AC Adapter | 149
7D20CTO1WW | B6GD | ThinkSystem SE350 Sleeve Locking Bezel with Dust Filter Holders | 29
7D20CTO1WW | B6KT | ThinkSystem SE350 - Mini USB to USB Type A (F) Console Cable | 5
7D20CTO1WW | B6KU | ThinkSystem SE350 Locking Bezel Dust Filter | 49
7D20CTO1WW | B6Q2 | ThinkSystem SE350 Tamper Detection Kit with Security Lock | 29
7D20CTO1WW | B6Q3 | ThinkSystem SE350 Rubber Feet | 14
7D20CTO1WW | B75C | ThinkSystem M.2 650GB P4511 NVMe SED High Endurance SSD | 569
7D20CTO1WW | B7Z7 | ThinkSystem SE350 10GBase-T 2-Port, 10/100/1GbE RJ45 2-Port Intel i350 | 519
7D20CTO1WW | B7ZA | M.2 x4 PCIe/SATA Carrier Card Placement - Left | 0
7D20CTO1WW | B87S | ThinkSystem SE350 DIN Mount Kit (Extreme Shock & Vibe) | 129
7D20CTO1WW | B88P | ThinkSystem SE350 M.2 Mirroring Enablement Kit | 139
7D20CTO1WW | B91K | ThinkSystem M.2 480GB Industrial A600i SATA SSD | 379
7D20CTO1WW | B93A | ThinkSystem SE350 Edge Server Intel Xeon D-2143IT 8C 65W 2.20 GHz | 1669
7D20CTO1WW | B93B | ThinkSystem SE350 Edge Server Intel Xeon D-2183IT 16C 100W 2.20 GHz | 4019
7D20CTO1WW | B93C | ThinkSystem SE350 Edge Server Intel Xeon D-2163IT 12C 75W 2.10 GHz | 2919
7D20CTO1WW | B93D | ThinkSystem SE350 Edge Server Intel Xeon D-2166NT 12C 85W 2.00 GHz | 3129
7D20CTO1WW | BAGF | ThinkSystem SE350 PCIe Riser Cage (Extreme Shock & Vibe) | 159
7D20CTO1WW | BAGG | ThinkSystem SE350 M.2 Riser Cage Assembly (Extreme Shock & Vibe) | 169
7D20CTO1WW | BAGM | ThinkSystem SE350 NVIDIA T4 Holder (Extreme Shock & Vibe) | 2
7D20CTO1WW | BB0P | Intel Transparent Supply Chain. Lenovo has paired our industry leading supply chain with Intel's innovative Transparent Supply Chain program to add a layer of protection to your data center and bring peace of mind that the server hardware you bring into ... | 0
7D20CTO1WW | BBZ5 | ThinkSystem SE350 M.2 SATA/NVMe 4-bay Data Drive Enablement Kit (Extreme Shock & Vibe) | 139
7D20CTO1WW | BBZ7 | ThinkSystem SE350 10GbE SFP+ 2-Port, 10/100/1GbE RJ45 2-Port Intel i350 (Extreme Shock & Vibe) | 389
7D20CTO1WW | BEL7 | Mfg Short-Ship Preload Exception | 0
7D20CTO1WW | BFV5 | ThinkAgile HX102x Base | 429
7D22CTO1WW | 747 | UID Asset Tag Label | 20
7D22CTO1WW | 2321 | Custom MFG SVCS Fee - Small Increment | 3
7D22CTO1WW | 7831 | Customer Solution Center Services | 0
7D22CTO1WW | 8086 | No Publications Selected | 0
7D22CTO1WW | A2N6 | Chassis Not Integrated With Planar | 0
7D22CTO1WW | AVAL | 1U and 2U Slide Rail | 109
7D22CTO1WW | AVAX | CMA (1U) | 34
7D22CTO1WW | B30W | Custom MFG SVCS Fee - Medium Increment | 30
7D22CTO1WW | B30X | Custom MFG SVCS Fee - Large Increment | 300
7D22CTO1WW | B6PY | ThinkSystem Enclosure Edge Server - Rack Dust Filter | 24
7D22CTO1WW | B7ZF | ThinkSystem Toolless Friction Rail Kit | 59
7D22CTO1WW | BCGG | ThinkAgile MX Enclosure for Mounting SE350 Side by Side in Rack | 489
7D22CTO2WW | 747 | UID Asset Tag Label | 20
7D22CTO2WW | 2321 | Custom MFG SVCS Fee - Small Increment | 3
7D22CTO2WW | 7831 | Customer Solution Center Services | 0
7D22CTO2WW | 8086 | No Publications Selected | 0
7D22CTO2WW | A2N6 | Chassis Not Integrated With Planar | 0
7D22CTO2WW | B30W | Custom MFG SVCS Fee - Medium Increment | 30
7D22CTO2WW | B30X | Custom MFG SVCS Fee - Large Increment | 300
7D22CTO2WW | B6H2 | ThinkSystem Friction 2-Post Screw-in Rail Kit | 79
7D22CTO2WW | B6PY | ThinkSystem Enclosure Edge Server - Rack Dust Filter | 24
7D22CTO2WW | B7L3 | ThinkSystem Enclosure Short Rack Rail Kit | 59
7D22CTO2WW | BCGG | ThinkAgile MX Enclosure for Mounting SE350 Side by Side in Rack | 489
7D22CTO5WW | 747 | UID Asset Tag Label | 20
7D22CTO5WW | 2305 | Integration 1U Component | 59
7D22CTO5WW | 2321 | Custom MFG SVCS Fee - Small Increment | 3
7D22CTO5WW | 7831 | Customer Solution Center Services | 0
7D22CTO5WW | 8072 | General Racking Solution | 0
7D22CTO5WW | 8086 | No Publications Selected | 0
7D22CTO5WW | 8971 | Integrate in manufacturing | 0
7D22CTO5WW | 8972 | Ship Uninstalled (Safety) | 0
7D22CTO5WW | A102 | Advanced Grouping | 0
7D22CTO5WW | A2N6 | Chassis Not Integrated With Planar | 0
7D22CTO5WW | ATSB | Nutanix Solution Code MFG Instruction | 0
7D22CTO5WW | AVAL | 1U and 2U Slide Rail | 109
7D22CTO5WW | AVAX | CMA (1U) | 34
7D22CTO5WW | B30W | Custom MFG SVCS Fee - Medium Increment | 30
7D22CTO5WW | B30X | Custom MFG SVCS Fee - Large Increment | 300
7D22CTO5WW | B6PY | ThinkSystem Enclosure Edge Server - Rack Dust Filter | 24
7D22CTO5WW | B7ZF | ThinkSystem Toolless Friction Rail Kit | 59
7D22CTO5WW | BFT5 | ThinkAgile HX Enclosure for Mounting SE350 Side by Side in Rack | 489
7D22CTO6WW | 747 | UID Asset Tag Label | 20
7D22CTO6WW | 2306 | Integration >1U Component | 125
7D22CTO6WW | 2321 | Custom MFG SVCS Fee - Small Increment | 3
7D22CTO6WW | 7831 | Customer Solution Center Services | 0
7D22CTO6WW | 8072 | General Racking Solution | 0
7D22CTO6WW | 8086 | No Publications Selected | 0
7D22CTO6WW | 8971 | Integrate in manufacturing | 0
7D22CTO6WW | 8972 | Ship Uninstalled (Safety) | 0
7D22CTO6WW | A102 | Advanced Grouping | 0
7D22CTO6WW | A2N6 | Chassis Not Integrated With Planar | 0
7D22CTO6WW | ATSB | Nutanix Solution Code MFG Instruction | 0
7D22CTO6WW | B30W | Custom MFG SVCS Fee - Medium Increment | 30
7D22CTO6WW | B30X | Custom MFG SVCS Fee - Large Increment | 300
7D22CTO6WW | B6H2 | ThinkSystem Friction 2-Post Screw-in Rail Kit | 79
7D22CTO6WW | B6PY | ThinkSystem Enclosure Edge Server - Rack Dust Filter | 24
7D22CTO6WW | B7L3 | ThinkSystem Enclosure Short Rack Rail Kit | 59
7D22CTO6WW | BFT5 | ThinkAgile HX Enclosure for Mounting SE350 Side by Side in Rack | 489
7D25CTO1WW | 747 | UID Asset Tag Label | 20
7D25CTO1WW | 2306 | Integration >1U Component | 125
7D25CTO1WW | 6252 | 2.5m, 16A/100-250V, C19 to IEC 320-C20 Rack Power Cable | 19
7D25CTO1WW | 6335 | 4.3m, 12A/100V, C13 to JIS C-8303 (Japan) Line Cord | 19
7D25CTO1WW | 6370 | 4.3m, 10A/125V, C13 to NEMA 5-15P (US) Line Cord | 10
7D25CTO1WW | 6373 | 4.3m, 10A/250V, C13 to NEMA 6-15P (US) Line Cord | 15
7D25CTO1WW | 6400 | 2.8m, 13A/100-250V, C13 to C14 Jumper Cord | 9
7D25CTO1WW | 6401 | 2.8m, 13A/120V, C13 to NEMA 5-15P (US) Line Cord | 29
7D25CTO1WW | 6530 | 4.3m, 13A/125V, C13 to CNS 10917 (Taiwan) Line Cord | 29
7D25CTO1WW | 6570 | 2.0m, 13A/100-250V, C13 to C14 Jumper Cord | 19
7D25CTO1WW | 6583 | 4.3m, 13A/100-250V, C13 to C14 Rack Power Cable | 19
7D25CTO1WW | 7831 | Customer Solution Center Services | 0
7D25CTO1WW | 8067 | TAA Compliant Order | 0
7D25CTO1WW | 8072 | General Racking Solution | 0
7D25CTO1WW | 8086 | No Publications Selected | 0
7D25CTO1WW | 8971 | Integrate in manufacturing | 0
7D25CTO1WW | 8972 | Ship Uninstalled (Safety) | 0
7D25CTO1WW | 9170 | Storage SubSystem ID 01 | 0
7D25CTO1WW | 9171 | Storage SubSystem ID 02 | 0
7D25CTO1WW | 9172 | Storage SubSystem ID 03 | 0
7D25CTO1WW | 9173 | Storage SubSystem ID 04 | 0
7D25CTO1WW | 9174 | Storage SubSystem ID 05 | 0
7D25CTO1WW | 9175 | Storage SubSystem ID 06 | 0
7D25CTO1WW | 9176 | Storage SubSystem ID 07 | 0
7D25CTO1WW | 9177 | Storage SubSystem ID 08 | 0
7D25CTO1WW | 9178 | Storage SubSystem ID 09 | 0
7D25CTO1WW | 9179 | Storage SubSystem ID 10 | 0
7D25CTO1WW | 9180 | Storage SubSystem ID 11 | 0
7D25CTO1WW | 9181 | Storage SubSystem ID 12 | 0
7D25CTO1WW | 9182 | Storage SubSystem ID 13 | 0
7D25CTO1WW | 9183 | Storage SubSystem ID 14 | 0
7D25CTO1WW | 9184 | Storage SubSystem ID 15 | 0
7D25CTO1WW | 9185 | Storage SubSystem ID 16 | 0
7D25CTO1WW | 9186 | Storage SubSystem ID 17 | 0
7D25CTO1WW | 9187 | Storage SubSystem ID 18 | 0
7D25CTO1WW | 9188 | Storage SubSystem ID 19 | 0
7D25CTO1WW | 9189 | Storage SubSystem ID 20 | 0
7D25CTO1WW | A1DL | 1m QSFP+ DAC Break Out Cable | 319
7D25CTO1WW | A1DM | 3m QSFP+ DAC Break Out Cable | 419
7D25CTO1WW | A1DN | 5m QSFP+ DAC Break Out Cable | 529
7D25CTO1WW | A1DP | 1m QSFP to QSFP+ Cable | 269
7D25CTO1WW | A1DQ | 3m QSFP+ to QSFP+ Cable | 329
7D25CTO1WW | A1NN | High Performance Analytics Appliance | 0
7D25CTO1WW | A1PH | 1m Passive DAC SFP+ Cable | 69
7D25CTO1WW | A1PJ | 3m Passive DAC SFP+ Cable | 89
7D25CTO1WW | A1PK | 5m Passive DAC SFP+ Cable | 159
7D25CTO1WW | A1RF | 2.8m, 10A/250V, C13 to NEMA 6-15P Line Cord | 15
7D25CTO1WW | A2X8 | 5m QSFP+ to QSFP+ Cable | 379
7D25CTO1WW | A3RG | 0.5m Passive DAC SFP+ Cable | 79
7D25CTO1WW | A3SW | 1.2m, 16A/100-250V, 2 Short C13s to Short C20 Rack Power Cable | 55
7D25CTO1WW | A3SX | 2.5m, 16A/100-250V, 2 Long C13s to Short C20 Rack Power Cable | 75
7D25CTO1WW | A3SY | 2.8m, 16A/100-250V, 2 Short C13s to Long C20 Rack Power Cable | 79
7D25CTO1WW | A3SZ | 4.1m, 16A/100-250V, 2 Long C13s to Long C20 Rack Power Cable | 85
7D25CTO1WW | A51N | 1.5m Passive DAC SFP+ Cable | 89
7D25CTO1WW | A51P | 2m Passive DAC SFP+ Cable | 89
7D25CTO1WW | ASR5 | Lenovo 0.5m LC-LC OM3 MMF Cable | 24
7D25CTO1WW | ASR6 | Lenovo 1m LC-LC OM3 MMF Cable | 24
7D25CTO1WW | ASR7 | Lenovo 3m LC-LC OM3 MMF Cable | 24
7D25CTO1WW | ASR8 | Lenovo 5m LC-LC OM3 MMF Cable | 29
7D25CTO1WW | ASR9 | Lenovo 10m LC-LC OM3 MMF Cable | 39
7D25CTO1WW | ASRA | Lenovo 15m LC-LC OM3 MMF Cable | 45
7D25CTO1WW | ASRB | Lenovo 25m LC-LC OM3 MMF Cable | 54
7D25CTO1WW | ASRC | Lenovo 30m LC-LC OM3 MMF Cable | 64
7D25CTO1WW | AV1B | Lenovo 25GBase-SR SFP28 Transceiver | 449
7D25CTO1WW | AV1W | Lenovo 1m Passive 25G SFP28 DAC Cable | 69
7D25CTO1WW | AV1X | Lenovo 3m Passive 25G SFP28 DAC Cable | 79
7D25CTO1WW | AV1Y | Lenovo 5m Passive 25G SFP28 DAC Cable | 159
7D25CTO1WW | AV1Z | Lenovo 1m Passive 100G QSFP28 DAC Cable | 99
7D25CTO1WW | AV20 | Lenovo 3m Passive 100G QSFP28 DAC Cable | 159
7D25CTO1WW | AV21 | Lenovo 5m Passive 100G QSFP28 DAC Cable | 299
7D25CTO1WW | AV22 | Lenovo 1m 100G QSFP28 to 4x25G SFP28 Breakout DAC Cable | 179
7D25CTO1WW | AV23 | Lenovo 3m 100G QSFP28 to 4x25G SFP28 Breakout DAC Cable | 299
7D25CTO1WW | AV24 | Lenovo 5m 100G QSFP28 to 4x25G SFP28 Breakout DAC Cable | 459
7D25CTO1WW | AV25 | Lenovo 5m MPO-MPO OM4 MMF Cable | 114
7D25CTO1WW | AV26 | Lenovo 7m MPO-MPO OM4 MMF Cable | 135
7D25CTO1WW | AV27 | Lenovo 10m MPO-MPO OM4 MMF Cable | 159
7D25CTO1WW | AV28 | Lenovo 15m MPO-MPO OM4 MMF Cable | 205
7D25CTO1WW | AV29 | Lenovo 20m MPO-MPO OM4 MMF Cable | 259
7D25CTO1WW | AV2A | Lenovo 30m MPO-MPO OM4 MMF Cable | 349
7D25CTO1WW | AVFW | 0.75m Green Cat6 Cable | 19
7D25CTO1WW | AVFX | 1.0m Green Cat6 Cable | 19
7D25CTO1WW | AVFY | 1.25m Green Cat6 Cable | 19
7D25CTO1WW | AVFZ | 1.5m Green Cat6 Cable | 19
7D25CTO1WW | AVG0 | 3m Green Cat6 Cable | 25
7D25CTO1WW | AX8A | 4.3m, 13A/120V, C13 to NEMA 5-15P (US) Line Cord | 19
7D25CTO1WW | B0N5 | 1.0m, 13A/100-250V, C13 to C14 Jumper Cord | 25
7D25CTO1WW | B0N6 | 1.5m, 13A/100-250V, C13 to C14 Jumper Cord | 29
7D25CTO1WW | B2P9 | Lenovo 0.5m LC-LC OM4 MMF Cable | 34
7D25CTO1WW | B2PA | Lenovo 1m LC-LC OM4 MMF Cable | 29
7D25CTO1WW | B2PB | Lenovo 3m LC-LC OM4 MMF Cable | 34
7D25CTO1WW | B2PC | Lenovo 5m LC-LC OM4 MMF Cable | 44
7D25CTO1WW | B2PD | Lenovo 10m LC-LC OM4 MMF Cable | 69
7D25CTO1WW | B2PE | Lenovo 15m LC-LC OM4 MMF Cable | 79
7D25CTO1WW | B2PF | Lenovo 25m LC-LC OM4 MMF Cable | 114
7D25CTO1WW | B2PG | Lenovo 30m LC-LC OM4 MMF Cable | 129
7D25CTO1WW | B4BP | Lenovo ThinkSystem Storage USB Cable, Micro-USB | 20
7D25CTO1WW | B4K5 | DM Controller Parent MFG Inst | 0
7D25CTO1WW | B4KA | 16G Fibre Channel SFP+ Module 1 pack | 819
7D25CTO1WW | B4SF | DM Series CIFS Protocol License | 0
7D25CTO1WW | B4SG | DM Series NFS Protocol License | 0
7D25CTO1WW | B4SH | DM Series iSCSI Protocol License | 0
7D25CTO1WW | B4SJ | DM Series FCP Protocol License | 0
7D25CTO1WW | B4SK | DM Series SnapMirror License | 0
7D25CTO1WW | B4SL | DM Series SnapRestore License | 0
7D25CTO1WW | B4SM | DM Series FlexClone License | 0
7D25CTO1WW | B4SN | DM Series Software Encryption License | 0
7D25CTO1WW | B4SP | DM Series SnapManager License | 0
7D25CTO1WW | B4SU | TPM | 0
7D25CTO1WW | B4SY | Intel 10G Ethernet SFP+ SR Optics Module | 239
7D25CTO1WW | B5AZ | DM Series SnapVault License | 0
7D25CTO1WW | B72X | Lenovo ThinkSystem DM Series 32Gb 4 port Fibre Channel Card | 4839
7D25CTO1WW | B72Y | Lenovo ThinkSystem DM Series 100Gb 2 port Ethernet Card | 1849
7D25CTO1WW | B72Z | Lenovo ThinkSystem DM Series 25Gb 2 port Ethernet Card | 749
7D25CTO1WW | B730 | Lenovo ThinkSystem DM Series 10Gb 4 port Ethernet Card | 939
7D25CTO1WW | B732 | 25Gb Ethernet Optical SFP28 Shortwave Module 1 Pack | 419
7D25CTO1WW | B733 | 100Gb Ethernet Optical QSFP28 Shortwave Module 1 Pack | 699
7D25CTO1WW | B738 | Lenovo ThinkSystem NVMe Accessory | 19
7D25CTO1WW | B7AQ | SnapMirror Synchronous | 0
7D25CTO1WW | B7N1 | NVMe over FC Protocol | 0
7D25CTO1WW | B94E | Lenovo ThinkSystem DM 4U Chassis | 5399
7D25CTO1WW | B94F | Lenovo ThinkSystem DM Series 10Gb BaseT 2 port Ethernet Card | 689
7D25CTO1WW | B94G | Lenovo Thinksystem DM Series 100Gb iWARP 2 Port Ethernet Card | 2629
7D25CTO1WW | B94H | Lenovo ThinkSystem DM Series 16Gb FC-VI 2 Port SFP+ Card | 2509
7D25CTO1WW | B94J | Lenovo ThinkSystem DM Series 25Gb 4 Port Ethernet Mez Card | 1219
7D25CTO1WW | B94K | Lenovo ThinkSystem DM Series 16Gb 4 Port Fibre Channel Mez Card | 2159
7D25CTO1WW | B94T | Lenovo ThinkSystem DM7100 Controller | 17599
7D25CTO1WW | B94V | Lenovo ThinkSystem DM Series 4U NVMe Bezel | 179
7D25CTO1WW | B94X | Lenovo ThinkSystem DM Series 12Gb SAS 4 Port Card | 1139
7D25CTO1WW | BAYK | Lenovo ThinkSystem DM Series ONTAP 9.7 Software NonEncryption | 0
7D25CTO1WW | BAYL | Lenovo ThinkSystem DM Series ONTAP 9.7 Software Encryption | 0
7D25CTO1WW | BAZ1 | 2P 100Gb PCIe Ethernet SmartIO Adapter for DM Series AFF Storage | 5829
7D25CTO1WW | BE28 | Lenovo ThinkSystem Storage Rail Kit 4U60 | 189
7D25CTO1WW | BF5Q | Lenovo ThinkSystem DM Series ONTAP 9.8 Software Encryption | 0
7D25CTO1WW | BF5R | Lenovo ThinkSystem DM Series ONTAP 9.8 Software NonEncryption | 0
7D25CTO1WW | BF5V | 16G Fibre Channel SFP+ Module | 519
7D25CTO1WW | BFH1 | Lenovo 100Gb SR4 QSFP28 Ethernet Transceiver | 689
7D25CTO1WW | BH56 | S3 Protocol License | 0
7D25CTOLWW | 747 | UID Asset Tag Label | 20
7D25CTOLWW | 2306 | Integration >1U Component | 125
7D25CTOLWW | 6252 | 2.5m, 16A/100-250V, C19 to IEC 320-C20 Rack Power Cable | 19
7D25CTOLWW | 6335 | 4.3m, 12A/100V, C13 to JIS C-8303 (Japan) Line Cord | 19
7D25CTOLWW | 6370 | 4.3m, 10A/125V, C13 to NEMA 5-15P (US) Line Cord | 10
7D25CTOLWW | 6373 | 4.3m, 10A/250V, C13 to NEMA 6-15P (US) Line Cord | 15
7D25CTOLWW | 6400 | 2.8m, 13A/100-250V, C13 to C14 Jumper Cord | 9
7D25CTOLWW | 6401 | 2.8m, 13A/120V, C13 to NEMA 5-15P (US) Line Cord | 29
7D25CTOLWW | 6530 | 4.3m, 13A/125V, C13 to CNS 10917 (Taiwan) Line Cord | 29
7D25CTOLWW | 6570 | 2.0m, 13A/100-250V, C13 to C14 Jumper Cord | 19
7D25CTOLWW | 6583 | 4.3m, 13A/100-250V, C13 to C14 Rack Power Cable | 19
7D25CTOLWW | 7831 | Customer Solution Center Services | 0
7D25CTOLWW | 8067 | TAA Compliant Order | 0
7D25CTOLWW | 8072 | General Racking Solution | 0
7D25CTOLWW | 8086 | No Publications Selected | 0
7D25CTOLWW | 8971 | Integrate in manufacturing | 0
7D25CTOLWW | 8972 | Ship Uninstalled (Safety) | 0
7D25CTOLWW | 9170 | Storage SubSystem ID 01 | 0
7D25CTOLWW | 9171 | Storage SubSystem ID 02 | 0
7D25CTOLWW | 9172 | Storage SubSystem ID 03 | 0
7D25CTOLWW | 9173 | Storage SubSystem ID 04 | 0
7D25CTOLWW | 9174 | Storage SubSystem ID 05 | 0
7D25CTOLWW | 9175 | Storage SubSystem ID 06 | 0
7D25CTOLWW | 9176 | Storage SubSystem ID 07 | 0
7D25CTOLWW | 9177 | Storage SubSystem ID 08 | 0
7D25CTOLWW | 9178 | Storage SubSystem ID 09 | 0
7D25CTOLWW | 9179 | Storage SubSystem ID 10 | 0
7D25CTOLWW | 9180 | Storage SubSystem ID 11 | 0
7D25CTOLWW | 9181 | Storage SubSystem ID 12 | 0
7D25CTOLWW | 9182 | Storage SubSystem ID 13 | 0
7D25CTOLWW | 9183 | Storage SubSystem ID 14 | 0
7D25CTOLWW | 9184 | Storage SubSystem ID 15 | 0
7D25CTOLWW | 9185 | Storage SubSystem ID 16 | 0
7D25CTOLWW | 9186 | Storage SubSystem ID 17 | 0
7D25CTOLWW | 9187 | Storage SubSystem ID 18 | 0
7D25CTOLWW | 9188 | Storage SubSystem ID 19 | 0
7D25CTOLWW | 9189 | Storage SubSystem ID 20 | 0
7D25CTOLWW | A1DL | 1m QSFP+ DAC Break Out Cable | 319
7D25CTOLWW | A1DM | 3m QSFP+ DAC Break Out Cable | 419
7D25CTOLWW | A1DN | 5m QSFP+ DAC Break Out Cable | 529
7D25CTOLWW | A1DP | 1m QSFP to QSFP+ Cable | 269
7D25CTOLWW | A1DQ | 3m QSFP+ to QSFP+ Cable | 329
7D25CTOLWW | A1NN | High Performance Analytics Appliance | 0
7D25CTOLWW | A1PH | 1m Passive DAC SFP+ Cable | 69
7D25CTOLWW | A1PJ | 3m Passive DAC SFP+ Cable | 89
7D25CTOLWW | A1PK | 5m Passive DAC SFP+ Cable | 159
7D25CTOLWW | A1RF | 2.8m, 10A/250V, C13 to NEMA 6-15P Line Cord | 15
7D25CTOLWW | A2X8 | 5m QSFP+ to QSFP+ Cable | 379
7D25CTOLWW | A3RG | 0.5m Passive DAC SFP+ Cable | 79
7D25CTOLWW | A3SW | 1.2m, 16A/100-250V, 2 Short C13s to Short C20 Rack Power Cable | 55
7D25CTOLWW | A3SX | 2.5m, 16A/100-250V, 2 Long C13s to Short C20 Rack Power Cable | 75
7D25CTOLWW | A3SY | 2.8m, 16A/100-250V, 2 Short C13s to Long C20 Rack Power Cable | 79
7D25CTOLWW | A3SZ | 4.1m, 16A/100-250V, 2 Long C13s to Long C20 Rack Power Cable | 85
7D25CTOLWW | A51N | 1.5m Passive DAC SFP+ Cable | 89
7D25CTOLWW | A51P | 2m Passive DAC SFP+ Cable | 89
7D25CTOLWW | ASR5 | Lenovo 0.5m LC-LC OM3 MMF Cable | 24
7D25CTOLWW | ASR6 | Lenovo 1m LC-LC OM3 MMF Cable | 24
7D25CTOLWW | ASR7 | Lenovo 3m LC-LC OM3 MMF Cable | 24
7D25CTOLWW | ASR8 | Lenovo 5m LC-LC OM3 MMF Cable | 29
7D25CTOLWW | ASR9 | Lenovo 10m LC-LC OM3 MMF Cable | 39
7D25CTOLWW | ASRA | Lenovo 15m LC-LC OM3 MMF Cable | 45
7D25CTOLWW | ASRB | Lenovo 25m LC-LC OM3 MMF Cable | 54
7D25CTOLWW | ASRC | Lenovo 30m LC-LC OM3 MMF Cable | 64
7D25CTOLWW | AV1B | Lenovo 25GBase-SR SFP28 Transceiver | 449
7D25CTOLWW | AV1W | Lenovo 1m Passive 25G SFP28 DAC Cable | 69
7D25CTOLWW | AV1X | Lenovo 3m Passive 25G SFP28 DAC Cable | 79
7D25CTOLWW | AV1Y | Lenovo 5m Passive 25G SFP28 DAC Cable | 159
7D25CTOLWW | AV1Z | Lenovo 1m Passive 100G QSFP28 DAC Cable | 99
7D25CTOLWW | AV20 | Lenovo 3m Passive 100G QSFP28 DAC Cable | 159
7D25CTOLWW | AV21 | Lenovo 5m Passive 100G QSFP28 DAC Cable | 299
7D25CTOLWW | AV22 | Lenovo 1m 100G QSFP28 to 4x25G SFP28 Breakout DAC Cable | 179
7D25CTOLWW | AV23 | Lenovo 3m 100G QSFP28 to 4x25G SFP28 Breakout DAC Cable | 299
7D25CTOLWW | AV24 | Lenovo 5m 100G QSFP28 to 4x25G SFP28 Breakout DAC Cable | 459
7D25CTOLWW | AV25 | Lenovo 5m MPO-MPO OM4 MMF Cable | 114
7D25CTOLWW | AV26 | Lenovo 7m MPO-MPO OM4 MMF Cable | 135
7D25CTOLWW | AV27 | Lenovo 10m MPO-MPO OM4 MMF Cable | 159
7D25CTOLWW | AV28 | Lenovo 15m MPO-MPO OM4 MMF Cable | 205
7D25CTOLWW | AV29 | Lenovo 20m MPO-MPO OM4 MMF Cable | 259
7D25CTOLWW | AV2A | Lenovo 30m MPO-MPO OM4 MMF Cable | 349
7D25CTOLWW | AVFW | 0.75m Green Cat6 Cable | 19
7D25CTOLWW | AVFX | 1.0m Green Cat6 Cable | 19
7D25CTOLWW | AVFY | 1.25m Green Cat6 Cable | 19
7D25CTOLWW | AVFZ | 1.5m Green Cat6 Cable | 19
7D25CTOLWW | AVG0 | 3m Green Cat6 Cable | 25
7D25CTOLWW | AX8A | 4.3m, 13A/120V, C13 to NEMA 5-15P (US) Line Cord | 19
7D25CTOLWW | B0N5 | 1.0m, 13A/100-250V, C13 to C14 Jumper Cord | 25
7D25CTOLWW | B0N6 | 1.5m, 13A/100-250V, C13 to C14 Jumper Cord | 29
7D25CTOLWW | B2P9 | Lenovo 0.5m LC-LC OM4 MMF Cable | 34
7D25CTOLWW | B2PA | Lenovo 1m LC-LC OM4 MMF Cable | 29
7D25CTOLWW | B2PB | Lenovo 3m LC-LC OM4 MMF Cable | 34
7D25CTOLWW | B2PC | Lenovo 5m LC-LC OM4 MMF Cable | 44
7D25CTOLWW | B2PD | Lenovo 10m LC-LC OM4 MMF Cable | 69
7D25CTOLWW | B2PE | Lenovo 15m LC-LC OM4 MMF Cable | 79
7D25CTOLWW | B2PF | Lenovo 25m LC-LC OM4 MMF Cable | 114
7D25CTOLWW | B2PG | Lenovo 30m LC-LC OM4 MMF Cable | 129
7D25CTOLWW | B4BP | Lenovo ThinkSystem Storage USB Cable, Micro-USB | 20
7D25CTOLWW | B4K5 | DM Controller Parent MFG Inst | 0
7D25CTOLWW | B4KA | 16G Fibre Channel SFP+ Module 1 pack | 819
7D25CTOLWW | B4SF | DM Series CIFS Protocol License | 0
7D25CTOLWW | B4SG | DM Series NFS Protocol License | 0
7D25CTOLWW | B4SH | DM Series iSCSI Protocol License | 0
7D25CTOLWW | B4SJ | DM Series FCP Protocol License | 0
7D25CTOLWW | B4SK | DM Series SnapMirror License | 0
7D25CTOLWW | B4SL | DM Series SnapRestore License | 0
7D25CTOLWW | B4SM | DM Series FlexClone License | 0
7D25CTOLWW | B4SN | DM Series Software Encryption License | 0
7D25CTOLWW | B4SP | DM Series SnapManager License | 0
7D25CTOLWW | B4SU | TPM | 0
7D25CTOLWW | B4SY | Intel 10G Ethernet SFP+ SR Optics Module | 239
7D25CTOLWW | B5AZ | DM Series SnapVault License | 0
7D25CTOLWW | B72X | Lenovo ThinkSystem DM Series 32Gb 4 port Fibre Channel Card | 4839
7D25CTOLWW | B72Y | Lenovo ThinkSystem DM Series 100Gb 2 port Ethernet Card | 1849
7D25CTOLWW | B72Z | Lenovo ThinkSystem DM Series 25Gb 2 port Ethernet Card | 749
7D25CTOLWW | B730 | Lenovo ThinkSystem DM Series 10Gb 4 port Ethernet Card | 939
7D25CTOLWW | B732 | 25Gb Ethernet Optical SFP28 Shortwave Module 1 Pack | 419
7D25CTOLWW | B733 | 100Gb Ethernet Optical QSFP28 Shortwave Module 1 Pack | 699
7D25CTOLWW | B738 | Lenovo ThinkSystem NVMe Accessory | 19
7D25CTOLWW | B7AQ | SnapMirror Synchronous | 0
7D25CTOLWW | B7N1 | NVMe over FC Protocol | 0
7D25CTOLWW | B94E | Lenovo ThinkSystem DM 4U Chassis | 5399
7D25CTOLWW | B94F | Lenovo ThinkSystem DM Series 10Gb BaseT 2 port Ethernet Card | 689
7D25CTOLWW | B94G | Lenovo Thinksystem DM Series 100Gb iWARP 2 Port Ethernet Card | 2629
7D25CTOLWW | B94H | Lenovo ThinkSystem DM Series 16Gb FC-VI 2 Port SFP+ Card | 2509
7D25CTOLWW | B94J | Lenovo ThinkSystem DM Series 25Gb 4 Port Ethernet Mez Card | 1219
7D25CTOLWW | B94K | Lenovo ThinkSystem DM Series 16Gb 4 Port Fibre Channel Mez Card | 2159
7D25CTOLWW | B94T | Lenovo ThinkSystem DM7100 Controller | 17599
7D25CTOLWW | B94V | Lenovo ThinkSystem DM Series 4U NVMe Bezel | 179
7D25CTOLWW | B94X | Lenovo ThinkSystem DM Series 12Gb SAS 4 Port Card | 1139
7D25CTOLWW | BAYK | Lenovo ThinkSystem DM Series ONTAP 9.7 Software NonEncryption | 0
7D25CTOLWW | BAYL | Lenovo ThinkSystem DM Series ONTAP 9.7 Software Encryption | 0
7D25CTOLWW | BAZ1 | 2P 100Gb PCIe Ethernet SmartIO Adapter for DM Series AFF Storage | 5829
7D25CTOLWW | BE28 | Lenovo ThinkSystem Storage Rail Kit 4U60 | 189
7D25CTOLWW | BF5Q | Lenovo ThinkSystem DM Series ONTAP 9.8 Software Encryption | 0
7D25CTOLWW | BF5R | Lenovo ThinkSystem DM Series ONTAP 9.8 Software NonEncryption | 0
7D25CTOLWW | BF5V | 16G Fibre Channel SFP+ Module | 519
7D25CTOLWW | BFH1 | Lenovo 100Gb SR4 QSFP28 Ethernet Transceiver | 689
7D25CTOLWW | BH56 | S3 Protocol License | 0
7D26CTO1WW | 747 | UID Asset Tag Label | 20
7D26CTO1WW | 2306 | Integration >1U Component | 125
7D26CTO1WW | 6252 | 2.5m, 16A/100-250V, C19 to IEC 320-C20 Rack Power Cable | 19
7D26CTO1WW | 6370 | 4.3m, 10A/125V, C13 to NEMA 5-15P (US) Line Cord | 10
7D26CTO1WW | 6373 | 4.3m, 10A/250V, C13 to NEMA 6-15P (US) Line Cord | 15
7D26CTO1WW | 6400 | 2.8m, 13A/100-250V, C13 to C14 Jumper Cord | 9
7D26CTO1WW | 6401 | 2.8m, 13A/120V, C13 to NEMA 5-15P (US) Line Cord | 29
7D26CTO1WW | 6570 | 2.0m, 13A/100-250V, C13 to C14 Jumper Cord | 19
7D26CTO1WW | 6583 | 4.3m, 13A/100-250V, C13 to C14 Rack Power Cable | 19
7D26CTO1WW | 7831 | Customer Solution Center Services | 0
7D26CTO1WW | 8031 | Consolidate Shipment | 0
7D26CTO1WW | 8067 | TAA Compliant Order | 0
7D26CTO1WW | 8072 | General Racking Solution | 0
7D26CTO1WW | 8086 | No Publications Selected | 0
7D26CTO1WW | 8971 | Integrate in manufacturing | 0
7D26CTO1WW | 8972 | Ship Uninstalled (Safety) | 0
7D26CTO1WW | 9170 | Storage SubSystem ID 01 | 0
7D26CTO1WW | 9171 | Storage SubSystem ID 02 | 0
7D26CTO1WW | 9172 | Storage SubSystem ID 03 | 0
7D26CTO1WW | 9173 | Storage SubSystem ID 04 | 0
7D26CTO1WW | 9174 | Storage SubSystem ID 05 | 0
7D26CTO1WW | 9175 | Storage SubSystem ID 06 | 0
7D26CTO1WW | 9176 | Storage SubSystem ID 07 | 0
7D26CTO1WW | 9177 | Storage SubSystem ID 08 | 0
7D26CTO1WW | 9178 | Storage SubSystem ID 09 | 0
7D26CTO1WW | 9179 | Storage SubSystem ID 10 | 0
7D26CTO1WW | 9180 | Storage SubSystem ID 11 | 0
7D26CTO1WW | 9181 | Storage SubSystem ID 12 | 0
7D26CTO1WW | 9182 | Storage SubSystem ID 13 | 0
7D26CTO1WW | 9183 | Storage SubSystem ID 14 | 0
7D26CTO1WW | 9184 | Storage SubSystem ID 15 | 0
7D26CTO1WW | 9185 | Storage SubSystem ID 16 | 0
7D26CTO1WW | 9186 | Storage SubSystem ID 17 | 0
7D26CTO1WW | 9187 | Storage SubSystem ID 18 | 0
7D26CTO1WW | 9188 | Storage SubSystem ID 19 | 0
7D26CTO1WW | 9189 | Storage SubSystem ID 20 | 0
7D26CTO1WW | A1DL | 1m QSFP+ DAC Break Out Cable | 319
7D26CTO1WW | A1DM | 3m QSFP+ DAC Break Out Cable | 419
7D26CTO1WW | A1DN | 5m QSFP+ DAC Break Out Cable | 529
7D26CTO1WW | A1DP | 1m QSFP to QSFP+ Cable | 269
7D26CTO1WW | A1DQ | 3m QSFP+ to QSFP+ Cable | 329
7D26CTO1WW | A1NN | High Performance Analytics Appliance | 0
7D26CTO1WW | A1PH | 1m Passive DAC SFP+ Cable | 69
7D26CTO1WW | A1PJ | 3m Passive DAC SFP+ Cable | 89
7D26CTO1WW | A1PK | 5m Passive DAC SFP+ Cable | 159
7D26CTO1WW | A1RF | 2.8m, 10A/250V, C13 to NEMA 6-15P Line Cord | 15
7D26CTO1WW | A2X8 | 5m QSFP+ to QSFP+ Cable | 379
7D26CTO1WW | A3RG | 0.5m Passive DAC SFP+ Cable | 79
7D26CTO1WW | A3SW | 1.2m, 16A/100-250V, 2 Short C13s to Short C20 Rack Power Cable | 55
7D26CTO1WW | A3SX | 2.5m, 16A/100-250V, 2 Long C13s to Short C20 Rack Power Cable | 75
7D26CTO1WW | A3SY | 2.8m, 16A/100-250V, 2 Short C13s to Long C20 Rack Power Cable | 79
7D26CTO1WW | A3SZ | 4.1m, 16A/100-250V, 2 Long C13s to Long C20 Rack Power Cable | 85
7D26CTO1WW | A51N | 1.5m Passive DAC SFP+ Cable | 89
7D26CTO1WW | A51P | 2m Passive DAC SFP+ Cable | 89
7D26CTO1WW | ASR5 | Lenovo 0.5m LC-LC OM3 MMF Cable | 24
7D26CTO1WW | ASR6 | Lenovo 1m LC-LC OM3 MMF Cable | 24
7D26CTO1WW | ASR7 | Lenovo 3m LC-LC OM3 MMF Cable | 24
7D26CTO1WW | ASR8 | Lenovo 5m LC-LC OM3 MMF Cable | 29
7D26CTO1WW | ASR9 | Lenovo 10m LC-LC OM3 MMF Cable | 39
7D26CTO1WW | ASRA | Lenovo 15m LC-LC OM3 MMF Cable | 45
7D26CTO1WW | ASRB | Lenovo 25m LC-LC OM3 MMF Cable | 54
7D26CTO1WW | ASRC | Lenovo 30m LC-LC OM3 MMF Cable | 64
7D26CTO1WW | AV1B | Lenovo 25GBase-SR SFP28 Transceiver | 449
7D26CTO1WW | AV1W | Lenovo 1m Passive 25G SFP28 DAC Cable | 69
7D26CTO1WW | AV1X | Lenovo 3m Passive 25G SFP28 DAC Cable | 79
7D26CTO1WW | AV1Y | Lenovo 5m Passive 25G SFP28 DAC Cable | 159
7D26CTO1WW | AV1Z | Lenovo 1m Passive 100G QSFP28 DAC Cable | 99
7D26CTO1WW | AV20 | Lenovo 3m Passive 100G QSFP28 DAC Cable | 159
7D26CTO1WW | AV21 | Lenovo 5m Passive 100G QSFP28 DAC Cable | 299
7D26CTO1WW | AV22 | Lenovo 1m 100G QSFP28 to 4x25G SFP28 Breakout DAC Cable | 179
7D26CTO1WW | AV23 | Lenovo 3m 100G QSFP28 to 4x25G SFP28 Breakout DAC Cable | 299
7D26CTO1WW | AV24 | Lenovo 5m 100G QSFP28 to 4x25G SFP28 Breakout DAC Cable | 459
7D26CTO1WW | AV25 | Lenovo 5m MPO-MPO OM4 MMF Cable | 114
7D26CTO1WW | AV26 | Lenovo 7m MPO-MPO OM4 MMF Cable | 135
7D26CTO1WW | AV27 | Lenovo 10m MPO-MPO OM4 MMF Cable | 159
7D26CTO1WW | AV28 | Lenovo 15m MPO-MPO OM4 MMF Cable | 205
7D26CTO1WW | AV29 | Lenovo 20m MPO-MPO OM4 MMF Cable | 259
7D26CTO1WW | AV2A | Lenovo 30m MPO-MPO OM4 MMF Cable | 349
7D26CTO1WW | AVFW | 0.75m Green Cat6 Cable | 19
7D26CTO1WW | AVFX | 1.0m Green Cat6 Cable | 19
7D26CTO1WW | AVFY | 1.25m Green Cat6 Cable | 19
7D26CTO1WW | AVFZ | 1.5m Green Cat6 Cable | 19
7D26CTO1WW | AVG0 | 3m Green Cat6 Cable | 25
7D26CTO1WW | AX8A | 4.3m, 13A/120V, C13 to NEMA 5-15P (US) Line Cord | 19
7D26CTO1WW | B0N5 | 1.0m, 13A/100-250V, C13 to C14 Jumper Cord | 25
7D26CTO1WW | B0N6 | 1.5m, 13A/100-250V, C13 to C14 Jumper Cord | 29
7D26CTO1WW | B2P9 | Lenovo 0.5m LC-LC OM4 MMF Cable | 34
7D26CTO1WW | B2PA | Lenovo 1m LC-LC OM4 MMF Cable | 29
7D26CTO1WW | B2PB | Lenovo 3m LC-LC OM4 MMF Cable | 34
7D26CTO1WW | B2PC | Lenovo 5m LC-LC OM4 MMF Cable | 44
7D26CTO1WW | B2PD | Lenovo 10m LC-LC OM4 MMF Cable | 69
7D26CTO1WW | B2PE | Lenovo 15m LC-LC OM4 MMF Cable | 79
7D26CTO1WW | B2PF | Lenovo 25m LC-LC OM4 MMF Cable | 114
7D26CTO1WW | B2PG | Lenovo 30m LC-LC OM4 MMF Cable | 129
7D26CTO1WW | B4BP | Lenovo ThinkSystem Storage USB Cable, Micro-USB | 20
7D26CTO1WW | B4CH | Lenovo ThinkSystem DM Series 1TB NVMe Cache | 2509
7D26CTO1WW | B4K5 | DM Controller Parent MFG Inst | 0
7D26CTO1WW | B4KA | 16G Fibre Channel SFP+ Module 1 pack | 819
7D26CTO1WW | B4SF | DM Series CIFS Protocol License | 0
7D26CTO1WW | B4SG | DM Series NFS Protocol License | 0
7D26CTO1WW | B4SH | DM Series iSCSI Protocol License | 0
7D26CTO1WW | B4SJ | DM Series FCP Protocol License | 0
7D26CTO1WW | B4SK | DM Series SnapMirror License | 0
7D26CTO1WW | B4SL | DM Series SnapRestore License | 0
7D26CTO1WW | B4SM | DM Series FlexClone License | 0
7D26CTO1WW | B4SN | DM Series Software Encryption License | 0
7D26CTO1WW | B4SP | DM Series SnapManager License | 0
7D26CTO1WW | B4SU | TPM | 0
7D26CTO1WW | B4SY | Intel 10G Ethernet SFP+ SR Optics Module | 239
7D26CTO1WW | B5AZ | DM Series SnapVault License | 0
7D26CTO1WW | B72X | Lenovo ThinkSystem DM Series 32Gb 4 port Fibre Channel Card | 4839
7D26CTO1WW | B72Y | Lenovo ThinkSystem DM Series 100Gb 2 port Ethernet Card | 1849
7D26CTO1WW | B72Z | Lenovo ThinkSystem DM Series 25Gb 2 port Ethernet Card | 749
7D26CTO1WW | B730 | Lenovo ThinkSystem DM Series 10Gb 4 port Ethernet Card | 939
7D26CTO1WW | B732 | 25Gb Ethernet Optical SFP28 Shortwave Module 1 Pack | 419
7D26CTO1WW | B733 | 100Gb Ethernet Optical QSFP28 Shortwave Module 1 Pack | 699
7D26CTO1WW | B738 | Lenovo ThinkSystem NVMe Accessory | 19
7D26CTO1WW | B7AQ | SnapMirror Synchronous | 0
7D26CTO1WW | B94E | Lenovo ThinkSystem DM 4U Chassis | 5399
7D26CTO1WW | B94F | Lenovo ThinkSystem DM Series 10Gb BaseT 2 port Ethernet Card | 689
7D26CTO1WW | B94G | Lenovo Thinksystem DM Series 100Gb iWARP 2 Port Ethernet Card | 2629
7D26CTO1WW | B94H | Lenovo ThinkSystem DM Series 16Gb FC-VI 2 Port SFP+ Card | 2509
7D26CTO1WW | B94J | Lenovo ThinkSystem DM Series 25Gb 4 Port Ethernet Mez Card | 1219
7D26CTO1WW | B94K | Lenovo ThinkSystem DM Series 16Gb 4 Port Fibre Channel Mez Card | 2159
7D26CTO1WW | B94T | Lenovo ThinkSystem DM7100 Controller | 17599
7D26CTO1WW | B94V | Lenovo ThinkSystem DM Series 4U NVMe Bezel | 179
7D26CTO1WW | B94X | Lenovo ThinkSystem DM Series 12Gb SAS 4 Port Card | 1139
7D26CTO1WW | BAYK | Lenovo ThinkSystem DM Series ONTAP 9.7 Software NonEncryption | 0
7D26CTO1WW | BAYL | Lenovo ThinkSystem DM Series ONTAP 9.7 Software Encryption | 0
7D26CTO1WW | BE28 | Lenovo ThinkSystem Storage Rail Kit 4U60 | 189
7D26CTO1WW | BF5Q | Lenovo ThinkSystem DM Series ONTAP 9.8 Software Encryption | 0
7D26CTO1WW | BF5R | Lenovo ThinkSystem DM Series ONTAP 9.8 Software NonEncryption | 0
7D26CTO1WW | BF5V | 16G Fibre Channel SFP+ Module | 519
7D26CTO1WW | BFH1 | Lenovo 100Gb SR4 QSFP28 Ethernet Transceiver | 689
7D26CTO1WW | BH56 | S3 Protocol License | 0
7D26CTOLWW | 747 | UID Asset Tag Label | 20
7D26CTOLWW | 2306 | Integration >1U Component | 125
7D26CTOLWW | 6252 | 2.5m, 16A/100-250V, C19 to IEC 320-C20 Rack Power Cable | 19
7D26CTOLWW | 6370 | 4.3m, 10A/125V, C13 to NEMA 5-15P (US) Line Cord | 10
7D26CTOLWW | 6373 | 4.3m, 10A/250V, C13 to NEMA 6-15P (US) Line Cord | 15
7D26CTOLWW | 6400 | 2.8m, 13A/100-250V, C13 to C14 Jumper Cord | 9
7D26CTOLWW | 6401 | 2.8m, 13A/120V, C13 to NEMA 5-15P (US) Line Cord | 29
7D26CTOLWW | 6570 | 2.0m, 13A/100-250V, C13 to C14 Jumper Cord | 19
7D26CTOLWW | 6583 | 4.3m, 13A/100-250V, C13 to C14 Rack Power Cable | 19
7D26CTOLWW | 7831 | Customer Solution Center Services | 0
7D26CTOLWW | 8031 | Consolidate Shipment | 0
7D26CTOLWW | 8067 | TAA Compliant Order | 0
7D26CTOLWW | 8072 | General Racking Solution | 0
7D26CTOLWW | 8086 | No Publications Selected | 0
7D26CTOLWW | 8971 | Integrate in manufacturing | 0
7D26CTOLWW | 8972 | Ship Uninstalled (Safety) | 0
7D26CTOLWW | 9170 | Storage SubSystem ID 01 | 0
7D26CTOLWW | 9171 | Storage SubSystem ID 02 | 0
7D26CTOLWW | 9172 | Storage SubSystem ID 03 | 0
7D26CTOLWW | 9173 | Storage SubSystem ID 04 | 0
7D26CTOLWW | 9174 | Storage SubSystem ID 05 | 0
7D26CTOLWW | 9175 | Storage SubSystem ID 06 | 0
7D26CTOLWW | 9176 | Storage SubSystem ID 07 | 0
7D26CTOLWW | 9177 | Storage SubSystem ID 08 | 0
7D26CTOLWW | 9178 | Storage SubSystem ID 09 | 0
7D26CTOLWW | 9179 | Storage SubSystem ID 10 | 0
7D26CTOLWW | 9180 | Storage SubSystem ID 11 | 0
7D26CTOLWW | 9181 | Storage SubSystem ID 12 | 0
7D26CTOLWW | 9182 | Storage SubSystem ID 13 | 0
7D26CTOLWW | 9183 | Storage SubSystem ID 14 | 0
7D26CTOLWW | 9184 | Storage SubSystem ID 15 | 0
7D26CTOLWW | 9185 | Storage SubSystem ID 16 | 0
7D26CTOLWW | 9186 | Storage SubSystem ID 17 | 0
7D26CTOLWW | 9187 | Storage SubSystem ID 18 | 0
7D26CTOLWW | 9188 | Storage SubSystem ID 19 | 0
7D26CTOLWW | 9189 | Storage SubSystem ID 20 | 0
7D26CTOLWW | A1DL | 1m QSFP+ DAC Break Out Cable | 319
7D26CTOLWW | A1DM | 3m QSFP+ DAC Break Out Cable | 419
7D26CTOLWW | A1DN | 5m QSFP+ DAC Break Out Cable | 529
7D26CTOLWW | A1DP | 1m QSFP to QSFP+ Cable | 269
7D26CTOLWW | A1DQ | 3m QSFP+ to QSFP+ Cable | 329
7D26CTOLWW | A1NN | High Performance Analytics Appliance | 0
7D26CTOLWW | A1PH | 1m Passive DAC SFP+ Cable | 69
7D26CTOLWW | A1PJ | 3m Passive DAC SFP+ Cable | 89
7D26CTOLWW | A1PK | 5m Passive DAC SFP+ Cable | 159
7D26CTOLWW | A1RF | 2.8m, 10A/250V, C13 to NEMA 6-15P Line Cord | 15
7D26CTOLWW | A2X8 | 5m QSFP+ to QSFP+ Cable | 379
7D26CTOLWW | A3RG | 0.5m Passive DAC SFP+ Cable | 79
7D26CTOLWW | A3SW | 1.2m, 16A/100-250V, 2 Short C13s to Short C20 Rack Power Cable | 55
7D26CTOLWW | A3SX | 2.5m, 16A/100-250V, 2 Long C13s to Short C20 Rack Power Cable | 75
7D26CTOLWW | A3SY | 2.8m, 16A/100-250V, 2 Short C13s to Long C20 Rack Power Cable | 79
7D26CTOLWW | A3SZ | 4.1m, 16A/100-250V, 2 Long C13s to Long C20 Rack Power Cable | 85
7D26CTOLWW | A51N | 1.5m Passive DAC SFP+ Cable | 89
7D26CTOLWW | A51P | 2m Passive DAC SFP+ Cable | 89
7D26CTOLWW | ASR5 | Lenovo 0.5m LC-LC OM3 MMF Cable | 24
7D26CTOLWW | ASR6 | Lenovo 1m LC-LC OM3 MMF Cable | 24
7D26CTOLWW | ASR7 | Lenovo 3m LC-LC OM3 MMF Cable | 24
7D26CTOLWW | ASR8 | Lenovo 5m LC-LC OM3 MMF Cable | 29
7D26CTOLWW | ASR9 | Lenovo 10m LC-LC OM3 MMF Cable | 39
7D26CTOLWW | ASRA | Lenovo 15m LC-LC OM3 MMF Cable | 45
7D26CTOLWW | ASRB | Lenovo 25m LC-LC OM3 MMF Cable | 54
7D26CTOLWW | ASRC | Lenovo 30m LC-LC OM3 MMF Cable | 64
7D26CTOLWW | AV1B | Lenovo 25GBase-SR SFP28 Transceiver | 449
7D26CTOLWW | AV1W | Lenovo 1m Passive 25G SFP28 DAC Cable | 69
7D26CTOLWW | AV1X | Lenovo 3m Passive 25G SFP28 DAC Cable | 79
7D26CTOLWW | AV1Y | Lenovo 5m Passive 25G SFP28 DAC Cable | 159
7D26CTOLWW | AV1Z | Lenovo 1m Passive 100G QSFP28 DAC Cable | 99
7D26CTOLWW | AV20 | Lenovo 3m Passive 100G QSFP28 DAC Cable | 159
7D26CTOLWW | AV21 | Lenovo 5m Passive 100G QSFP28 DAC Cable | 299
7D26CTOLWW | AV22 | Lenovo 1m 100G QSFP28 to 4x25G SFP28 Breakout DAC Cable | 179
7D26CTOLWW | AV23 | Lenovo 3m 100G QSFP28 to 4x25G SFP28 Breakout DAC Cable | 299
7D26CTOLWW | AV24 | Lenovo 5m 100G QSFP28 to 4x25G SFP28 Breakout DAC Cable | 459
7D26CTOLWW | AV25 | Lenovo 5m MPO-MPO OM4 MMF Cable | 114
7D26CTOLWW | AV26 | Lenovo 7m MPO-MPO OM4 MMF Cable | 135
7D26CTOLWW | AV27 | Lenovo 10m MPO-MPO OM4 MMF Cable | 159
7D26CTOLWW | AV28 | Lenovo 15m MPO-MPO OM4 MMF Cable | 205
7D26CTOLWW | AV29 | Lenovo 20m MPO-MPO OM4 MMF Cable | 259
7D26CTOLWW | AV2A | Lenovo 30m MPO-MPO OM4 MMF Cable | 349
7D26CTOLWW | AVFW | 0.75m Green Cat6 Cable | 19
7D26CTOLWW | AVFX | 1.0m Green Cat6 Cable | 19
7D26CTOLWW | AVFY | 1.25m Green Cat6 Cable | 19
7D26CTOLWW | AVFZ | 1.5m Green Cat6 Cable | 19
7D26CTOLWW | AVG0 | 3m Green Cat6 Cable | 25
7D26CTOLWW | AX8A | 4.3m, 13A/120V, C13 to NEMA 5-15P (US) Line Cord | 19
7D26CTOLWW | B0N5 | 1.0m, 13A/100-250V, C13 to C14 Jumper Cord | 25
7D26CTOLWW | B0N6 | 1.5m, 13A/100-250V, C13 to C14 Jumper Cord | 29
7D26CTOLWW | B2P9 | Lenovo 0.5m LC-LC OM4 MMF Cable | 34
7D26CTOLWW | B2PA | Lenovo 1m LC-LC OM4 MMF Cable | 29
7D26CTOLWW | B2PB | Lenovo 3m LC-LC OM4 MMF Cable | 34
7D26CTOLWW | B2PC | Lenovo 5m LC-LC OM4 MMF Cable | 44
7D26CTOLWW | B2PD | Lenovo 10m LC-LC OM4 MMF Cable | 69
7D26CTOLWW | B2PE | Lenovo 15m LC-LC OM4 MMF Cable | 79
7D26CTOLWW | B2PF | Lenovo 25m LC-LC OM4 MMF Cable | 114
7D26CTOLWW | B2PG | Lenovo 30m LC-LC OM4 MMF Cable | 129
7D26CTOLWW | B4BP | Lenovo ThinkSystem Storage USB Cable, Micro-USB | 20
7D26CTOLWW | B4CH | Lenovo ThinkSystem DM Series 1TB NVMe Cache | 2509
7D26CTOLWW | B4K5 | DM Controller Parent MFG Inst | 0
7D26CTOLWW | B4KA | 16G Fibre Channel SFP+ Module 1 pack | 819
7D26CTOLWW | B4SF | DM Series CIFS Protocol License | 0
7D26CTOLWW | B4SG | DM Series NFS Protocol License | 0
7D26CTOLWW | B4SH | DM Series iSCSI Protocol License | 0
7D26CTOLWW | B4SJ | DM Series FCP Protocol License | 0
7D26CTOLWW | B4SK | DM Series SnapMirror License | 0
7D26CTOLWW | B4SL | DM Series SnapRestore License | 0
7D26CTOLWW | B4SM | DM Series FlexClone License | 0
7D26CTOLWW | B4SN | DM Series Software Encryption License | 0
7D26CTOLWW | B4SP | DM Series SnapManager License | 0
7D26CTOLWW | B4SU | TPM | 0
7D26CTOLWW | B4SY | Intel 10G Ethernet SFP+ SR Optics Module | 239
7D26CTOLWW | B5AZ | DM Series SnapVault License | 0
7D26CTOLWW | B72X | Lenovo ThinkSystem DM Series 32Gb 4 port Fibre Channel Card | 4839
7D26CTOLWW | B72Y | Lenovo ThinkSystem DM Series 100Gb 2 port Ethernet Card | 1849
7D26CTOLWW | B72Z | Lenovo ThinkSystem DM Series 25Gb 2 port Ethernet Card | 749
7D26CTOLWW | B730 | Lenovo ThinkSystem DM Series 10Gb 4 port Ethernet Card | 939
7D26CTOLWW | B732 | 25Gb Ethernet Optical SFP28 Shortwave Module 1 Pack | 419
7D26CTOLWW | B733 | 100Gb Ethernet Optical QSFP28 Shortwave Module 1 Pack | 699
7D26CTOLWW | B738 | Lenovo ThinkSystem NVMe Accessory | 19
7D26CTOLWW | B7AQ | SnapMirror Synchronous | 0
7D26CTOLWW | B94E | Lenovo ThinkSystem DM 4U Chassis | 5399
7D26CTOLWW | B94F | Lenovo ThinkSystem DM Series 10Gb BaseT 2 port Ethernet Card | 689
7D26CTOLWW | B94G | Lenovo Thinksystem DM Series 100Gb iWARP 2 Port Ethernet Card | 2629
7D26CTOLWW | B94H | Lenovo ThinkSystem DM Series 16Gb FC-VI 2 Port SFP+ Card | 2509
7D26CTOLWW | B94J | Lenovo ThinkSystem DM Series 25Gb 4 Port Ethernet Mez Card | 1219
7D26CTOLWW | B94K | Lenovo ThinkSystem DM Series 16Gb 4 Port Fibre Channel Mez Card | 2159
7D26CTOLWW | B94T | Lenovo ThinkSystem DM7100 Controller | 17599
7D26CTOLWW | B94V | Lenovo ThinkSystem DM Series 4U NVMe Bezel | 179
7D26CTOLWW | B94X | Lenovo ThinkSystem DM Series 12Gb SAS 4 Port Card | 1139
7D26CTOLWW | BAYK | Lenovo ThinkSystem DM Series ONTAP 9.7 Software NonEncryption | 0
7D26CTOLWW | BAYL | Lenovo ThinkSystem DM Series ONTAP 9.7 Software Encryption | 0
7D26CTOLWW | BE28 | Lenovo ThinkSystem Storage Rail Kit 4U60 | 189
7D26CTOLWW | BF5Q | Lenovo ThinkSystem DM Series ONTAP 9.8 Software Encryption | 0
7D26CTOLWW | BF5R | Lenovo ThinkSystem DM Series ONTAP 9.8 Software NonEncryption | 0
7D26CTOLWW | BF5V | 16G Fibre Channel SFP+ Module | 519
7D26CTOLWW | BFH1 | Lenovo 100Gb SR4 QSFP28 Ethernet Transceiver | 689
7D26CTOLWW | BH56 | S3 Protocol License | 0
7D2ACTO1WW | 1763 | EMEA Long Leadtime Configurations | 0
7D2ACTO1WW | 1772 | Capacity Scheduling Service | 0
7D2ACTO1WW | 1796 | Custom SLA Scheduling Service | 0
7D2ACTO1WW | 2305 | Integration 1U Component | 59
7D2ACTO1WW | 2306 | Integration >1U Component | 125
7D2ACTO1WW | 2320 | Department of Defense UID Label | 25
7D2ACTO1WW | 2321 | Custom MFG SVCS Fee - Small Increment | 3
7D2ACTO1WW | 3791 | 0.6m Yellow Cat5e Cable | 24
7D2ACTO1WW | 3792 | 1.5m Yellow Cat5e Cable | 24
7D2ACTO1WW | 3796 | 0.6m Green Cat5e Cable | 16
7D2ACTO1WW | 3797 | 1.5m Green Cat5e Cable | 17
7D2ACTO1WW | 3798 | 3m Green Cat5e Cable | 19
7D2ACTO1WW | 3801 | 0.6m Blue Cat5e Cable | 24
7D2ACTO1WW | 3802 | 1.5m Blue Cat5e Cable | 14
7D2ACTO1WW | 4271 | 1U black plastic filler panel | 11
7D2ACTO1WW | 4273 | 3U black plastic filler panel | 15
7D2ACTO1WW | 4275 | 5U black plastic filler panel | 55
7D2ACTO1WW | 5900 | DPI 100-127V NEMA PDU | 145
7D2ACTO1WW | 5949 | DPI Universal Rack PDU (US LV) | 229
7D2ACTO1WW | 5950 | DPI Universal 7 C13 PDU | 179
7D2ACTO1WW | 5954 | DPI Universal Rack PDU (Europe) | 195
7D2ACTO1WW | 5955 | DPI Universal Rack PDU (Denmark/Switzerland) | 195
7D2ACTO1WW | 5957 | DPI Universal Rack PDU (Italy) | 195
7D2ACTO1WW | 5959 | DPI Universal Rack PDU (UK) | 195
7D2ACTO1WW | 5960 | DPI Universal Rack PDU (Australia/New Zealand) | 359
7D2ACTO1WW | 5961 | DPI Universal Rack PDU (China) | 359
7D2ACTO1WW | 7831 | Customer Solution Center Services | 0
7D2ACTO1WW | 8031 | Consolidate Shipment | 0
7D2ACTO1WW | 8067 | TAA Compliant Order | 0
7D2ACTO1WW | 8072 | General Racking Solution | 0
7D2ACTO1WW | 8086 | No Publications Selected | 0
7D2ACTO1WW | 8970 | Ship empty | 0
7D2ACTO1WW | 8971 | Integrate in manufacturing | 0
7D2ACTO1WW | 9128 | dual source distribution | 0
7D2ACTO1WW | 9129 | use 100V (low voltage) | 0
7D2ACTO1WW | 9134 | use 200V (high voltage) | 0
7D2ACTO1WW | A1PH | 1m Passive DAC SFP+ Cable | 69
7D2ACTO1WW | A1PJ | 3m Passive DAC SFP+ Cable | 89
7D2ACTO1WW | A3RG | 0.5m Passive DAC SFP+ Cable | 79
7D2ACTO1WW | A4AK | KVM Dongle cable | 39
7D2ACTO1WW | A4WW | Cable Installation Tool for Racks | 149
7D2ACTO1WW | A51N | 1.5m Passive DAC SFP+ Cable | 89
7D2ACTO1WW | A51P | 2m Passive DAC SFP+ Cable | 89
7D2ACTO1WW | A5RD | Free Shipping and Handling | 0
7D2ACTO1WW | ASR5 | Lenovo 0.5m LC-LC OM3 MMF Cable | 24
7D2ACTO1WW | ASR6 | Lenovo 1m LC-LC OM3 MMF Cable | 24
7D2ACTO1WW | ASR7 | Lenovo 3m LC-LC OM3 MMF Cable | 24
7D2ACTO1WW | AVFQ | 0.75m Green Cat5e Cable | 15
7D2ACTO1WW | AVFR | 1.0m Green Cat5e Cable | 19
7D2ACTO1WW | AVFS | 1.25m Green Cat5e Cable | 19
7D2ACTO1WW | AVFT | 0.75m Blue Cat5e Cable | 15
7D2ACTO1WW | AVFU | 1.0m Blue Cat5e Cable | 19
7D2ACTO1WW | AVFV | 1.25m Blue Cat5e Cable | 19
7D2ACTO1WW | AVFW | 0.75m Green Cat6 Cable | 19
7D2ACTO1WW | AVFX | 1.0m Green Cat6 Cable | 19
7D2ACTO1WW | AVFY | 1.25m Green Cat6 Cable | 19
7D2ACTO1WW | AVFZ | 1.5m Green Cat6 Cable | 19
7D2ACTO1WW | AVG0 | 3m Green Cat6 Cable | 25
7D2ACTO1WW | B1EQ | Network Verification | 600
7D2ACTO1WW | B30W | Custom MFG SVCS Fee - Medium Increment | 30
7D2ACTO1WW | B30X | Custom MFG SVCS Fee - Large Increment | 300
7D2ACTO1WW | B5LL | Rack PreMerge | 0
7D2ACTO1WW | B98F | Rack Monitor | 3899
7D2ACTO1WW | B98H | 1U 1550VA UPS, 230/230VAC, 5P1550GR-L | 2779
7D2ACTO1WW | B98J | 1U 1440VA UPS, 120/120VAC, 5P1500R-L | 2659
7D2ACTO1WW | BAFM | 6U Acoustic 1200mm Deep Micro Datacenter Rack | 6339
7D2ACTO1WW | BCB4 | Vertical Assembly Rack - Rotate Device Right (Clockwise) | 0
7D2ACTO1WW | BCB6 | Vertical Assembly Rack - Rotate Device Left (Counter Clockwise) | 0
7D2ACTO1WW | BCP4 | Integration Prep MDC 6U | 0
7D2BCTO1WW | 1763 | EMEA Long Leadtime Configurations | 0
7D2BCTO1WW | 1772 | Capacity Scheduling Service | 0
7D2BCTO1WW | 1796 | Custom SLA Scheduling Service | 0
7D2BCTO1WW | 2305 | Integration 1U Component | 59
7D2BCTO1WW | 2306 | Integration >1U Component | 125
7D2BCTO1WW | 2320 | Department of Defense UID Label | 25
7D2BCTO1WW | 2321 | Custom MFG SVCS Fee - Small Increment | 3
7D2BCTO1WW | 3791 | 0.6m Yellow Cat5e Cable | 24
7D2BCTO1WW | 3792 | 1.5m Yellow Cat5e Cable | 24
7D2BCTO1WW | 3793 | 3m Yellow Cat5e Cable | 25
7D2BCTO1WW | 3794 | 10m Yellow Cat5e Cable | 34
7D2BCTO1WW | 3795 | 25m Yellow Cat5e Cable | 69
7D2BCTO1WW | 3796 | 0.6m Green Cat5e Cable | 16
7D2BCTO1WW | 3797 | 1.5m Green Cat5e Cable | 17
7D2BCTO1WW | 3798 | 3m Green Cat5e Cable | 19
7D2BCTO1WW | 3799 | 10m Green Cat5e Cable | 29
7D2BCTO1WW | 3800 | 25m Green Cat5e Cable | 69
7D2BCTO1WW | 3801 | 0.6m Blue Cat5e Cable | 24
7D2BCTO1WW | 3802 | 1.5m Blue Cat5e Cable | 14
7D2BCTO1WW | 3803 | 3m Blue Cat5e Cable | 25
7D2BCTO1WW | 3804 | 10m Blue Cat5e Cable | 34
7D2BCTO1WW | 3805 | 25m Blue Cat5e Cable | 69
7D2BCTO1WW | 4271 | 1U black plastic filler panel | 11
7D2BCTO1WW | 4273 | 3U black plastic filler panel | 15
7D2BCTO1WW | 4275 | 5U black plastic filler panel | 55
7D2BCTO1WW | 5900 | DPI 100-127V NEMA PDU | 145
7D2BCTO1WW | 5949 | DPI Universal Rack PDU (US LV) | 229
7D2BCTO1WW | 5950 | DPI Universal 7 C13 PDU | 179
7D2BCTO1WW | 5954 | DPI Universal Rack PDU (Europe) | 195
7D2BCTO1WW | 5955 | DPI Universal Rack PDU (Denmark/Switzerland) | 195
7D2BCTO1WW | 5957 | DPI Universal Rack PDU (Italy) | 195
7D2BCTO1WW | 5959 | DPI Universal Rack PDU (UK) | 195
7D2BCTO1WW | 5960 | DPI Universal Rack PDU (Australia/New Zealand) | 359
7D2BCTO1WW | 5961 | DPI Universal Rack PDU (China) | 359
7D2BCTO1WW | 6012 | DPI Single-phase 30A/208V C13 Enterprise PDU (US) | 669
7D2BCTO1WW | 6013 | DPI Single-phase 60A/208V C13 Enterprise PDU (US) | 899
7D2BCTO1WW | 6032 | DPI Single-phase 30A/208V C13 Enterprise PDU Plus (US) | 1269
7D2BCTO1WW | 6033 | DPI Single-phase 60A/208V C13 Enterprise PDU Plus (US) | 1419
7D2BCTO1WW | 6061 | DPI Three-phase 60A/208V C19 Enterprise PDU (US) | 599
7D2BCTO1WW | 6062 | DPI Single-phase 30A/208V C19 Enterprise PDU (US) | 1999
7D2BCTO1WW | 6063 | DPI Single-phase 60A/208V C19 Enterprise PDU (US) | 899
7D2BCTO1WW | 6204 | 2.8m, 10A/100-250V, C13 to IEC 320-C20 Rack Power Cable | 19
7D2BCTO1WW | 6500 | 4.3m, 30A/208V, EPDU to NEMA L6-30P (US) Line Cord | 169
7D2BCTO1WW | 6501 | 4.3m, 60A/208V, EPDU to IEC 309 2P+G (US) Line Cord | 319
7D2BCTO1WW | 6505 | 4.3m, 32A/230V, Souriau UTG Female to AS/NZ 3112 (Aus/NZ) Line Cord | 169
7D2BCTO1WW | 6506 | 4.3m, 32A/250V, Souriau UTG Female to KSC 8305 (S. Korea) Line Cord | 169
7D2BCTO1WW | 7831 | Customer Solution Center Services | 0
7D2BCTO1WW | 7929 | e1350 Special Bid Solution Component | 0
7D2BCTO1WW | 8031 | Consolidate Shipment | 0
7D2BCTO1WW | 8034 | LeSI Solution Component | 0
7D2BCTO1WW | 8067 | TAA Compliant Order | 0
7D2BCTO1WW | 8072 | General Racking Solution | 0
7D2BCTO1WW | 8086 | No Publications Selected | 0
7D2BCTO1WW | 8970 | Ship empty | 0
7D2BCTO1WW | 8971 | Integrate in manufacturing | 0
7D2BCTO1WW | 8972 | Ship Uninstalled (Safety) | 0
7D2BCTO1WW | 9122 | 0-bay arrangement (don't use side-wall compartments) | 0
7D2BCTO1WW | 9128 | dual source distribution | 0
7D2BCTO1WW | 9129 | use 100V (low voltage) | 0
7D2BCTO1WW | 9134 | use 200V (high voltage) | 0
7D2BCTO1WW | A103 | System x Cluster Upgrade | 0
7D2BCTO1WW | A11S | DPI 30amp Front End PDU w/ Nema L5-30P | 359
7D2BCTO1WW | A11T | DPI 30amp Front End PDU w/ Nema L6-30P | 359
7D2BCTO1WW | A11U | DPI 60amp Front End PDU w/ IEC 309 2P + N + G | 549
7D2BCTO1WW | A11V | DPI 32amp/250V Front End PDU w/ IEC 309 P+N+G connector | 685
7D2BCTO1WW | A11W | DPI 63amp/250V Front End PDU w/ IEC 309 P + N connector | 685
7D2BCTO1WW | A11X | DPI Single-phase 32A/230V Front-end PDU (Aus/NZ) | 359
7D2BCTO1WW | A11Y | DPI Single-phase 30A/220V Front-end PDU (S Korea) | 359
7D2BCTO1WW | A193 | Integrated Solutions | 0
7D2BCTO1WW | A1MS | 10m Cat6 Yellow Cable | 49
7D2BCTO1WW | A1MT | 10m Green Cat6 Cable | 49
7D2BCTO1WW | A1MU | 10m Cat6 Blue Cable | 49
7D2BCTO1WW | A1MV | 25m Cat6 Yellow Cable | 105
7D2BCTO1WW | A1MW | 25m Green Cat6 Cable | 105
7D2BCTO1WW | A1MX | 25m Cat6 Blue Cable | 105
7D2BCTO1WW | A1PH | 1m Passive DAC SFP+ Cable | 69
7D2BCTO1WW | A1PJ | 3m Passive DAC SFP+ Cable | 89
7D2BCTO1WW | A1PK | 5m Passive DAC SFP+ Cable | 159
7D2BCTO1WW | A2X8 | 5m QSFP+ to QSFP+ Cable | 379
7D2BCTO1WW | A2X9 | 7m QSFP+ to QSFP+ Cable | 429
7D2BCTO1WW | A3RG | 0.5m Passive DAC SFP+ Cable | 79
7D2BCTO1WW | A3RH | 7m Passive DAC SFP+ Cable | 179
7D2BCTO1WW | A3TC | 4.3m, 16A/380-415V, EPDU/IEC 309 3P+N+G 3ph wye (non-US) Line Cord | 205
7D2BCTO1WW | A3TF | DPI Three Phase 60A/208V Enterprise C13 PDU Plus (US) | 1499
7D2BCTO1WW | A4AK | KVM Dongle cable | 39
7D2BCTO1WW | A4WW | Cable Installation Tool for Racks | 149
7D2BCTO1WW | A51N | 1.5m Passive DAC SFP+ Cable | 89
7D2BCTO1WW | A51P | 2m Passive DAC SFP+ Cable | 89
7D2BCTO1WW | A5RD | Free Shipping and Handling | 0
7D2BCTO1WW | ASR5 | Lenovo 0.5m LC-LC OM3 MMF Cable | 24
7D2BCTO1WW | ASR6 | Lenovo 1m LC-LC OM3 MMF Cable | 24
7D2BCTO1WW | ASR7 | Lenovo 3m LC-LC OM3 MMF Cable | 24
7D2BCTO1WW | ASR8 | Lenovo 5m LC-LC OM3 MMF Cable | 29
7D2BCTO1WW | ASR9 | Lenovo 10m LC-LC OM3 MMF Cable | 39
7D2BCTO1WW | ASRA | Lenovo 15m LC-LC OM3 MMF Cable | 45
7D2BCTO1WW | ASRB | Lenovo 25m LC-LC OM3 MMF Cable | 54
7D2BCTO1WW | ASRC | Lenovo 30m LC-LC OM3 MMF Cable | 64
7D2BCTO1WW | AU0E | 0.5m Intel OPA 100 Series Passive Copper QSFP28 Cable | 79
7D2BCTO1WW | AU0F | 0.75m Intel OPA Passive Copper QSFP28 Cable | 139
7D2BCTO1WW | AU0G | 1m Intel OPA 100 Series Passive Copper QSFP28 Cable | 99
7D2BCTO1WW | AU0H | 1.25m Intel OPA 100 Series Passive Copper QSFP28 Cable | 159
7D2BCTO1WW | AU0J | 1.5m Intel OPA 100 Series Passive Copper QSFP28 Cable | 109
7D2BCTO1WW | AU8K | LeROM Validation | 0
7D2BCTO1WW | AVFQ | 0.75m Green Cat5e Cable | 15
7D2BCTO1WW | AVFR | 1.0m Green Cat5e Cable | 19
7D2BCTO1WW | AVFS | 1.25m Green Cat5e Cable | 19
7D2BCTO1WW | AVFT | 0.75m Blue Cat5e Cable | 15
7D2BCTO1WW | AVFU | 1.0m Blue Cat5e Cable | 19
7D2BCTO1WW | AVFV | 1.25m Blue Cat5e Cable | 19
7D2BCTO1WW | AVFW | 0.75m Green Cat6 Cable | 19
7D2BCTO1WW | AVFX | 1.0m Green Cat6 Cable | 19
7D2BCTO1WW | AVFY | 1.25m Green Cat6 Cable | 19
7D2BCTO1WW | AVFZ | 1.5m Green Cat6 Cable | 19
7D2BCTO1WW | AVG0 | 3m Green Cat6 Cable | 25
7D2BCTO1WW | B1EQ | Network Verification | 600
7D2BCTO1WW | B22J | 5m Intel OPA 100 Series Active Optical QSFP28 Low Power Cable | 809
7D2BCTO1WW | B22L | 15m Intel OPA 100 Series Active Optical QSFP28 Low Power Cable | 839
7D2BCTO1WW | B22M | 20m Intel OPA 100 Series Active Optical QSFP28 Low Power Cable | 849
7D2BCTO1WW | B30W | Custom MFG SVCS Fee - Medium Increment | 30
7D2BCTO1WW | B30X | Custom MFG SVCS Fee - Large Increment | 300
7D2BCTO1WW | B5LL | Rack PreMerge | 0
7D2BCTO1WW | B98D | 12U 1200mm Deep Micro Datacenter Rack | 2699
7D2BCTO1WW | B98F | Rack Monitor | 3899
7D2BCTO1WW | BCP5 | Integration Prep MDC 12U | 0
7D2CCTO1WW | 1763 | EMEA Long Leadtime Configurations | 0
7D2CCTO1WW | 1772 | Capacity Scheduling Service | 0
7D2CCTO1WW | 1796 | Custom SLA Scheduling Service | 0
7D2CCTO1WW | 2305 | Integration 1U Component | 59
7D2CCTO1WW | 2306 | Integration >1U Component | 125
7D2CCTO1WW | 2320 | Department of Defense UID Label | 25
7D2CCTO1WW | 2321 | Custom MFG SVCS Fee - Small Increment | 3
7D2CCTO1WW | 3791 | 0.6m Yellow Cat5e Cable | 24
7D2CCTO1WW | 3792 | 1.5m Yellow Cat5e Cable | 24
7D2CCTO1WW | 3793 | 3m Yellow Cat5e Cable | 25
7D2CCTO1WW | 3794 | 10m Yellow Cat5e Cable | 34
7D2CCTO1WW | 3795 | 25m Yellow Cat5e Cable | 69
7D2CCTO1WW | 3796 | 0.6m Green Cat5e Cable | 16
7D2CCTO1WW | 3797 | 1.5m Green Cat5e Cable | 17
7D2CCTO1WW | 3798 | 3m Green Cat5e Cable | 19
7D2CCTO1WW | 3799 | 10m Green Cat5e Cable | 29
7D2CCTO1WW | 3800 | 25m Green Cat5e Cable | 69
7D2CCTO1WW | 3801 | 0.6m Blue Cat5e Cable | 24
7D2CCTO1WW | 3802 | 1.5m Blue Cat5e Cable | 14
7D2CCTO1WW | 3803 | 3m Blue Cat5e Cable | 25
7D2CCTO1WW | 3804 | 10m Blue Cat5e Cable | 34
7D2CCTO1WW | 3805 | 25m Blue Cat5e Cable | 69
7D2CCTO1WW | 4271 | 1U black plastic filler panel | 11
7D2CCTO1WW | 4273 | 3U black plastic filler panel | 15
7D2CCTO1WW | 4275 | 5U black plastic filler panel | 55
7D2CCTO1WW | 5900 | DPI 100-127V NEMA PDU | 145
7D2CCTO1WW | 5949 | DPI Universal Rack PDU (US LV) | 229
7D2CCTO1WW | 5950 | DPI Universal 7 C13 PDU | 179
7D2CCTO1WW | 5954 | DPI Universal Rack PDU (Europe) | 195
7D2CCTO1WW | 5955 | DPI Universal Rack PDU (Denmark/Switzerland) | 195
7D2CCTO1WW | 5957 | DPI Universal Rack PDU (Italy) | 195
7D2CCTO1WW | 5959 | DPI Universal Rack PDU (UK) | 195
7D2CCTO1WW | 5960 | DPI Universal Rack PDU (Australia/New Zealand) | 359
7D2CCTO1WW | 5961 | DPI Universal Rack PDU (China) | 359
7D2CCTO1WW | 6012 | DPI Single-phase 30A/208V C13 Enterprise PDU (US) | 669
7D2CCTO1WW | 6013 | DPI Single-phase 60A/208V C13 Enterprise PDU (US) | 899
7D2CCTO1WW | 6032 | DPI Single-phase 30A/208V C13 Enterprise PDU Plus (US) | 1269
7D2CCTO1WW | 6033 | DPI Single-phase 60A/208V C13 Enterprise PDU Plus (US) | 1419
7D2CCTO1WW | 6061 | DPI Three-phase 60A/208V C19 Enterprise PDU (US) | 599
7D2CCTO1WW | 6062 | DPI Single-phase 30A/208V C19 Enterprise PDU (US) | 1999
7D2CCTO1WW | 6063 | DPI Single-phase 60A/208V C19 Enterprise PDU (US) | 899
7D2CCTO1WW | 6204 | 2.8m, 10A/100-250V, C13 to IEC 320-C20 Rack Power Cable | 19
7D2CCTO1WW | 6500 | 4.3m, 30A/208V, EPDU to NEMA L6-30P (US) Line Cord | 169
7D2CCTO1WW | 6501 | 4.3m, 60A/208V, EPDU to IEC 309 2P+G (US) Line Cord | 319
7D2CCTO1WW | 6505 | 4.3m, 32A/230V, Souriau UTG Female to AS/NZ 3112 (Aus/NZ) Line Cord | 169
7D2CCTO1WW | 6506 | 4.3m, 32A/250V, Souriau UTG Female to KSC 8305 (S. Korea) Line Cord | 169
7D2CCTO1WW | 7831 | Customer Solution Center Services | 0
7D2CCTO1WW | 7929 | e1350 Special Bid Solution Component | 0
7D2CCTO1WW | 8031 | Consolidate Shipment | 0
7D2CCTO1WW | 8034 | LeSI Solution Component | 0
7D2CCTO1WW | 8067 | TAA Compliant Order | 0
7D2CCTO1WW | 8072 | General Racking Solution | 0
7D2CCTO1WW | 8086 | No Publications Selected | 0
7D2CCTO1WW | 8970 | Ship empty | 0
7D2CCTO1WW | 8971 | Integrate in manufacturing | 0
7D2CCTO1WW | 8972 | Ship Uninstalled (Safety) | 0
7D2CCTO1WW | 9122 | 0-bay arrangement (don't use side-wall compartments) | 0
7D2CCTO1WW | 9128 | dual source distribution | 0
7D2CCTO1WW | 9129 | use 100V (low voltage) | 0
7D2CCTO1WW | 9134 | use 200V (high voltage) | 0
7D2CCTO1WW | A103 | System x Cluster Upgrade | 0
7D2CCTO1WW | A11S | DPI 30amp Front End PDU w/ Nema L5-30P | 359
7D2CCTO1WW | A11T | DPI 30amp Front End PDU w/ Nema L6-30P | 359
7D2CCTO1WW | A11U | DPI 60amp Front End PDU w/ IEC 309 2P + N + G | 549
7D2CCTO1WW | A11V | DPI 32amp/250V Front End PDU w/ IEC 309 P+N+G connector | 685
7D2CCTO1WW | A11W | DPI 63amp/250V Front End PDU w/ IEC 309 P + N connector | 685
7D2CCTO1WW | A11X | DPI Single-phase 32A/230V Front-end PDU (Aus/NZ) | 359
7D2CCTO1WW | A11Y | DPI Single-phase 30A/220V Front-end PDU (S Korea) | 359
7D2CCTO1WW | A193 | Integrated Solutions | 0
7D2CCTO1WW | A1MS | 10m Cat6 Yellow Cable | 49
7D2CCTO1WW | A1MT | 10m Green Cat6 Cable | 49
7D2CCTO1WW | A1MU | 10m Cat6 Blue Cable | 49
7D2CCTO1WW | A1MV | 25m Cat6 Yellow Cable | 105
7D2CCTO1WW | A1MW | 25m Green Cat6 Cable | 105
7D2CCTO1WW | A1MX | 25m Cat6 Blue Cable | 105
7D2CCTO1WW | A1PH | 1m Passive DAC SFP+ Cable | 69
7D2CCTO1WW | A1PJ | 3m Passive DAC SFP+ Cable | 89
7D2CCTO1WW | A1PK | 5m Passive DAC SFP+ Cable | 159
7D2CCTO1WW | A2X8 | 5m QSFP+ to QSFP+ Cable | 379
7D2CCTO1WW | A2X9 | 7m QSFP+ to QSFP+ Cable | 429
7D2CCTO1WW | A3RG | 0.5m Passive DAC SFP+ Cable | 79
7D2CCTO1WW | A3RH | 7m Passive DAC SFP+ Cable | 179
7D2CCTO1WW | A3TC | 4.3m, 16A/380-415V, EPDU/IEC 309 3P+N+G 3ph wye (non-US) Line Cord | 205
7D2CCTO1WW | A3TF | DPI Three Phase 60A/208V Enterprise C13 PDU Plus (US) | 1499
7D2CCTO1WW | A4AK | KVM Dongle cable | 39
7D2CCTO1WW | A4WW | Cable Installation Tool for Racks | 149
7D2CCTO1WW | A51N | 1.5m Passive DAC SFP+ Cable | 89
7D2CCTO1WW | A51P | 2m Passive DAC SFP+ Cable | 89
7D2CCTO1WW | A5RD | Free Shipping and Handling | 0
7D2CCTO1WW | ASR5 | Lenovo 0.5m LC-LC OM3 MMF Cable | 24
7D2CCTO1WW | ASR6 | Lenovo 1m LC-LC OM3 MMF Cable | 24
7D2CCTO1WW | ASR7 | Lenovo 3m LC-LC OM3 MMF Cable | 24
7D2CCTO1WW | ASR8 | Lenovo 5m LC-LC OM3 MMF Cable | 29
7D2CCTO1WW | ASR9 | Lenovo 10m LC-LC OM3 MMF Cable | 39
7D2CCTO1WW | ASRA | Lenovo 15m LC-LC OM3 MMF Cable | 45
7D2CCTO1WW | ASRB | Lenovo 25m LC-LC OM3 MMF Cable | 54
7D2CCTO1WW | ASRC | Lenovo 30m LC-LC OM3 MMF Cable | 64
7D2CCTO1WW | AU0E | 0.5m Intel OPA 100 Series Passive Copper QSFP28 Cable | 79
7D2CCTO1WW | AU0F | 0.75m Intel OPA Passive Copper QSFP28 Cable | 139
7D2CCTO1WW | AU0G | 1m Intel OPA 100 Series Passive Copper QSFP28 Cable | 99
7D2CCTO1WW | AU0H | 1.25m Intel OPA 100 Series Passive Copper QSFP28 Cable | 159
7D2CCTO1WW | AU0J | 1.5m Intel OPA 100 Series Passive Copper QSFP28 Cable | 109
7D2CCTO1WW | AU8K | LeROM Validation | 0
7D2CCTO1WW | AVFQ | 0.75m Green Cat5e Cable | 15
7D2CCTO1WW | AVFR | 1.0m Green Cat5e Cable | 19
7D2CCTO1WW | AVFS | 1.25m Green Cat5e Cable | 19
7D2CCTO1WW | AVFT | 0.75m Blue Cat5e Cable | 15
7D2CCTO1WW | AVFU | 1.0m Blue Cat5e Cable | 19
7D2CCTO1WW | AVFV | 1.25m Blue Cat5e Cable | 19
7D2CCTO1WW | AVFW | 0.75m Green Cat6 Cable | 19
7D2CCTO1WW | AVFX | 1.0m Green Cat6 Cable | 19
7D2CCTO1WW | AVFY | 1.25m Green Cat6 Cable | 19
7D2CCTO1WW | AVFZ | 1.5m Green Cat6 Cable | 19
7D2CCTO1WW | AVG0 | 3m Green Cat6 Cable | 25
7D2CCTO1WW | B1EQ | Network Verification | 600
7D2CCTO1WW | B22J | 5m Intel OPA 100 Series Active Optical QSFP28 Low Power Cable | 809
7D2CCTO1WW | B22L | 15m Intel OPA 100 Series Active Optical QSFP28 Low Power Cable | 839
7D2CCTO1WW | B22M | 20m Intel OPA 100 Series Active Optical QSFP28 Low Power Cable | 849
7D2CCTO1WW | B30W | Custom MFG SVCS Fee - Medium Increment | 30
7D2CCTO1WW | B30X | Custom MFG SVCS Fee - Large Increment | 300
7D2CCTO1WW | B5LL | Rack PreMerge | 0
7D2CCTO1WW | B98E | 18U 1200mm Deep Micro Datacenter Rack | 2999
7D2CCTO1WW | B98F | Rack Monitor | 3899
7D2CCTO1WW | BCP6 | Integration Prep MDC 18U | 0
7D2FCTO1WW | 64 | QLogic 10Gb SFP+ SR Optical Transceiver | 909
7D2FCTO1WW | 69 | Brocade 10Gb SFP+ SR Optical Transceiver | 909
7D2FCTO1WW | 747 | UID Asset Tag Label | 20
7D2FCTO1WW | 2302 | RAID Configuration | 149
7D2FCTO1WW | 2306 | Integration >1U Component | 125
7D2FCTO1WW | 2321 | Custom MFG SVCS Fee - Small Increment | 3
7D2FCTO1WW | 2400 | Primary Array 12 HDDs | 0
7D2FCTO1WW | 2401 | Primary Array 13 HDDs | 0
7D2FCTO1WW | 2402 | Primary Array 14 HDDs | 0
7D2FCTO1WW | 2403 | Primary Array 15 HDDs | 0
7D2FCTO1WW | 2404 | Primary Array 16 HDDs | 0
7D2FCTO1WW | 2405 | Secondary Array 9 HDDs | 0
7D2FCTO1WW | 2406 | Secondary Array 10 HDDs | 0
7D2FCTO1WW | 2407 | Secondary Array 11 HDDs | 0
7D2FCTO1WW | 2408 | Secondary Array 12 HDDs | 0
7D2FCTO1WW | 2409 | Secondary Array 13 HDDs | 0
7D2FCTO1WW | 2410 | Secondary Array 14 HDDs | 0
7D2FCTO1WW | 3271 | No RAID - Secondary Array set up by customer | 0
7D2FCTO1WW | 5053 | SFP+ SR Transceiver | 699
7D2FCTO1WW | 5340 | Serial Conversion Option (SCO) | 249
7D2FCTO1WW | 5341 | Virtual Media Conversion Option Gen2 (VCO2) | 129
7D2FCTO1WW | 5977 | Select Storage devices - no configured RAID required | 0
7D2FCTO1WW | 5978 | Select Storage devices - configured RAID | 0
7D2FCTO1WW | 6201 | 1.5m, 10A/100-250V, C13 to IEC 320-C14 Rack Power Cable | 19
7D2FCTO1WW | 6204 | 2.8m, 10A/100-250V, C13 to IEC 320-C20 Rack Power Cable | 19
7D2FCTO1WW | 6263 | 4.3m, 10A/100-250V, C13 to IEC 320-C14 Rack Power Cable | 19
7D2FCTO1WW | 6311 | 2.8m, 10A/100-250V, C13 to IEC 320-C14 Rack Power Cable | 9
7D2FCTO1WW | 6313 | 2.8m, 10A/120V, C13 to NEMA 5-15P (US) Line Cord | 19
7D2FCTO1WW | 6370 | 4.3m, 10A/125V, C13 to NEMA 5-15P (US) Line Cord | 10
7D2FCTO1WW | 6373 | 4.3m, 10A/250V, C13 to NEMA 6-15P (US) Line Cord | 15
7D2FCTO1WW | 6400 | 2.8m, 13A/100-250V, C13 to C14 Jumper Cord | 9
7D2FCTO1WW | 6401 | 2.8m, 13A/120V, C13 to NEMA 5-15P (US) Line Cord | 29
7D2FCTO1WW | 6570 | 2.0m, 13A/100-250V, C13 to C14 Jumper Cord | 19
7D2FCTO1WW | 6583 | 4.3m, 13A/100-250V, C13 to C14 Rack Power Cable | 19
7D2FCTO1WW | 7008 | Primary Array 2 HDDs | 0
7D2FCTO1WW | 7009 | Primary Array 3 HDDs | 0
7D2FCTO1WW | 7010 | Primary Array 4 HDDs | 0
7D2FCTO1WW | 7011 | Primary Array 5 HDDs | 0
7D2FCTO1WW | 7012 | Primary Array 6 HDDs | 0
7D2FCTO1WW | 7013 | Primary Array 7 HDDs | 0
7D2FCTO1WW | 7014 | Primary Array 8 HDDs | 0
7D2FCTO1WW | 7015 | Secondary Array 2 HDDs | 0
7D2FCTO1WW | 7016 | Secondary Array 3 HDDs | 0
7D2FCTO1WW | 7017 | Secondary Array 4 HDDs | 0
7D2FCTO1WW | 7057 | Secondary Array 5 HDDs | 0
7D2FCTO1WW | 7058 | Secondary Array 6 HDDs | 0
7D2FCTO1WW | 7059 | Secondary Array 7 HDDs | 0
7D2FCTO1WW | 7060 | Secondary Array 8 HDDs | 0
7D2FCTO1WW | 7664 | Primary Array 9 HDDs | 0
7D2FCTO1WW | 7831 | Customer Solution Center Services | 0
7D2FCTO1WW | 8034 | LeSI Solution Component | 0
7D2FCTO1WW | 8072 | General Racking Solution | 0
7D2FCTO1WW | 8086 | No Publications Selected | 0
7D2FCTO1WW | 8971 | Integrate in manufacturing | 0
7D2FCTO1WW | 8972 | Ship Uninstalled (Safety) | 0
7D2FCTO1WW | 9013 | Hot Spare | 0
7D2FCTO1WW | 9016 | Memory Sparing | 0
7D2FCTO1WW | 9017 | Enable Memory Mirroring | 0
7D2FCTO1WW | 9714 | Primary Array 10 HDDs | 0
7D2FCTO1WW | 9715 | Primary Array 11 HDDs | 0
7D2FCTO1WW | A102 | Advanced Grouping | 0
7D2FCTO1WW | A103 | System x Cluster Upgrade | 0
7D2FCTO1WW | A193 | Integrated Solutions | 0
7D2FCTO1WW | A1DP | 1m QSFP to QSFP+ Cable | 269
7D2FCTO1WW | A1DQ | 3m QSFP+ to QSFP+ Cable | 329
7D2FCTO1WW | A1PH | 1m Passive DAC SFP+ Cable | 69
7D2FCTO1WW | A1PJ | 3m Passive DAC SFP+ Cable | 89
7D2FCTO1WW | A1PK | 5m Passive DAC SFP+ Cable | 159
7D2FCTO1WW | A1RF | 2.8m, 10A/250V, C13 to NEMA 6-15P Line Cord | 15
7D2FCTO1WW | A2K6 | Primary Array - RAID 0 | 0
7D2FCTO1WW | A2K7 | Primary Array - RAID 1 | 0
7D2FCTO1WW | A2K9 | Primary Array - RAID 5 | 0
7D2FCTO1WW | A2KA | Primary Array - RAID 6 | 0
7D2FCTO1WW | A2KB | Primary Array - RAID 10 | 0
7D2FCTO1WW | A2KF | Secondary Array - RAID 0 | 0
7D2FCTO1WW | A2KG | Secondary Array - RAID 1 | 0
7D2FCTO1WW | A2KJ | Secondary Array - RAID 5 | 0
7D2FCTO1WW | A2KK | Secondary Array - RAID 6 | 0
7D2FCTO1WW | A2KL | Secondary Array - RAID 10 | 0
7D2FCTO1WW | A3RG | 0.5m Passive DAC SFP+ Cable | 79
7D2FCTO1WW | A3RH | 7m Passive DAC SFP+ Cable | 179
7D2FCTO1WW | A4VP | 1.0m, 10A/100-250V, C13 to IEC 320-C14 Rack Power Cable | 19
7D2FCTO1WW | A51N | 1.5m Passive DAC SFP+ Cable | 89
7D2FCTO1WW | A51P | 2m Passive DAC SFP+ Cable | 89
7D2FCTO1WW | A5DL | SFP 1000Base-T (RJ-45) Transceiver | 89
7D2FCTO1WW | A5U1 | SKLM for System x w/SEDs - FoD per Install w/1Yr S&S | 199
7D2FCTO1WW | ARZB | 0.75m Mellanox QSFP Passive DAC Cable | 149
7D2FCTO1WW | ARZC | 1m Mellanox QSFP Passive DAC Cable | 159
7D2FCTO1WW | ARZD | 1.25m Mellanox QSFP Passive DAC Cable | 169
7D2FCTO1WW | ARZE | 1.5m Mellanox QSFP Passive DAC Cable | 169
7D2FCTO1WW | ARZF | 3m Mellanox QSFP Passive DAC Cable | 189
7D2FCTO1WW | AS6C | SKLM for System x w/SEDs - FoD per Install w/3Yr S&S | 299
7D2FCTO1WW | ASQT | 0.5m Mellanox EDR IB Passive Copper QSFP28 Cable | 229
7D2FCTO1WW | ASQU | 0.75m Mellanox EDR IB Passive Copper QSFP28 Cable | 249
7D2FCTO1WW | ASQV | 1m Mellanox EDR IB Passive Copper QSFP28 Cable | 249
7D2FCTO1WW | ASQW | 1.25m Mellanox EDR IB Passive Copper QSFP28 Cable | 289
7D2FCTO1WW | ASQX | 1.5m Mellanox EDR IB Passive Copper QSFP28 Cable | 289
7D2FCTO1WW | ASQY | 2m Mellanox EDR IB Passive Copper QSFP28 Cable | 289
7D2FCTO1WW | ASQZ | 5m Mellanox EDR IB Optical QSFP28 Cable | 1359
7D2FCTO1WW | ASR0 | 10m Mellanox EDR IB Optical QSFP28 Cable | 1419
7D2FCTO1WW | ASR1 | 15m Mellanox EDR IB Optical QSFP28 Cable | 1509
7D2FCTO1WW | ASR2 | 20m Mellanox EDR IB Optical QSFP28 Cable | 1569
7D2FCTO1WW | ASR3 | 30m Mellanox EDR IB Optical QSFP28 Cable | 1789
7D2FCTO1WW | ASR5 | Lenovo 0.5m LC-LC OM3 MMF Cable | 24
7D2FCTO1WW | ASR6 | Lenovo 1m LC-LC OM3 MMF Cable | 24
7D2FCTO1WW | ASR7 | Lenovo 3m LC-LC OM3 MMF Cable | 24
7D2FCTO1WW | ASR8 | Lenovo 5m LC-LC OM3 MMF Cable | 29
7D2FCTO1WW | ASR9 | Lenovo 10m LC-LC OM3 MMF Cable | 39
7D2FCTO1WW | ASRA | Lenovo 15m LC-LC OM3 MMF Cable | 45
7D2FCTO1WW | ASRB | Lenovo 25m LC-LC OM3 MMF Cable | 54
7D2FCTO1WW | ASRM | 3m Mellanox EDR IB Passive Copper QSFP28 Cable | 319
7D2FCTO1WW | ASRN | 3m Mellanox EDR IB Optical QSFP28 Cable | 1359
7D2FCTO1WW | ASRP | 50m Mellanox EDR IB Optical QSFP28 Cable | 2329
7D2FCTO1WW | AT2R | Lenovo 1m Active DAC SFP+ Cables | 129
7D2FCTO1WW | AT2S | Lenovo 3m Active DAC SFP+ Cables | 139
7D2FCTO1WW | AT2T | Lenovo 5m Active DAC SFP+ Cables | 159
7D2FCTO1WW | AT7S | Emulex VFA5.2 2x10 GbE SFP+ PCIe Adapter | 449
7D2FCTO1WW | AT7T | Emulex VFA5.2 2x10 GbE SFP+ Adapter and FCoE/iSCSI SW | 1319
7D2FCTO1WW | ATPX | Intel X550-T2 Dual Port 10GBase-T Adapter | 599
7D2FCTO1WW | ATRH | Intel X710-DA2 ML2 2x10GbE SFP+ Adapter | 499
7D2FCTO1WW | ATRN | Mellanox ConnectX-4 Lx 1x40GbE QSFP+ Adapter | 709
7D2FCTO1WW | ATRP | Mellanox ConnectX-4 2x100GbE/EDR IB QSFP28 VPI Adapter | 2059
7D2FCTO1WW | ATYX | Lenovo 1m SFP+ to SFP+ Active Optical Cable | 104
7D2FCTO1WW | ATYY | Lenovo 3m SFP+ to SFP+ Active Optical Cable | 99
7D2FCTO1WW | ATYZ | Lenovo 5m SFP+ to SFP+ Active Optical Cable | 114
7D2FCTO1WW | ATZ0 | Lenovo 7m SFP+ to SFP+ Active Optical Cable | 129
7D2FCTO1WW | ATZ1 | Lenovo 15m SFP+ to SFP+ Active Optical Cable | 169
7D2FCTO1WW | ATZ2 | Lenovo 20m SFP+ to SFP+ Active Optical Cable | 169
7D2FCTO1WW | ATZB | QLogic 16Gb Enhanced Gen5 FC Single-port HBA | 979
7D2FCTO1WW | ATZC | QLogic 16Gb Enhanced Gen5 FC Dual-port HBA | 1339
7D2FCTO1WW | ATZR | Mellanox ConnectX-4 Lx 10/25GbE SFP28 1-port ML2 Adapter | 479
7D2FCTO1WW | ATZU | Emulex 16Gb Gen6 FC Single-port HBA | 949
7D2FCTO1WW | ATZV | Emulex 16Gb Gen6 FC Dual-port HBA | 1309
7D2FCTO1WW | AU0A | Intel OPA 100 Series Single-port PCIe 3.0 x8 HFA | 599
7D2FCTO1WW | AU0B | Intel OPA 100 Series Single-port PCIe 3.0 x16 HFA | 1069
7D2FCTO1WW | AU7Z | Emulex VFA5.2 ML2 2x10 GbE SFP+ Adapter and FCoE/iSCSI SW | 399
7D2FCTO1WW | AUAJ | Mellanox ConnectX-4 Lx 10/25GbE SFP28 2-port PCIe Ethernet Adapter | 499
7D2FCTO1WW | AUK7 | TPM 2.0 and Secure Boot | 0
7D2FCTO1WW | AUKG | ThinkSystem 1Gb 2-port RJ45 LOM | 79
7D2FCTO1WW | AUKH | ThinkSystem 1Gb 4-port RJ45 LOM | 99
7D2FCTO1WW | AUKJ | ThinkSystem 10Gb 2-port SFP+ LOM | 169
7D2FCTO1WW | AUKK | ThinkSystem 10Gb 4-port SFP+ LOM | 209
7D2FCTO1WW | AUKL | ThinkSystem 10Gb 2-port Base-T LOM | 259
7D2FCTO1WW | AUKM | ThinkSystem 10Gb 4-port Base-T LOM | 439
7D2FCTO1WW | AUKN | ThinkSystem Emulex OCe14104B-NX PCIe 10Gb 4-Port SFP+ Ethernet Adapter | 539
7D2FCTO1WW | AUKP | ThinkSystem Broadcom 57416 10GBASE-T 2-Port PCIe Ethernet Adapter | 479
7D2FCTO1WW | AUKQ | ThinkSystem Broadcom NX-E ML2 10Gb 2-Port Base-T Ethernet Adapter | 529
7D2FCTO1WW | AUKR | ThinkSystem Mellanox ConnectX-3 Pro ML2 FDR 2-Port QSFP VPI Adapter | 1069
7D2FCTO1WW | AUKS | ThinkSystem Broadcom 57412 25GbE SFP28 1-Port PCIe Ethernet Adapter | 489
7D2FCTO1WW | AUKU | ThinkSystem Mellanox ConnectX-4 Lx 10/25GbE SFP28 2-Port ML2 Ethernet Adapter | 519
7D2FCTO1WW | AUKW | ThinkSystem Intel I350-T4 ML2 1Gb 4-Port RJ45 Ethernet Adapter | 169
7D2FCTO1WW | AUKX | ThinkSystem Intel X710-DA2 PCIe 10Gb 2-Port SFP+ Ethernet Adapter | 459
7D2FCTO1WW | AULV | ThinkSystem 2.5" 300GB 15K SAS 12Gb Hot Swap 512n HDD | 339
7D2FCTO1WW | AULW | ThinkSystem 2.5" 600GB 15K SAS 12Gb Hot Swap 512n HDD | 469
7D2FCTO1WW | AULX | ThinkSystem 2.5" 900GB 15K SAS 12Gb Hot Swap 512e HDD | 639
7D2FCTO1WW | AULY | ThinkSystem 2.5" 300GB 10K SAS 12Gb Hot Swap 512n HDD | 289
7D2FCTO1WW | AULZ | ThinkSystem 2.5" 600GB 10K SAS 12Gb Hot Swap 512n HDD | 319
7D2FCTO1WW | AUM0 | ThinkSystem 2.5" 900GB 10K SAS 12Gb Hot Swap 512n HDD | 389
7D2FCTO1WW | AUM1 | ThinkSystem 2.5" 1.2TB 10K SAS 12Gb Hot Swap 512n HDD | 389
7D2FCTO1WW | AUM2 | ThinkSystem 2.5" 1.8TB 10K SAS 12Gb Hot Swap 512e HDD | 589
7D2FCTO1WW | AUM4 | ThinkSystem 2.5" 300GB 10K SAS 12Gb Hot Swap 512n HDD SED | 339
7D2FCTO1WW | AUM5 | ThinkSystem 2.5" 600GB 10K SAS 12Gb Hot Swap 512n HDD SED | 635
7D2FCTO1WW | AUM6 | ThinkSystem 2.5" 1TB 7.2K SAS 12Gb Hot Swap 512n HDD | 469
7D2FCTO1WW | AUM7 | ThinkSystem 2.5" 2TB 7.2K SAS 12Gb Hot Swap 512n HDD | 839
7D2FCTO1WW | AUMJ | ThinkSystem U.2 Intel Optane P4800X 375GB Performance NVMe PCIe 3.0 x4 Hot Swap SSD | 3589
7D2FCTO1WW | AUMU | ThinkSystem M.2 Enablement Kit | 39
7D2FCTO1WW | AUMV | ThinkSystem M.2 with Mirroring Enablement Kit | 149
7D2FCTO1WW | AUMW | Front Operator Panel with LCD Display | 99
7D2FCTO1WW | AUMX | Front Operator Panel | 49
7D2FCTO1WW | AUNB | ThinkSystem 16GB TruDDR4 2666 MHz (1Rx4 1.2V) RDIMM | 289
7D2FCTO1WW | AUNC | ThinkSystem 16GB TruDDR4 2666 MHz (2Rx8 1.2V) RDIMM | 319
7D2FCTO1WW | AUND | ThinkSystem 32GB TruDDR4 2666 MHz (2Rx4 1.2V) RDIMM | 609
7D2FCTO1WW | AUNG | ThinkSystem RAID 530-8i PCIe 12Gb Adapter | 299
7D2FCTO1WW | AUNH | ThinkSystem RAID 730-8i 1GB Cache PCIe 12Gb Adapter | 599
7D2FCTO1WW | AUNJ | ThinkSystem RAID 930-8i 2GB Flash PCIe 12Gb Adapter | 1009
7D2FCTO1WW | AUNK | ThinkSystem RAID 930-16i 4GB Flash PCIe 12Gb Adapter | 1529
7D2FCTO1WW | AUNL | ThinkSystem 430-8i SAS/SATA 12Gb HBA | 299
7D2FCTO1WW | AUNM | ThinkSystem 430-16i SAS/SATA 12Gb HBA | 589
7D2FCTO1WW | AUNN | ThinkSystem 430-16e SAS/SATA 12Gb HBA | 609
7D2FCTO1WW | AUNP | FBU345 SuperCap | 135
7D2FCTO1WW | AUNQ | ThinkSystem RAID 930-8e 4GB Flash PCIe 12Gb Adapter | 1689
7D2FCTO1WW | AUNR | ThinkSystem 430-8e SAS/SATA 12Gb HBA | 299
7D2FCTO1WW | AUNS | ThinkSystem QLogic QLE2740 PCIe 32Gb 1-Port SFP+ Fibre Channel Adapter | 1739
7D2FCTO1WW | AUNU | ThinkSystem QLogic QLE2742 PCIe 32Gb 2-Port SFP+ Fibre Channel Adapter | 2609
7D2FCTO1WW | AUPX | ThinkSystem SR850 Front VGA Connector Upgrade Kit | 45
7D2FCTO1WW | AUQ0 | SR850/SR860 RAID 730/930-8i SAS/SATA Cable | 39
7D2FCTO1WW | AUQ1 | SR850/SR860 RAID 930-16i SAS/SATA Cable | 49
7D2FCTO1WW | AUQ2 | SR850/SR860 1610-4P NVMe Switch Card Cable | 69
7D2FCTO1WW | AUQ3 | SR850/SR860 Direct NVMe Cable | 99
7D2FCTO1WW | AUQ4 | SR850/SR860 Storage Backplane Power Cable | 15
7D2FCTO1WW | AUR4 | ThinkSystem 2U x8/x8/x8 PCIE FH Riser 1 | 45
7D2FCTO1WW | AUR5 | ThinkSystem 2U/Twr 2.5" AnyBay 8-Bay Backplane | 499
7D2FCTO1WW | AUR7 | ThinkSystem 2U x8/X8/x8ML2 PCIE FH Riser 1 | 69
7D2FCTO1WW | AURA | ThinkSystem 2U/Twr 2.5" SATA/SAS 8-Bay Backplane | 229
7D2FCTO1WW | AURB | ThinkSystem 2U x8 x16ML2 PCIE FH Riser 1 | 95
7D2FCTO1WW | AURD | ThinkSystem 2U left EIA Latch Standard | 15
7D2FCTO1WW | AURX | ThinkSystem 2U Security Bezel | 45
7D2FCTO1WW | AUSA | Lenovo ThinkSystem M3.5" Screw for EIA | 0
7D2FCTO1WW | AUUE | ThinkSystem 2.5" 1TB 7.2K SATA 6Gb Hot Swap 512n HDD | 469
7D2FCTO1WW | AUUJ | ThinkSystem 2.5" 2TB 7.2K SATA 6Gb Hot Swap 512e HDD | 849
7D2FCTO1WW | AUUL | ThinkSystem M.2 32GB SATA 6Gbps Non-Hot Swap SSD | 109
7D2FCTO1WW | AUUV | ThinkSystem M.2 128GB SATA 6Gbps Non-Hot Swap SSD | 159
7D2FCTO1WW | AUV2 | ThinkSystem 1610-4P NVMe Switch Adapter | 929
7D2FCTO1WW | AUVG | ThinkSystem Mellanox ConnectX-4 PCIe FDR 2-Port QSFP VPI Adapter | 1379
7D2FCTO1WW | AUZV | ThinkSystem Broadcom 5719 1GbE RJ45 4-Port PCIe Ethernet Adapter | 159
7D2FCTO1WW | AUZW | ThinkSystem I350-T4 PCIe 1Gb 4-Port RJ45 Ethernet Adapter | 379
7D2FCTO1WW | AUZX | ThinkSystem Broadcom 5720 1GbE RJ45 2-Port PCIe Ethernet Adapter | 129
7D2FCTO1WW | AUZY | ThinkSystem I350-T2 PCIe 1Gb 2-Port RJ45 Ethernet Adapter | 179
7D2FCTO1WW | AUZZ | ThinkSystem I350-F1 PCIe 1Gb 1-Port SFP Ethernet Adapter | 379
7D2FCTO1WW | AV1B | Lenovo 25GBase-SR SFP28 Transceiver | 449
7D2FCTO1WW | AV1D | Lenovo 100GBase-SR4 QSFP28 Transceiver | 1539
7D2FCTO1WW | AV1F | Lenovo 3m 25G SFP28 Active Optical Cable | 489
7D2FCTO1WW | AV1G | Lenovo 5m 25G SFP28 Active Optical Cable | 489
7D2FCTO1WW | AV1H | Lenovo 10m 25G SFP28 Active Optical Cable | 499
7D2FCTO1WW | AV1J | Lenovo 15m 25G SFP28 Active Optical Cable | 497
7D2FCTO1WW | AV1K | Lenovo 20m 25G SFP28 Active Optical Cable | 519
7D2FCTO1WW | AV1L | Lenovo 3m 100G QSFP28 Active Optical Cable | 1059
7D2FCTO1WW | AV1M | Lenovo 5m 100G QSFP28 Active Optical Cable | 1069
7D2FCTO1WW | AV1N | Lenovo 10m 100G QSFP28 Active Optical Cable | 1099
7D2FCTO1WW | AV1P | Lenovo 15m 100G QSFP28 Active Optical Cable | 1079
7D2FCTO1WW | AV1Q | Lenovo 20m 100G QSFP28 Active Optical Cable | 1179
7D2FCTO1WW | AV1R | Lenovo 3m 100G to 4x25G Breakout Active Optical Cable | 1949
7D2FCTO1WW | AV1S | Lenovo 5m 100G to 4x25G Breakout Active Optical Cable | 1975
7D2FCTO1WW | AV1T | Lenovo 10m 100G to 4x25G Breakout Active Optical Cable | 2035
7D2FCTO1WW | AV1U | Lenovo 15m 100G to 4x25G Breakout Active Optical Cable | 2095
7D2FCTO1WW | AV1V | Lenovo 20m 100G to 4x25G Breakout Active Optical Cable | 2149
7D2FCTO1WW | AV1W | Lenovo 1m Passive 25G SFP28 DAC Cable | 69
7D2FCTO1WW | AV1X | Lenovo 3m Passive 25G SFP28 DAC Cable | 79
7D2FCTO1WW | AV1Y | Lenovo 5m Passive 25G SFP28 DAC Cable | 159
7D2FCTO1WW | AV1Z | Lenovo 1m Passive 100G QSFP28 DAC Cable | 99
7D2FCTO1WW | AV20 | Lenovo 3m Passive 100G QSFP28 DAC Cable | 159
7D2FCTO1WW | AV21 | Lenovo 5m Passive 100G QSFP28 DAC Cable | 299
7D2FCTO1WW | AV22 | Lenovo 1m 100G QSFP28 to 4x25G SFP28 Breakout DAC Cable | 179
7D2FCTO1WW | AV23 | Lenovo 3m 100G QSFP28 to 4x25G SFP28 Breakout DAC Cable | 299
7D2FCTO1WW | AV24 | Lenovo 5m 100G QSFP28 to 4x25G SFP28 Breakout DAC Cable | 459
7D2FCTO1WW | AV25 | Lenovo 5m MPO-MPO OM4 MMF Cable | 114
7D2FCTO1WW | AV26 | Lenovo 7m MPO-MPO OM4 MMF Cable | 135
7D2FCTO1WW | AV27 | Lenovo 10m MPO-MPO OM4 MMF Cable | 159
7D2FCTO1WW | AV28 | Lenovo 15m MPO-MPO OM4 MMF Cable | 205
7D2FCTO1WW | AV29 | Lenovo 20m MPO-MPO OM4 MMF Cable | 259
7D2FCTO1WW | AV2A | Lenovo 30m MPO-MPO OM4 MMF Cable | 349
7D2FCTO1WW | AV2B | Lenovo 1m MPO to 4x LC Breakout OM4 MMF Cable | 149
7D2FCTO1WW | AV2C | Lenovo 3m MPO to 4x LC Breakout OM4 MMF Cable | 179
7D2FCTO1WW | AV2D | Lenovo 5m MPO to 4x LC Breakout OM4 MMF Cable | 239
7D2FCTO1WW | AVUU | ThinkSystem XClarity Controller Advanced to Enterprise Upgrade | 50
7D2FCTO1WW | AVV8 | ThinkSystem External USB DVD-RW Optical Disk Drive | 79
7D2FCTO1WW | AX8A | 4.3m, 13A/120V, C13 to NEMA 5-15P (US) Line Cord | 19
7D2FCTO1WW | AXCA | ThinkSystem Toolless Slide Rail | 99
7D2FCTO1WW | AXCH | ThinkSystem Toolless Slide Rail Kit with 2U CMA | 149
7D2FCTO1WW | AXDW | Front Panel with USB 3.0 Media Bay | 45
7D2FCTO1WW | AXDX | USB 2.0 Front Panel | 30
7D2FCTO1WW | AXFM | ThinkSystem Toolless Friction Rail | 69
7D2FCTO1WW | AXFN | ThinkSystem Screw-in Slide Rail | 129
7D2FCTO1WW | B0ML | Feature Enable TPM on MB | 0
7D2FCTO1WW | B0N4 | 2.0m, 10A/100-250V, C13 to IEC 320-C14 Rack Power Cable | 29
7D2FCTO1WW | B0N5 | 1.0m, 13A/100-250V, C13 to C14 Jumper Cord | 25
7D2FCTO1WW | B0N6 | 1.5m, 13A/100-250V, C13 to C14 Jumper Cord | 29
7D2FCTO1WW | B0RJ | 10GBASE-LR SFP+Transceiver | 350
7D2FCTO1WW | B0TD | ThinkSystem Screw-in Slide Rail Kit with 2U CMA | 149
7D2FCTO1WW | B0WY | ThinkSystem Intel XXV710-DA2 10/25GbE SFP28 2-Port PCIe Ethernet Adapter | 529
7D2FCTO1WW | B0YS | ThinkSystem 2.5" 2.4TB 10K SAS 12Gb Hot Swap 512e HDD | 629
7D2FCTO1WW | B0YX | ThinkSystem 2.5" 1.2TB 10K SAS 12Gb Hot Swap 512n HDD SED | 749
7D2FCTO1WW | B0Z0 | ThinkSystem 2.5" Intel S4500 960GB Entry SATA 6Gb Hot Swap SSD | 1219
7D2FCTO1WW | B21R | ThinkSystem QLogic QL41262 10/25GbE SFP28 2-Port PCIe Ethernet Adapter | 409
7D2FCTO1WW | B21W | ThinkSystem U.2 Toshiba CM5-V 800GB Mainstream NVMe PCIe 3.0 x4 Hot Swap SSD | 859
7D2FCTO1WW | B21X | ThinkSystem U.2 Toshiba CM5-V 1.6TB Mainstream NVMe PCIe 3.0 x4 Hot Swap SSD | 3449
7D2FCTO1WW | B21Y | ThinkSystem U.2 Toshiba CM5-V 3.2TB Mainstream NVMe PCIe 3.0 x4 Hot Swap SSD | 6999
7D2FCTO1WW | B22J | 5m Intel OPA 100 Series Active Optical QSFP28 Low Power Cable | 809
7D2FCTO1WW | B22K | 10m Intel OPA 100 Series Active Optical QSFP28 Low Power Cable | 829
7D2FCTO1WW | B22L | 15m Intel OPA 100 Series Active Optical QSFP28 Low Power Cable | 839
7D2FCTO1WW | B22M | 20m Intel OPA 100 Series Active Optical QSFP28 Low Power Cable | 849
7D2FCTO1WW | B2UZ | Lenovo 1m 100G QSFP28 Active Optical Cable | 949
7D2FCTO1WW | B2X4 | ThinkSystem 2.5" 5200 1.92TB Entry SATA 6Gb Hot Swap SSD | 899
7D2FCTO1WW | B2X6 | ThinkSystem 2.5" 5200 7.68TB Entry SATA 6Gb Hot Swap SSD | 4999
7D2FCTO1WW | B2XJ | ThinkSystem U.2 Toshiba CM5-V 6.4TB Mainstream NVMe PCIe 3.0 x4 Hot Swap SSD | 12829
7D2FCTO1WW | B2ZJ | ThinkSystem U.2 Intel Optane P4800X 750GB Performance NVMe PCIe 3.0 x4 Hot Swap SSD | 7169
7D2FCTO1WW | B306 | Mellanox QSA 100G to 25G Cable Adapter | 149
7D2FCTO1WW | B30W | Custom MFG SVCS Fee - Medium Increment | 30
7D2FCTO1WW | B30X | Custom MFG SVCS Fee - Large Increment | 300
7D2FCTO1WW | B31C | ThinkSystem Mellanox ConnectX-5 Ex 25/40GbE 2-port Low-Latency Adapter | 1979
7D2FCTO1WW | B31E | ThinkSystem RAID 930-16i 8GB Flash PCIe 12Gb Adapter | 2389
7D2FCTO1WW | B31G | ThinkSystem QLogic QL41134 PCIe 10Gb 4-Port Base-T Ethernet Adapter | 799
7D2FCTO1WW | B34H | ThinkSystem 2.5" PM883 240GB Entry SATA 6Gb Hot Swap SSD | 219
7D2FCTO1WW | B34J | ThinkSystem 2.5" PM883 480GB Entry SATA 6Gb Hot Swap SSD | 279
7D2FCTO1WW | B34K | ThinkSystem 2.5" PM883 960GB Entry SATA 6Gb Hot Swap SSD | 449
7D2FCTO1WW | B34L | ThinkSystem 2.5" PM883 1.92TB Entry SATA 6Gb Hot Swap SSD | 889
7D2FCTO1WW | B34M | ThinkSystem 2.5" PM883 3.84TB Entry SATA 6Gb Hot Swap SSD | 1739
7D2FCTO1WW | B34N | ThinkSystem U.2 PM983 1.92TB Entry NVMe PCIe 3.0 x4 Hot Swap SSD | 939
7D2FCTO1WW | B34P | ThinkSystem U.2 PM983 3.84TB Entry NVMe PCIe 3.0 x4 Hot Swap SSD | 1839
7D2FCTO1WW | B3VW | VMware ESXi 6.5 U2 (Factory Installed) | 0
7D2FCTO1WW | B488 | ThinkSystem 2.5" 5200 240GB Mainstream SATA 6Gb Hot Swap SSD | 469
7D2FCTO1WW | B48B | ThinkSystem 2.5" 5200 1.92TB Mainstream SATA 6Gb Hot Swap SSD | 2129
7D2FCTO1WW | B48C | ThinkSystem 2.5" 5200 3.84TB Mainstream SATA 6Gb Hot Swap SSD | 4869
7D2FCTO1WW | B498 | ThinkSystem 2.5" Intel S4510 240GB Entry SATA 6Gb Hot Swap SSD | 149
7D2FCTO1WW | B499 | ThinkSystem 2.5" Intel S4510 480GB Entry SATA 6Gb Hot Swap SSD | 309
7D2FCTO1WW | B49A | ThinkSystem 2.5" Intel S4510 960GB Entry SATA 6Gb Hot Swap SSD | 529
7D2FCTO1WW | B49B | ThinkSystem 2.5" Intel S4510 1.92TB Entry SATA 6Gb Hot Swap SSD | 1049
7D2FCTO1WW | B49C | ThinkSystem 2.5" Intel S4510 3.84TB Entry SATA 6Gb Hot Swap SSD | 1979
7D2FCTO1WW | B49L | ThinkSystem 2.5" Intel S4610 240GB Mainstream SATA 6Gb Hot Swap SSD | 399
7D2FCTO1WW | B49M | ThinkSystem 2.5" Intel S4610 480GB Mainstream SATA 6Gb Hot Swap SSD | 479
7D2FCTO1WW | B49N | ThinkSystem 2.5" Intel S4610 960GB Mainstream SATA 6Gb Hot Swap SSD | 699
7D2FCTO1WW | B49P | ThinkSystem 2.5" Intel S4610 1.92TB Mainstream SATA 6Gb Hot Swap SSD | 1289
7D2FCTO1WW | B49Q | ThinkSystem 2.5" Intel S4610 3.84TB Mainstream SATA 6Gb Hot Swap SSD | 2499
7D2FCTO1WW | B4A2 | ThinkSystem 2.5" PM1645 3.2TB Mainstream SAS 12Gb Hot Swap SSD | 2579
7D2FCTO1WW | B4A7 | ThinkSystem 2.5" PM1643 3.84TB Capacity SAS 12Gb Hot Swap SSD | 2579
7D2FCTO1WW | B4D2 | ThinkSystem 2.5" PM883 7.68TB Entry SATA 6Gb Hot Swap SSD | 3379
7D2FCTO1WW | B4D3 | ThinkSystem U.2 PM983 7.68TB Entry NVMe PCIe3.0 x4 Hot Swap SSD | 4999
7D2FCTO1WW | B4H1 | ThinkSystem 8GB TruDDR4 2933MHz (1Rx8 1.2V) RDIMM | 219
7D2FCTO1WW | B4H2 | ThinkSystem 16GB TruDDR4 2933MHz (2Rx8 1.2V) RDIMM | 319
7D2FCTO1WW | B4H3 | ThinkSystem 32GB TruDDR4 2933MHz (2Rx4 1.2V) RDIMM | 619
7D2FCTO1WW | B4H4 | ThinkSystem 64GB TruDDR4 2933MHz (2Rx4 1.2V) RDIMM | 1279
7D2FCTO1WW | B4H7 | Intel Xeon Platinum 8280 28C 205W 2.7GHz Processor | 18089
7D2FCTO1WW | B4H8 | Intel Xeon Platinum 8276 28C 165W 2.2GHz Processor | 15099
7D2FCTO1WW | B4H9 | Intel Xeon Platinum 8270 26C 205W 2.7GHz Processor | 12739
7D2FCTO1WW | B4HA | Intel Xeon Platinum 8268 24C 205W 2.9GHz Processor | 10929
7D2FCTO1WW | B4HB | Intel Xeon Platinum 8260 24C 165W 2.4GHz Processor | 8159
7D2FCTO1WW | B4HC | Intel Xeon Gold 6252 24C 150W 2.1GHz Processor | 5909
7D2FCTO1WW | B4HD | Intel Xeon Gold 6254 18C 200W 3.1GHz Processor | 6065
7D2FCTO1WW | B4HE | Intel Xeon Gold 6248 20C 150W 2.5GHz Processor | 5049
7D2FCTO1WW | B4HF | Intel Xeon Gold 6244 8C 150W 3.6GHz Processor | 4699
7D2FCTO1WW | B4HG | Intel Xeon Gold 6242 16C 150W 2.8GHz Processor | 4419
7D2FCTO1WW | B4HH | Intel Xeon Gold 6240 18C 150W 2.6GHz Processor | 3819
7D2FCTO1WW | B4HJ | Intel Xeon Gold 6230 20C 125W 2.1GHz Processor | 3099
7D2FCTO1WW | B4HK | Intel Xeon Gold 5220 18C 125W 2.2GHz Processor | 2599
7D2FCTO1WW | B4HL | Intel Xeon Gold 5218 16C 125W 2.3GHz Processor | 2019
7D2FCTO1WW | B4HM | Intel Xeon Gold 5217 8C 115W 3.0GHz Processor | 2659
7D2FCTO1WW | B4HN | Intel Xeon Gold 5215 10C 85W 2.5GHz Processor | 2019
7D2FCTO1WW | B4LV | ThinkSystem 128GB TruDDR4 2666MHz (1.2V) Intel Optane DC Persistent Memory | 1089
7D2FCTO1WW | B4LW | ThinkSystem 256GB TruDDR4 2666MHz (1.2V) Intel Optane DC Persistent Memory | 4689
7D2FCTO1WW | B4LX | ThinkSystem 512GB TruDDR4 2666MHz (1.2V) Intel Optane DC Persistent Memory | 18319
7D2FCTO1WW | B4LY | ThinkSystem 16GB TruDDR4 2933 MHz (1Rx4 1.2V) RDIMM | 289
7D2FCTO1WW | B4NU | Intel Xeon Platinum 8260Y 24/20/16C 165W 2.4GHz Processor | 9799
7D2FCTO1WW | B4NV | Intel Xeon Gold 6240Y 18/14/8C 150W 2.6GHz Processor | 5345
7D2FCTO1WW | B4P2 | Intel Xeon Gold 6238T 22C 125W 1.9GHz Processor | 4349
7D2FCTO1WW | B4P3 | Intel Xeon Gold 5218T 16C 105W 2.1GHz Processor | 2399
7D2FCTO1WW | B4P5 | Intel Xeon Platinum 8280L 28C 205W 2.7GHz Processor | 29099
7D2FCTO1WW | B4P6 | Intel Xeon Platinum 8276L 28C 165W 2.2GHz Processor | 26689
7D2FCTO1WW | B4P7 | Intel Xeon Platinum 8260L 24C 165W 2.4GHz Processor | 19249
7D2FCTO1WW | B4P9 | Intel Xeon Gold 5215L 10C 85W 2.5GHz Processor | 17019
7D2FCTO1WW | B4PC | ThinkSystem 2U 2.5" NVMe 8-Bay Backplane | 249
7D2FCTO1WW | B4QQ | 0.5m Mellanox HDR IB Passive Copper QSFP56 Cable | 299
7D2FCTO1WW | B4QR | 1m Mellanox HDR IB Passive Copper QSFP56 Cable | 399
7D2FCTO1WW | B4QS | 1.5m Mellanox HDR IB Passive Copper QSFP56 Cable | 449
7D2FCTO1WW | B4QT | 2m Mellanox HDR IB Passive Copper QSFP56 Cable | 499
7D2FCTO1WW | B4R1 | 1m Mellanox HDR IB to 2x HDR100 Splitter Passive Copper QSFP56 Cable | 399
7D2FCTO1WW | B4R2 | 1.5m Mellanox HDR IB to 2x HDR100 Splitter Passive Copper QSFP56 Cable | 449
7D2FCTO1WW | B4R4 | 3m Mellanox HDR IB to 2x HDR100 Splitter Optical QSFP56 Cable | 2799
7D2FCTO1WW | B4R5 | 5m Mellanox HDR IB to 2x HDR100 Splitter Optical QSFP56 Cable | 2899
7D2FCTO1WW | B4R6 | 10m Mellanox HDR IB to 2x HDR100 Splitter Optical QSFP56 Cable | 2999
7D2FCTO1WW | B4R7 | 15m Mellanox HDR IB to 2x HDR100 Splitter Optical QSFP56 Cable | 3199
7D2FCTO1WW | B4R8 | 20m Mellanox HDR IB to 2x HDR100 Splitter Optical QSFP56 Cable | 3299
7D2FCTO1WW | B4R9 | ThinkSystem Mellanox ConnectX-6 HDR100/100GbE QSFP56 1-port PCIe VPI Adapter | 1779
7D2FCTO1WW | B4RA | ThinkSystem Mellanox ConnectX-6 HDR100/100GbE QSFP56 2-port PCIe VPI Adapter | 2099
7D2FCTO1WW | B4RQ | ThinkSystem RAID 730-8i 2GB Flash PCIe 12Gb Adapter | 879
7D2FCTO1WW | B4X6 | SuperCap for Raid 730-8i 2GB | 149
7D2FCTO1WW | B4XA | VMware ESXi 6.7 U1 (Factory Installed) | 0
7D2FCTO1WW | B4Y4 | ThinkSystem 2.5" SS530 400GB Performance SAS 12Gb Hot Swap SSD | 1479
7D2FCTO1WW | B4Y5 | ThinkSystem 2.5" SS530 800GB Performance SAS 12Gb Hot Swap SSD | 2299
7D2FCTO1WW | B4Y7 | ThinkSystem 2.5" SS530 3.2TB Performance SAS 12Gb Hot Swap SSD | 7859
7D2FCTO1WW | B528 | Intel Optane DC Persistent Memory - Memory Mode only | 0
7D2FCTO1WW | B529 | Intel Optane DC Persistent Memory - App Direct Mode only | 0
7D2FCTO1WW | B52A | Intel Optane DC Persistent Memory - Mixed Memory Mode | 0
7D2FCTO1WW | B587 | ThinkSystem 128GB TruDDR4 2933MHz (4Rx4 1.2V) 3DS RDIMM | 3399
7D2FCTO1WW | B58F | ThinkSystem U.2 Intel P4510 1.0TB Entry NVMe PCIe3.0 x4 Hot Swap SSD | 539
7D2FCTO1WW | B58G | ThinkSystem U.2 Intel P4510 2.0TB Entry NVMe PCIe3.0 x4 Hot Swap SSD | 1459
7D2FCTO1WW | B5N6 | ThinkSystem 16GB TruDDR4 Performance+ 2933MHz (2Rx8 1.2V) RDIMM | 729
7D2FCTO1WW | B5N7 | ThinkSystem 32GB TruDDR4 Performance+ 2933MHz (2Rx4 1.2V) RDIMM | 1379
7D2FCTO1WW | B5N8 | ThinkSystem 64GB TruDDR4 Performance+ 2933MHz (2Rx4 1.2V) RDIMM | 2879
7D2FCTO1WW | B5N9 | ThinkSystem 128GB TruDDR4 Performance+ 2933MHz (4Rx4 1.2V) 3DS RDIMM | 5499
7D2FCTO1WW | B5RY | Intel Xeon Gold 6230N 20C 125W 2.3GHz Processor | 3239
7D2FCTO1WW | B5RZ | Intel Xeon Platinum 8253 16C 125W 2.2GHz Processor | 5299
7D2FCTO1WW | B5S1 | Intel Xeon Gold 5222 4C 105W 3.8GHz Processor | 1999
7D2FCTO1WW | B5S2 | Intel Xeon Platinum 8256 4C 105W 3.8GHz Processor | 12099
7D2FCTO1WW | B5SX | ThinkSystem Emulex LPe35000 32Gb 1-port PCIe Fibre Channel Adapter | 1739
7D2FCTO1WW | B5SY | ThinkSystem Emulex LPe35002 32Gb 2-port PCIe Fibre Channel Adapter | 2599
7D2FCTO1WW | B5T0 | ThinkSystem Broadcom 57414 10/25GbE SFP28 2-port PCIe Ethernet Adapter | 389
7D2FCTO1WW | B68K | 30m Mellanox HDR IB to 2x HDR100 Splitter Optical QSFP56 Cable | 3499
7D2FCTO1WW | B68L | 2m Mellanox HDR IB to 2x HDR100 Splitter Passive Copper QSFP56 Cable | 499
7D2FCTO1WW | B6BS | Intel Xeon Gold 5218B 16C 125W 2.3GHz Processor | 2019
7D2FCTO1WW | B6CJ | Intel Xeon Gold 6238 22C 140W 2.1GHz Processor | 4799
7D2FCTO1WW | B6CK | Intel Xeon Gold 6234 8C 130W 3.3GHz Processor | 3999
7D2FCTO1WW | B6CL | Intel Xeon Gold 6226 12C 125W 2.7GHz Processor | 3299
7D2FCTO1WW | B6CP | Intel Xeon Gold 6230T 20C 125W 2.1GHz Processor | 3599
7D2FCTO1WW | B6CQ | Intel Xeon Gold 5220T 18C 105W 1.9GHz Processor | 3199
7D2FCTO1WW | B6CR | Intel Xeon Gold 6238L 22C 140W 2.1GHz Processor | 14599
7D2FCTO1WW | B6CS | Intel Xeon Gold 6240L 18C 150W 2.6GHz Processor | 14299
7D2FCTO1WW | B6CT | Intel Xeon Gold 6252N 24C 150W 2.3GHz Processor | 7699
7D2FCTO1WW | B6CU | Intel Xeon Gold 6262V 24C 135W 1.9GHz Processor | 5399
7D2FCTO1WW | B6CV | Intel Xeon Gold 6222V 20C 115W 1.8GHz Processor | 2999
7D2FCTO1WW | B6CW | Intel Xeon Gold 5220S 18C 125W 2.7GHz Processor | 3699
7D2FCTO1WW | B6K5 | ThinkSystem 2.5" SS530 400GB Mainstream SAS 12Gb Hot Swap SSD SED | 1029
7D2FCTO1WW | B6PD | Intel Xeon Gold 6246 12C 165W 3.3GHz Processor | 5999
7D2FCTO1WW | B6U0 | VMware ESXi 6.5 U3 (factory installed) | 0
7D2FCTO1WW | B6U1 | VMware ESXi 6.7 U2 (factory installed) | 0
7D2FCTO1WW | B7EN | ThinkSystem SR850P 2U 4S Base | 449
7D2FCTO1WW | B7EP | ThinkSystem SR850P System Board | 1679
7D2FCTO1WW | B7EQ | ThinkSystem SR850P Processor and Memory Expansion Tray | 879
7D2FCTO1WW | B7ER | 1600W Platinum (230V) Power Supply | 369
7D2FCTO1WW | B7EW | ThinkSystem 2.5" 5210 1.92TB Entry SATA 6Gb Hot Swap QLC SSD | 759
7D2FCTO1WW | B7EX | ThinkSystem 2.5" 5210 3.84TB Entry SATA 6Gb Hot Swap QLC SSD | 1489
7D2FCTO1WW | B7EY | ThinkSystem 2.5" 5210 7.68TB Entry SATA 6Gb Hot Swap QLC SSD | 2779
7D2FCTO1WW | B88T | VMware ESXi 6.7 U3 (factory installed) | 0
7D2FCTO1WW | B8HP | ThinkSystem 2.5" 5300 960GB Entry SATA 6Gb Hot Swap SSD | 489
7D2FCTO1WW | B8HS | ThinkSystem M.2 5300 240GB SATA 6Gbps Non-Hot Swap SSD | 359
7D2FCTO1WW | B8HU | ThinkSystem 2.5" PM1645a 800GB Mainstream SAS 12Gb Hot Swap SSD | 819
7D2FCTO1WW | B8HV | ThinkSystem 2.5" 5300 240GB Entry SATA 6Gb Hot Swap SSD | 359
7D2FCTO1WW | B8HW | ThinkSystem HHHL PM1735 3.2TB Mainstream NVMe PCIe4.0 x8 Flash Adapter | 3179
7D2FCTO1WW | B8HY | ThinkSystem 2.5" 5300 480GB Mainstream SATA 6Gb Hot Swap SSD | 429
7D2FCTO1WW | B8J1 | ThinkSystem 2.5" 5300 240GB Mainstream SATA 6Gb Hot Swap SSD | 409
7D2FCTO1WW | B8J2 | ThinkSystem 2.5" 5300 7.68TB Entry SATA 6Gb Hot Swap SSD | 3649
7D2FCTO1WW | B8J4 | ThinkSystem 2.5" PM1645a 1.6TB Mainstream SAS 12Gb Hot Swap SSD | 1379
7D2FCTO1WW | B8J5 | ThinkSystem 2.5" 5300 1.92TB Entry SATA 6Gb Hot Swap SSD | 939
7D2FCTO1WW | B8J6 | ThinkSystem 2.5" 5300 960GB Mainstream SATA 6Gb Hot Swap SSD | 729
7D2FCTO1WW | B8J7 | ThinkSystem 2.5" 5300 3.84TB Mainstream SATA 6Gb Hot Swap SSD | 2179
7D2FCTO1WW | B8JA | ThinkSystem 2.5" PM1645a 6.4TB Mainstream SAS 12Gb Hot Swap SSD | 6049
7D2FCTO1WW | B8JD | ThinkSystem 2.5" PM1645a 3.2TB Mainstream SAS 12Gb Hot Swap SSD | 2579
7D2FCTO1WW | B8JE | ThinkSystem 2.5" 5300 1.92TB Mainstream SATA 6Gb Hot Swap SSD | 1279
7D2FCTO1WW | B8JH | ThinkSystem HHHL PM1735 1.6TB Mainstream NVMe PCIe4.0 x8 Flash Adapter | 1799
7D2FCTO1WW | B8JM | ThinkSystem 2.5" 5300 480GB Entry SATA 6Gb Hot Swap SSD | 309
7D2FCTO1WW | B8JP | ThinkSystem 2.5" 5300 3.84TB Entry SATA 6Gb Hot Swap SSD | 1789
7D2FCTO1WW | B8PP | ThinkSystem Mellanox ConnectX-6 Dx 100GbE QSFP56 2-port PCIe Ethernet Adapter | 1019
7D2FCTO1WW | B919 | ThinkSystem M.2 5300 480GB SATA 6Gbps Non-Hot Swap SSD | 369
7D2FCTO1WW | B91A | ThinkSystem 2.5" PM1643a 960GB Entry SAS 12Gb Hot Swap SSD | 819
7D2FCTO1WW | B91B | ThinkSystem 2.5" PM1643a 1.92TB Entry SAS 12Gb Hot Swap SSD | 1379
7D2FCTO1WW | B91C | ThinkSystem 2.5" PM1643a 3.84TB Entry SAS 12Gb Hot Swap SSD | 2579
7D2FCTO1WW | B91D | ThinkSystem 2.5" PM1643a 7.68TB Entry SAS 12Gb Hot Swap SSD | 5019
7D2FCTO1WW | B96M | ThinkSystem HHHL PM1735 6.4TB Mainstream NVMe PCIe4.0 x4 Flash Adapter | 5579
7D2FCTO1WW | B96P | ThinkSystem U.3 Kioxia CM6-V 6.4TB Mainstream NVMe PCIe4.0 x4 Hot Swap SSD | 6789
7D2FCTO1WW | B96T | ThinkSystem U.3 Kioxia CM6-V 3.2TB Mainstream NVMe PCIe4.0 x4 Hot Swap SSD | 3459
7D2FCTO1WW | B96Z | ThinkSystem U.3 Kioxia CM6-V 1.6TB Mainstream NVMe PCIe4.0 x4 Hot Swap SSD | 1919
7D2FCTO1WW | B9AC | ThinkSystem 2.5" 5210 960GB Entry SATA 6Gb Hot Swap QLC SSD | 419
7D2FCTO1WW | BAFX | 750W Platinum (230V/115V) Power Supply | 219
7D2FCTO1WW | BAFY | 1100W Platinum (230V/115V) Power Supply | 299
7D2FCTO1WW | BAFZ | 2000W Platinum (230V) Power Supply | 509
7D2FCTO1WW | BAVR | ThinkSystem SR850P x16/x8 PCIe FH Riser 1 Kit | 49
7D2FCTO1WW | BB0P | Intel Transparent Supply Chain. Lenovo has paired our industry leading supply chain with Intel's innovative Transparent Supply Chain program to add a layer of protection to your data center and bring peace of mind that the server hardware you bring into ... | 0
7D2FCTO1WW | BBZG | VMware ESXi 7.0 (Factory Installed) | 2
7D2FCTO1WW | BCFR | ThinkSystem U.2 Intel P5600 3.2TB Mainstream NVMe PCIe 4.0 x4 Hot Swap SSD | 3829
7D2FCTO1WW | BCFS | ThinkSystem U.2 Intel P5600 6.4TB Mainstream NVMe PCIe 4.0 x4 Hot Swap SSD | 7639
7D2FCTO1WW | BCFT | ThinkSystem U.2 Intel P5500 1.92TB Entry NVMe PCIe 4.0 x4 Hot Swap SSD | 1479
7D2FCTO1WW | BCFU | ThinkSystem U.2 Intel P5500 7.68TB Entry NVMe PCIe 4.0 x4 Hot Swap SSD | 5359
7D2FCTO1WW | BCFV | ThinkSystem U.2 Intel P5600 1.6TB Mainstream NVMe PCIe 4.0 x4 Hot Swap SSD | 1919
7D2FCTO1WW | BCFW | ThinkSystem U.2 Intel P5500 3.84TB Entry NVMe PCIe 4.0 x4 Hot Swap SSD | 2689
7D2FCTO1WW | BCTC | ThinkSystem 2.5" Multi Vendor 240GB Entry SATA 6Gb Hot Swap SSD | 219
7D2FCTO1WW | BCTD | ThinkSystem 2.5" Multi Vendor 480GB Entry SATA 6Gb Hot Swap SSD | 219
7D2FCTO1WW | BCTE | ThinkSystem 2.5" Multi Vendor 960GB Entry SATA 6Gb Hot Swap SSD | 659
7D2FCTO1WW | BCTF | ThinkSystem 2.5" Multi Vendor 1.92TB Entry SATA 6Gb Hot Swap SSD | 1289
7D2FCTO1WW | BCTG | ThinkSystem 2.5" Multi Vendor 3.84TB Entry SATA 6Gb Hot Swap SSD | 1259
7D2FCTO1WW | BE03 | ThinkSystem U.3 Kioxia CM6-V 800GB Mainstream NVMe PCIe 4.0 x4 Hot Swap SSD | 1439
7D2FCTO1WW | BE4U | ThinkSystem Mellanox ConnectX-6 Lx 10/25GbE SFP28 2-Port PCIe Ethernet Adapter | 409
7D2FCTO1WW | BE5E | VMware ESXi 7.0 U1 (Factory Installed) | 0
7D2FCTO1WW | BFYB | Operating mode selection for: "Maximum Performance Mode" | 0
7D2FCTO1WW | BFYC | Operating mode selection for: "Minimal Power Mode" | 0
7D2FCTO1WW | BFYD | Operating mode selection for: "Efficiency Favoring Power Savings Mode" | 0
7D2FCTO1WW | BFYE | Operating mode selection for: "Efficiency - Favoring Performance Mode" | 0
7D2FCTO1WW | BFZZ | ThinkSystem 2.5" Nytro 3732 800GB Performance SAS 12Gb Hot Swap SSD SED | 1669
7D2FCTO1WW | BG04 | ThinkSystem 2.5" Nytro 3732 3.2TB Performance SAS 12Gb Hot Swap SSD | 6259
7D2FCTO1WW | BG05 | ThinkSystem 2.5" Nytro 3732 1.6TB Performance SAS 12Gb Hot Swap SSD | 3259
7D2FCTO1WW | BG06 | ThinkSystem 2.5" Nytro 3732 800GB Performance SAS 12Gb Hot Swap SSD | 1669
7D2FCTO1WW | BG07 | ThinkSystem 2.5" Nytro 3732 400GB Performance SAS 12Gb Hot Swap SSD | 1029
7D2FCTO1WW | BHSR | VMware ESXi 7.0 U2 (Factory Installed) | 0
7D2GCTO1WW | 64 | QLogic 10Gb SFP+ SR Optical Transceiver | 909
7D2GCTO1WW | 69 | Brocade 10Gb SFP+ SR Optical Transceiver | 909
7D2GCTO1WW | 747 | UID Asset Tag Label | 20
7D2GCTO1WW | 2302 | RAID Configuration | 149
7D2GCTO1WW | 2306 | Integration >1U Component | 125
7D2GCTO1WW | 2321 | Custom MFG SVCS Fee - Small Increment | 3
7D2GCTO1WW | 2400 | Primary Array 12 HDDs | 0
7D2GCTO1WW | 2401 | Primary Array 13 HDDs | 0
7D2GCTO1WW | 2402 | Primary Array 14 HDDs | 0
7D2GCTO1WW | 2403 | Primary Array 15 HDDs | 0
7D2GCTO1WW | 2404 | Primary Array 16 HDDs | 0
7D2GCTO1WW | 2405 | Secondary Array 9 HDDs | 0
7D2GCTO1WW | 2406 | Secondary Array 10 HDDs | 0
7D2GCTO1WW | 2407 | Secondary Array 11 HDDs | 0
7D2GCTO1WW | 2408 | Secondary Array 12 HDDs | 0
7D2GCTO1WW | 2409 | Secondary Array 13 HDDs | 0
7D2GCTO1WW | 2410 | Secondary Array 14 HDDs | 0
7D2GCTO1WW | 3271 | No RAID - Secondary Array set up by customer | 0
7D2GCTO1WW | 5053 | SFP+ SR Transceiver | 699
7D2GCTO1WW | 5340 | Serial Conversion Option (SCO) | 249
7D2GCTO1WW | 5341 | Virtual Media Conversion Option Gen2 (VCO2) | 129
7D2GCTO1WW | 5977 | Select Storage devices - no configured RAID required | 0
7D2GCTO1WW | 5978 | Select Storage devices - configured RAID | 0
7D2GCTO1WW | 6201 | 1.5m, 10A/100-250V, C13 to IEC 320-C14 Rack Power Cable | 19
7D2GCTO1WW | 6204 | 2.8m, 10A/100-250V, C13 to IEC 320-C20 Rack Power Cable | 19
7D2GCTO1WW | 6263 | 4.3m, 10A/100-250V, C13 to IEC 320-C14 Rack Power Cable | 19
7D2GCTO1WW | 6311 | 2.8m, 10A/100-250V, C13 to IEC 320-C14 Rack Power Cable | 9
7D2GCTO1WW | 6313 | 2.8m, 10A/120V, C13 to NEMA 5-15P (US) Line Cord | 19
7D2GCTO1WW | 6370 | 4.3m, 10A/125V, C13 to NEMA 5-15P (US) Line Cord | 10
7D2GCTO1WW | 6373 | 4.3m, 10A/250V, C13 to NEMA 6-15P (US) Line Cord | 15
7D2GCTO1WW | 6400 | 2.8m, 13A/100-250V, C13 to C14 Jumper Cord | 9
7D2GCTO1WW | 6401 | 2.8m, 13A/120V, C13 to NEMA 5-15P (US) Line Cord | 29
7D2GCTO1WW | 6570 | 2.0m, 13A/100-250V, C13 to C14 Jumper Cord | 19
7D2GCTO1WW | 6583 | 4.3m, 13A/100-250V, C13 to C14 Rack Power Cable | 19
7D2GCTO1WW | 7008 | Primary Array 2 HDDs | 0
7D2GCTO1WW | 7009 | Primary Array 3 HDDs | 0
7D2GCTO1WW | 7010 | Primary Array 4 HDDs | 0
7D2GCTO1WW | 7011 | Primary Array 5 HDDs | 0
7D2GCTO1WW | 7012 | Primary Array 6 HDDs | 0
7D2GCTO1WW | 7013 | Primary Array 7 HDDs | 0
7D2GCTO1WW | 7014 | Primary Array 8 HDDs | 0
7D2GCTO1WW | 7015 | Secondary Array 2 HDDs | 0
7D2GCTO1WW | 7016 | Secondary Array 3 HDDs | 0
7D2GCTO1WW | 7017 | Secondary Array 4 HDDs | 0
7D2GCTO1WW | 7057 | Secondary Array 5 HDDs | 0
7D2GCTO1WW | 7058 | Secondary Array 6 HDDs | 0
7D2GCTO1WW | 7059 | Secondary Array 7 HDDs | 0
7D2GCTO1WW | 7060 | Secondary Array 8 HDDs | 0
7D2GCTO1WW | 7664 | Primary Array 9 HDDs | 0
7D2GCTO1WW | 7831 | Customer Solution Center Services | 0
7D2GCTO1WW | 8034 | LeSI Solution Component | 0
7D2GCTO1WW | 8072 | General Racking Solution | 0
7D2GCTO1WW | 8086 | No Publications Selected | 0
7D2GCTO1WW | 8971 | Integrate in manufacturing | 0
7D2GCTO1WW | 8972 | Ship Uninstalled (Safety) | 0
7D2GCTO1WW | 9013 | Hot Spare | 0
7D2GCTO1WW | 9016 | Memory Sparing | 0
7D2GCTO1WW | 9017 | Enable Memory Mirroring | 0
7D2GCTO1WW | 9714 | Primary Array 10 HDDs | 0
7D2GCTO1WW | 9715 | Primary Array 11 HDDs | 0
7D2GCTO1WW | A102 | Advanced Grouping | 0
7D2GCTO1WW | A103 | System x Cluster Upgrade | 0
7D2GCTO1WW | A193 | Integrated Solutions | 0
7D2GCTO1WW | A1DP | 1m QSFP to QSFP+ Cable | 269
7D2GCTO1WW | A1DQ | 3m QSFP+ to QSFP+ Cable | 329
7D2GCTO1WW | A1PH | 1m Passive DAC SFP+ Cable | 69
7D2GCTO1WW | A1PJ | 3m Passive DAC SFP+ Cable | 89
7D2GCTO1WW | A1PK | 5m Passive DAC SFP+ Cable | 159
7D2GCTO1WW | A1RF | 2.8m, 10A/250V, C13 to NEMA 6-15P Line Cord | 15
7D2GCTO1WW | A2K6 | Primary Array - RAID 0 | 0
7D2GCTO1WW | A2K7 | Primary Array - RAID 1 | 0
7D2GCTO1WW | A2K9 | Primary Array - RAID 5 | 0
7D2GCTO1WW | A2KA | Primary Array - RAID 6 | 0
7D2GCTO1WW | A2KB | Primary Array - RAID 10 | 0
7D2GCTO1WW | A2KF | Secondary Array - RAID 0 | 0
7D2GCTO1WW | A2KG | Secondary Array - RAID 1 | 0
7D2GCTO1WW | A2KJ | Secondary Array - RAID 5 | 0
7D2GCTO1WW | A2KK | Secondary Array - RAID 6 | 0
7D2GCTO1WW | A2KL | Secondary Array - RAID 10 | 0
7D2GCTO1WW | A3RG | 0.5m Passive DAC SFP+ Cable | 79
7D2GCTO1WW | A3RH | 7m Passive DAC SFP+ Cable | 179
7D2GCTO1WW | A4VP | 1.0m, 10A/100-250V, C13 to IEC 320-C14 Rack Power Cable | 19
7D2GCTO1WW | A51N | 1.5m Passive DAC SFP+ Cable | 89
7D2GCTO1WW | A51P | 2m Passive DAC SFP+ Cable | 89
7D2GCTO1WW | A5DL | SFP 1000Base-T (RJ-45) Transceiver | 89
7D2GCTO1WW | A5U1 | SKLM for System x w/SEDs - FoD per Install w/1Yr S&S | 199
7D2GCTO1WW | ARZB | 0.75m Mellanox QSFP Passive DAC Cable | 149
7D2GCTO1WW | ARZC | 1m Mellanox QSFP Passive DAC Cable | 159
7D2GCTO1WW | ARZD | 1.25m Mellanox QSFP Passive DAC Cable | 169
7D2GCTO1WW | ARZE | 1.5m Mellanox QSFP Passive DAC Cable | 169
7D2GCTO1WW | ARZF | 3m Mellanox QSFP Passive DAC Cable | 189
7D2GCTO1WW | AS6C | SKLM for System x w/SEDs - FoD per Install w/3Yr S&S | 299
7D2GCTO1WW | ASQT | 0.5m Mellanox EDR IB Passive Copper QSFP28 Cable | 229
7D2GCTO1WW | ASQU | 0.75m Mellanox EDR IB Passive Copper QSFP28 Cable | 249
7D2GCTO1WW | ASQV | 1m Mellanox EDR IB Passive Copper QSFP28 Cable | 249
7D2GCTO1WW | ASQW | 1.25m Mellanox EDR IB Passive Copper QSFP28 Cable | 289
7D2GCTO1WW | ASQX | 1.5m Mellanox EDR IB Passive Copper QSFP28 Cable | 289
7D2GCTO1WW | ASQY | 2m Mellanox EDR IB Passive Copper QSFP28 Cable | 289
7D2GCTO1WW | ASQZ | 5m Mellanox EDR IB Optical QSFP28 Cable | 1359
7D2GCTO1WW | ASR0 | 10m Mellanox EDR IB Optical QSFP28 Cable | 1419
7D2GCTO1WW | ASR1 | 15m Mellanox EDR IB Optical QSFP28 Cable | 1509
7D2GCTO1WW | ASR2 | 20m Mellanox EDR IB Optical QSFP28 Cable | 1569
7D2GCTO1WW | ASR3 | 30m Mellanox EDR IB Optical QSFP28 Cable | 1789
7D2GCTO1WW | ASR5 | Lenovo 0.5m LC-LC OM3 MMF Cable | 24
7D2GCTO1WW | ASR6 | Lenovo 1m LC-LC OM3 MMF Cable | 24
7D2GCTO1WW | ASR7 | Lenovo 3m LC-LC OM3 MMF Cable | 24
7D2GCTO1WW | ASR8 | Lenovo 5m LC-LC OM3 MMF Cable | 29
7D2GCTO1WW | ASR9 | Lenovo 10m LC-LC OM3 MMF Cable | 39
7D2GCTO1WW | ASRA | Lenovo 15m LC-LC OM3 MMF Cable | 45
7D2GCTO1WW | ASRB | Lenovo 25m LC-LC OM3 MMF Cable | 54
7D2GCTO1WW | ASRM | 3m Mellanox EDR IB Passive Copper QSFP28 Cable | 319
7D2GCTO1WW | ASRN | 3m Mellanox EDR IB Optical QSFP28 Cable | 1359
7D2GCTO1WW | ASRP | 50m Mellanox EDR IB Optical QSFP28 Cable | 2329
7D2GCTO1WW | AT2R | Lenovo 1m Active DAC SFP+ Cables | 129
7D2GCTO1WW | AT2S | Lenovo 3m Active DAC SFP+ Cables | 139
7D2GCTO1WW | AT2T | Lenovo 5m Active DAC SFP+ Cables | 159
7D2GCTO1WW | AT7S | Emulex VFA5.2 2x10 GbE SFP+ PCIe Adapter | 449
7D2GCTO1WW | AT7T | Emulex VFA5.2 2x10 GbE SFP+ Adapter and FCoE/iSCSI SW | 1319
7D2GCTO1WW | ATPX | Intel X550-T2 Dual Port 10GBase-T Adapter | 599
7D2GCTO1WW | ATRH | Intel X710-DA2 ML2 2x10GbE SFP+ Adapter | 499
7D2GCTO1WW | ATRN | Mellanox ConnectX-4 Lx 1x40GbE QSFP+ Adapter | 709
7D2GCTO1WW | ATRP | Mellanox ConnectX-4 2x100GbE/EDR IB QSFP28 VPI Adapter | 2059
7D2GCTO1WW | ATYX | Lenovo 1m SFP+ to SFP+ Active Optical Cable | 104
7D2GCTO1WW | ATYY | Lenovo 3m SFP+ to SFP+ Active Optical Cable | 99
7D2GCTO1WW | ATYZ | Lenovo 5m SFP+ to SFP+ Active Optical Cable | 114
7D2GCTO1WW | ATZ0 | Lenovo 7m SFP+ to SFP+ Active Optical Cable | 129
7D2GCTO1WW | ATZ1 | Lenovo 15m SFP+ to SFP+ Active Optical Cable | 169
7D2GCTO1WW | ATZ2 | Lenovo 20m SFP+ to SFP+ Active Optical Cable | 169
7D2GCTO1WW | ATZB | QLogic 16Gb Enhanced Gen5 FC Single-port HBA | 979
7D2GCTO1WW | ATZC | QLogic 16Gb Enhanced Gen5 FC Dual-port HBA | 1339
7D2GCTO1WW | ATZR | Mellanox ConnectX-4 Lx 10/25GbE SFP28 1-port ML2 Adapter | 479
7D2GCTO1WW | ATZU | Emulex 16Gb Gen6 FC Single-port HBA | 949
7D2GCTO1WW | ATZV | Emulex 16Gb Gen6 FC Dual-port HBA | 1309
7D2GCTO1WW | AU0A | Intel OPA 100 Series Single-port PCIe 3.0 x8 HFA | 599
7D2GCTO1WW | AU0B | Intel OPA 100 Series Single-port PCIe 3.0 x16 HFA | 1069
7D2GCTO1WW | AU7Z | Emulex VFA5.2 ML2 2x10 GbE SFP+ Adapter and FCoE/iSCSI SW | 399
7D2GCTO1WW | AUAJ | Mellanox ConnectX-4 Lx 10/25GbE SFP28 2-port PCIe Ethernet Adapter | 499
7D2GCTO1WW | AUK7 | TPM 2.0 and Secure Boot | 0
7D2GCTO1WW | AUKG | ThinkSystem 1Gb 2-port RJ45 LOM | 79
7D2GCTO1WW | AUKH | ThinkSystem 1Gb 4-port RJ45 LOM | 99
7D2GCTO1WW | AUKJ | ThinkSystem 10Gb 2-port SFP+ LOM | 169
7D2GCTO1WW | AUKK | ThinkSystem 10Gb 4-port SFP+ LOM | 209
7D2GCTO1WW | AUKL | ThinkSystem 10Gb 2-port Base-T LOM | 259
7D2GCTO1WW | AUKM | ThinkSystem 10Gb 4-port Base-T LOM | 439
7D2GCTO1WW | AUKN | ThinkSystem Emulex OCe14104B-NX PCIe 10Gb 4-Port SFP+ Ethernet Adapter | 539
7D2GCTO1WW | AUKP | ThinkSystem Broadcom 57416 10GBASE-T 2-Port PCIe Ethernet Adapter | 479
7D2GCTO1WW | AUKQ | ThinkSystem Broadcom NX-E ML2 10Gb 2-Port Base-T Ethernet Adapter | 529
7D2GCTO1WW | AUKR | ThinkSystem Mellanox ConnectX-3 Pro ML2 FDR 2-Port QSFP VPI Adapter | 1069
7D2GCTO1WW | AUKS | ThinkSystem Broadcom 57412 25GbE SFP28 1-Port PCIe Ethernet Adapter | 489
7D2GCTO1WW | AUKU | ThinkSystem Mellanox ConnectX-4 Lx 10/25GbE SFP28 2-Port ML2 Ethernet Adapter | 519
7D2GCTO1WW | AUKW | ThinkSystem Intel I350-T4 ML2 1Gb 4-Port RJ45 Ethernet Adapter | 169
7D2GCTO1WW | AUKX | ThinkSystem Intel X710-DA2 PCIe 10Gb 2-Port SFP+ Ethernet Adapter | 459
7D2GCTO1WW | AULV | ThinkSystem 2.5" 300GB 15K SAS 12Gb Hot Swap 512n HDD | 339
7D2GCTO1WW | AULW | ThinkSystem 2.5" 600GB 15K SAS 12Gb Hot Swap 512n HDD | 469
7D2GCTO1WW | AULX | ThinkSystem 2.5" 900GB 15K SAS 12Gb Hot Swap 512e HDD | 639
7D2GCTO1WW | AULY | ThinkSystem 2.5" 300GB 10K SAS 12Gb Hot Swap 512n HDD | 289
7D2GCTO1WW | AULZ | ThinkSystem 2.5" 600GB 10K SAS 12Gb Hot Swap 512n HDD | 319
7D2GCTO1WW | AUM0 | ThinkSystem 2.5" 900GB 10K SAS 12Gb Hot Swap 512n HDD | 389
7D2GCTO1WW | AUM1 | ThinkSystem 2.5" 1.2TB 10K SAS 12Gb Hot Swap 512n HDD | 389
7D2GCTO1WW | AUM2 | ThinkSystem 2.5" 1.8TB 10K SAS 12Gb Hot Swap 512e HDD | 589
7D2GCTO1WW | AUM4 | ThinkSystem 2.5" 300GB 10K SAS 12Gb Hot Swap 512n HDD SED | 339
7D2GCTO1WW | AUM5 | ThinkSystem 2.5" 600GB 10K SAS 12Gb Hot Swap 512n HDD SED | 635
7D2GCTO1WW | AUM6 | ThinkSystem 2.5" 1TB 7.2K SAS 12Gb Hot Swap 512n HDD | 469
7D2GCTO1WW | AUM7 | ThinkSystem 2.5" 2TB 7.2K SAS 12Gb Hot Swap 512n HDD | 839
7D2GCTO1WW | AUMJ | ThinkSystem U.2 Intel Optane P4800X 375GB Performance NVMe PCIe 3.0 x4 Hot Swap SSD | 3589
7D2GCTO1WW | AUMU | ThinkSystem M.2 Enablement Kit | 39
7D2GCTO1WW | AUMV | ThinkSystem M.2 with Mirroring Enablement Kit | 149
7D2GCTO1WW | AUMW | Front Operator Panel with LCD Display | 99
7D2GCTO1WW | AUMX | Front Operator Panel | 49
7D2GCTO1WW | AUNB | ThinkSystem 16GB TruDDR4 2666 MHz (1Rx4 1.2V) RDIMM | 289
7D2GCTO1WW | AUNC | ThinkSystem 16GB TruDDR4 2666 MHz (2Rx8 1.2V) RDIMM | 319
7D2GCTO1WW | AUND | ThinkSystem 32GB TruDDR4 2666 MHz (2Rx4 1.2V) RDIMM | 609
7D2GCTO1WW | AUNG | ThinkSystem RAID 530-8i PCIe 12Gb Adapter | 299
7D2GCTO1WW | AUNH | ThinkSystem RAID 730-8i 1GB Cache PCIe 12Gb Adapter | 599
7D2GCTO1WW | AUNJ | ThinkSystem RAID 930-8i 2GB Flash PCIe 12Gb Adapter | 1009
7D2GCTO1WW | AUNK | ThinkSystem RAID 930-16i 4GB Flash PCIe 12Gb Adapter | 1529
7D2GCTO1WW | AUNL | ThinkSystem 430-8i SAS/SATA 12Gb HBA | 299
7D2GCTO1WW | AUNM | ThinkSystem 430-16i SAS/SATA 12Gb HBA | 589
7D2GCTO1WW | AUNN | ThinkSystem 430-16e SAS/SATA 12Gb HBA | 609
7D2GCTO1WW | AUNP | FBU345 SuperCap | 135
7D2GCTO1WW | AUNQ | ThinkSystem RAID 930-8e 4GB Flash PCIe 12Gb Adapter | 1689
7D2GCTO1WW | AUNR | ThinkSystem 430-8e SAS/SATA 12Gb HBA | 299
7D2GCTO1WW | AUNS | ThinkSystem QLogic QLE2740 PCIe 32Gb 1-Port SFP+ Fibre Channel Adapter | 1739
7D2GCTO1WW | AUNU | ThinkSystem QLogic QLE2742 PCIe 32Gb 2-Port SFP+ Fibre Channel Adapter | 2609
7D2GCTO1WW | AUPX | ThinkSystem SR850 Front VGA Connector Upgrade Kit | 45
7D2GCTO1WW | AUQ0 | SR850/SR860 RAID 730/930-8i SAS/SATA Cable | 39
7D2GCTO1WW | AUQ1 | SR850/SR860 RAID 930-16i SAS/SATA Cable | 49
7D2GCTO1WW | AUQ2 | SR850/SR860 1610-4P NVMe Switch Card Cable | 69
7D2GCTO1WW | AUQ3 | SR850/SR860 Direct NVMe Cable | 99
7D2GCTO1WW | AUQ4 | SR850/SR860 Storage Backplane Power Cable | 15
7D2GCTO1WW | AUR4 | ThinkSystem 2U x8/x8/x8 PCIE FH Riser 1 | 45
7D2GCTO1WW | AUR5 | ThinkSystem 2U/Twr 2.5" AnyBay 8-Bay Backplane | 499
7D2GCTO1WW | AUR7 | ThinkSystem 2U x8/X8/x8ML2 PCIE FH Riser 1 | 69
7D2GCTO1WW | AURA | ThinkSystem 2U/Twr 2.5" SATA/SAS 8-Bay Backplane | 229
7D2GCTO1WW | AURB | ThinkSystem 2U x8 x16ML2 PCIE FH Riser 1 | 95
7D2GCTO1WW | AURD | ThinkSystem 2U left EIA Latch Standard | 15
7D2GCTO1WW | AURX | ThinkSystem 2U Security Bezel | 45
7D2GCTO1WW | AUSA | Lenovo ThinkSystem M3.5" Screw for EIA | 0
7D2GCTO1WW | AUUE | ThinkSystem 2.5" 1TB 7.2K SATA 6Gb Hot Swap 512n HDD | 469
7D2GCTO1WW | AUUJ | ThinkSystem 2.5" 2TB 7.2K SATA 6Gb Hot Swap 512e HDD | 849
7D2GCTO1WW | AUUL | ThinkSystem M.2 32GB SATA 6Gbps Non-Hot Swap SSD | 109
7D2GCTO1WW | AUUV | ThinkSystem M.2 128GB SATA 6Gbps Non-Hot Swap SSD | 159
7D2GCTO1WW | AUV2 | ThinkSystem 1610-4P NVMe Switch Adapter | 929
7D2GCTO1WW | AUVG | ThinkSystem Mellanox ConnectX-4 PCIe FDR 2-Port QSFP VPI Adapter | 1379
7D2GCTO1WW | AUZV | ThinkSystem Broadcom 5719 1GbE RJ45 4-Port PCIe Ethernet Adapter | 159
7D2GCTO1WW | AUZW | ThinkSystem I350-T4 PCIe 1Gb 4-Port RJ45 Ethernet Adapter | 379
7D2GCTO1WW | AUZX | ThinkSystem Broadcom 5720 1GbE RJ45 2-Port PCIe Ethernet Adapter | 129
7D2GCTO1WW | AUZY | ThinkSystem I350-T2 PCIe 1Gb 2-Port RJ45 Ethernet Adapter | 179
7D2GCTO1WW | AUZZ | ThinkSystem I350-F1 PCIe 1Gb 1-Port SFP Ethernet Adapter | 379
7D2GCTO1WW | AV1B | Lenovo 25GBase-SR SFP28 Transceiver | 449
7D2GCTO1WW | AV1D | Lenovo 100GBase-SR4 QSFP28 Transceiver | 1539
7D2GCTO1WW | AV1F | Lenovo 3m 25G SFP28 Active Optical Cable | 489
7D2GCTO1WW | AV1G | Lenovo 5m 25G SFP28 Active Optical Cable | 489
7D2GCTO1WW | AV1H | Lenovo 10m 25G SFP28 Active Optical Cable | 499
7D2GCTO1WW | AV1J | Lenovo 15m 25G SFP28 Active Optical Cable | 497
7D2GCTO1WW | AV1K | Lenovo 20m 25G SFP28 Active Optical Cable | 519
7D2GCTO1WW | AV1L | Lenovo 3m 100G QSFP28 Active Optical Cable | 1059
7D2GCTO1WW | AV1M | Lenovo 5m 100G QSFP28 Active Optical Cable | 1069
7D2GCTO1WW | AV1N | Lenovo 10m 100G QSFP28 Active Optical Cable | 1099
7D2GCTO1WW | AV1P | Lenovo 15m 100G QSFP28 Active Optical Cable | 1079
7D2GCTO1WW | AV1Q | Lenovo 20m 100G QSFP28 Active Optical Cable | 1179
7D2GCTO1WW | AV1R | Lenovo 3m 100G to 4x25G Breakout Active Optical Cable | 1949
7D2GCTO1WW | AV1S | Lenovo 5m 100G to 4x25G Breakout Active Optical Cable | 1975
7D2GCTO1WW | AV1T | Lenovo 10m 100G to 4x25G Breakout Active Optical Cable | 2035
7D2GCTO1WW | AV1U | Lenovo 15m 100G to 4x25G Breakout Active Optical Cable | 2095
7D2GCTO1WW | AV1V | Lenovo 20m 100G to 4x25G Breakout Active Optical Cable | 2149
7D2GCTO1WW | AV1W | Lenovo 1m Passive 25G SFP28 DAC Cable | 69
7D2GCTO1WW | AV1X | Lenovo 3m Passive 25G SFP28 DAC Cable | 79
7D2GCTO1WW | AV1Y | Lenovo 5m Passive 25G SFP28 DAC Cable | 159
7D2GCTO1WW | AV1Z | Lenovo 1m Passive 100G QSFP28 DAC Cable | 99
7D2GCTO1WW | AV20 | Lenovo 3m Passive 100G QSFP28 DAC Cable | 159
7D2GCTO1WW | AV21 | Lenovo 5m Passive 100G QSFP28 DAC Cable | 299
7D2GCTO1WW | AV22 | Lenovo 1m 100G QSFP28 to 4x25G SFP28 Breakout DAC Cable | 179
7D2GCTO1WW | AV23 | Lenovo 3m 100G QSFP28 to 4x25G SFP28 Breakout DAC Cable | 299
7D2GCTO1WW | AV24 | Lenovo 5m 100G QSFP28 to 4x25G SFP28 Breakout DAC Cable | 459
7D2GCTO1WW | AV25 | Lenovo 5m MPO-MPO OM4 MMF Cable | 114
7D2GCTO1WW | AV26 | Lenovo 7m MPO-MPO OM4 MMF Cable | 135
7D2GCTO1WW | AV27 | Lenovo 10m MPO-MPO OM4 MMF Cable | 159
7D2GCTO1WW | AV28 | Lenovo 15m MPO-MPO OM4 MMF Cable | 205
7D2GCTO1WW | AV29 | Lenovo 20m MPO-MPO OM4 MMF Cable | 259
7D2GCTO1WW | AV2A | Lenovo 30m MPO-MPO OM4 MMF Cable | 349
7D2GCTO1WW | AV2B | Lenovo 1m MPO to 4x LC Breakout OM4 MMF Cable | 149
7D2GCTO1WW | AV2C | Lenovo 3m MPO to 4x LC Breakout OM4 MMF Cable | 179
7D2GCTO1WW | AV2D | Lenovo 5m MPO to 4x LC Breakout OM4 MMF Cable | 239
7D2GCTO1WW | AVUU | ThinkSystem XClarity Controller Advanced to Enterprise Upgrade | 50
7D2GCTO1WW | AVV8 | ThinkSystem External USB DVD-RW Optical Disk Drive | 79
7D2GCTO1WW | AX8A | 4.3m, 13A/120V, C13 to NEMA 5-15P (US) Line Cord | 19
7D2GCTO1WW | AXCA | ThinkSystem Toolless Slide Rail | 99
7D2GCTO1WW | AXCH | ThinkSystem Toolless Slide Rail Kit with 2U CMA | 149
7D2GCTO1WW | AXDW | Front Panel with USB 3.0 Media Bay | 45
7D2GCTO1WW | AXDX | USB 2.0 Front Panel | 30
7D2GCTO1WW | AXFM | ThinkSystem Toolless Friction Rail | 69
7D2GCTO1WW | AXFN | ThinkSystem Screw-in Slide Rail | 129
7D2GCTO1WW | B0ML | Feature Enable TPM on MB | 0
7D2GCTO1WW | B0N4 | 2.0m, 10A/100-250V, C13 to IEC 320-C14 Rack Power Cable | 29
7D2GCTO1WW | B0N5 | 1.0m, 13A/100-250V, C13 to C14 Jumper Cord | 25
7D2GCTO1WW | B0N6 | 1.5m, 13A/100-250V, C13 to C14 Jumper Cord | 29
7D2GCTO1WW | B0RJ | 10GBASE-LR SFP+Transceiver | 350
7D2GCTO1WW | B0TD | ThinkSystem Screw-in Slide Rail Kit with 2U CMA | 149
7D2GCTO1WW | B0WY | ThinkSystem Intel XXV710-DA2 10/25GbE SFP28 2-Port PCIe Ethernet Adapter | 529
7D2GCTO1WW | B0YS | ThinkSystem 2.5" 2.4TB 10K SAS 12Gb Hot Swap 512e HDD | 629
7D2GCTO1WW | B0YX | ThinkSystem 2.5" 1.2TB 10K SAS 12Gb Hot Swap 512n HDD SED | 749
7D2GCTO1WW | B0Z0 | ThinkSystem 2.5" Intel S4500 960GB Entry SATA 6Gb Hot Swap SSD | 1219
7D2GCTO1WW | B21R | ThinkSystem QLogic QL41262 10/25GbE SFP28 2-Port PCIe Ethernet Adapter | 409
7D2GCTO1WW | B21W | ThinkSystem U.2 Toshiba CM5-V 800GB Mainstream NVMe PCIe 3.0 x4 Hot Swap SSD | 859
7D2GCTO1WW | B21X | ThinkSystem U.2 Toshiba CM5-V 1.6TB Mainstream NVMe PCIe 3.0 x4 Hot Swap SSD | 3449
7D2GCTO1WW | B21Y | ThinkSystem U.2 Toshiba CM5-V 3.2TB Mainstream NVMe PCIe 3.0 x4 Hot Swap SSD | 6999
7D2GCTO1WW | B22J | 5m Intel OPA 100 Series Active Optical QSFP28 Low Power Cable | 809
7D2GCTO1WW | B22K | 10m Intel OPA 100 Series Active Optical QSFP28 Low Power Cable | 829
7D2GCTO1WW | B22L | 15m Intel OPA 100 Series Active Optical QSFP28 Low Power Cable | 839
7D2GCTO1WW | B22M | 20m Intel OPA 100 Series Active Optical QSFP28 Low Power Cable | 849
7D2GCTO1WW | B2UZ | Lenovo 1m 100G QSFP28 Active Optical Cable | 949
7D2GCTO1WW | B2X4 | ThinkSystem 2.5" 5200 1.92TB Entry SATA 6Gb Hot Swap SSD | 899
7D2GCTO1WW | B2X6 | ThinkSystem 2.5" 5200 7.68TB Entry SATA 6Gb Hot Swap SSD | 4999
7D2GCTO1WW | B2XJ | ThinkSystem U.2 Toshiba CM5-V 6.4TB Mainstream NVMe PCIe 3.0 x4 Hot Swap SSD | 12829
7D2GCTO1WW | B2ZJ | ThinkSystem U.2 Intel Optane P4800X 750GB Performance NVMe PCIe 3.0 x4 Hot Swap SSD | 7169
7D2GCTO1WW | B306 | Mellanox QSA 100G to 25G Cable Adapter | 149
7D2GCTO1WW | B30W | Custom MFG SVCS Fee - Medium Increment | 30
7D2GCTO1WW | B30X | Custom MFG SVCS Fee - Large Increment | 300
7D2GCTO1WW | B31C | ThinkSystem Mellanox ConnectX-5 Ex 25/40GbE 2-port Low-Latency Adapter | 1979
7D2GCTO1WW | B31E | ThinkSystem RAID 930-16i 8GB Flash PCIe 12Gb Adapter | 2389
7D2GCTO1WW | B31G | ThinkSystem QLogic QL41134 PCIe 10Gb 4-Port Base-T Ethernet Adapter | 799
7D2GCTO1WW | B34H | ThinkSystem 2.5" PM883 240GB Entry SATA 6Gb Hot Swap SSD | 219
7D2GCTO1WW | B34J | ThinkSystem 2.5" PM883 480GB Entry SATA 6Gb Hot Swap SSD | 279
7D2GCTO1WW | B34K | ThinkSystem 2.5" PM883 960GB Entry SATA 6Gb Hot Swap SSD | 449
7D2GCTO1WW | B34L | ThinkSystem 2.5" PM883 1.92TB Entry SATA 6Gb Hot Swap SSD | 889
7D2GCTO1WW | B34M | ThinkSystem 2.5" PM883 3.84TB Entry SATA 6Gb Hot Swap SSD | 1739
7D2GCTO1WW | B34N | ThinkSystem U.2 PM983 1.92TB Entry NVMe PCIe 3.0 x4 Hot Swap SSD | 939
7D2GCTO1WW | B34P | ThinkSystem U.2 PM983 3.84TB Entry NVMe PCIe 3.0 x4 Hot Swap SSD | 1839
7D2GCTO1WW | B3VW | VMware ESXi 6.5 U2 (Factory Installed) | 0
7D2GCTO1WW | B488 | ThinkSystem 2.5" 5200 240GB Mainstream SATA 6Gb Hot Swap SSD | 469
7D2GCTO1WW | B48B | ThinkSystem 2.5" 5200 1.92TB Mainstream SATA 6Gb Hot Swap SSD | 2129
7D2GCTO1WW | B48C | ThinkSystem 2.5" 5200 3.84TB Mainstream SATA 6Gb Hot Swap SSD | 4869
7D2GCTO1WW | B498 | ThinkSystem 2.5" Intel S4510 240GB Entry SATA 6Gb Hot Swap SSD | 149
7D2GCTO1WW | B499 | ThinkSystem 2.5" Intel S4510 480GB Entry SATA 6Gb Hot Swap SSD | 309
7D2GCTO1WW | B49A | ThinkSystem 2.5" Intel S4510 960GB Entry SATA 6Gb Hot Swap SSD | 529
7D2GCTO1WW | B49B | ThinkSystem 2.5" Intel S4510 1.92TB Entry SATA 6Gb Hot Swap SSD | 1049
7D2GCTO1WW | B49C | ThinkSystem 2.5" Intel S4510 3.84TB Entry SATA 6Gb Hot Swap SSD | 1979
7D2GCTO1WW | B49L | ThinkSystem 2.5" Intel S4610 240GB Mainstream SATA 6Gb Hot Swap SSD | 399
7D2GCTO1WW | B49M | ThinkSystem 2.5" Intel S4610 480GB Mainstream SATA 6Gb Hot Swap SSD | 479
7D2GCTO1WW | B49N | ThinkSystem 2.5" Intel S4610 960GB Mainstream SATA 6Gb Hot Swap SSD | 699
7D2GCTO1WW | B49P | ThinkSystem 2.5" Intel S4610 1.92TB Mainstream SATA 6Gb Hot Swap SSD | 1289
7D2GCTO1WW | B49Q | ThinkSystem 2.5" Intel S4610 3.84TB Mainstream SATA 6Gb Hot Swap SSD | 2499
7D2GCTO1WW | B4A2 | ThinkSystem 2.5" PM1645 3.2TB Mainstream SAS 12Gb Hot Swap SSD | 2579
7D2GCTO1WW | B4A7 | ThinkSystem 2.5" PM1643 3.84TB Capacity SAS 12Gb Hot Swap SSD | 2579
7D2GCTO1WW | B4D2 | ThinkSystem 2.5" PM883 7.68TB Entry SATA 6Gb Hot Swap SSD | 3379
7D2GCTO1WW | B4D3 | ThinkSystem U.2 PM983 7.68TB Entry NVMe PCIe3.0 x4 Hot Swap SSD | 4999
7D2GCTO1WW | B4H1 | ThinkSystem 8GB TruDDR4 2933MHz (1Rx8 1.2V) RDIMM | 219
7D2GCTO1WW | B4H2 | ThinkSystem 16GB TruDDR4 2933MHz (2Rx8 1.2V) RDIMM | 319
7D2GCTO1WW | B4H3 | ThinkSystem 32GB TruDDR4 2933MHz (2Rx4 1.2V) RDIMM | 619
7D2GCTO1WW | B4H4 | ThinkSystem 64GB TruDDR4 2933MHz (2Rx4 1.2V) RDIMM | 1279
7D2GCTO1WW | B4H7 | Intel Xeon Platinum 8280 28C 205W 2.7GHz Processor | 18089
7D2GCTO1WW | B4H8 | Intel Xeon Platinum 8276 28C 165W 2.2GHz Processor | 15099
7D2GCTO1WW | B4H9 | Intel Xeon Platinum 8270 26C 205W 2.7GHz Processor | 12739
7D2GCTO1WW | B4HA | Intel Xeon Platinum 8268 24C 205W 2.9GHz Processor | 10929
7D2GCTO1WW | B4HB | Intel Xeon Platinum 8260 24C 165W 2.4GHz Processor | 8159
7D2GCTO1WW | B4HC | Intel Xeon Gold 6252 24C 150W 2.1GHz Processor | 5909
7D2GCTO1WW | B4HD | Intel Xeon Gold 6254 18C 200W 3.1GHz Processor | 6065
7D2GCTO1WW | B4HE | Intel Xeon Gold 6248 20C 150W 2.5GHz Processor | 5049
7D2GCTO1WW | B4HF | Intel Xeon Gold 6244 8C 150W 3.6GHz Processor | 4699
7D2GCTO1WW | B4HG | Intel Xeon Gold 6242 16C 150W 2.8GHz Processor | 4419
7D2GCTO1WW | B4HH | Intel Xeon Gold 6240 18C 150W 2.6GHz Processor | 3819
7D2GCTO1WW | B4HJ | Intel Xeon Gold 6230 20C 125W 2.1GHz Processor | 3099
7D2GCTO1WW | B4HK | Intel Xeon Gold 5220 18C 125W 2.2GHz Processor | 2599
7D2GCTO1WW | B4HL | Intel Xeon Gold 5218 16C 125W 2.3GHz Processor | 2019
7D2GCTO1WW | B4HM | Intel Xeon Gold 5217 8C 115W 3.0GHz Processor | 2659
7D2GCTO1WW | B4HN | Intel Xeon Gold 5215 10C 85W 2.5GHz Processor | 2019
7D2GCTO1WW | B4LV | ThinkSystem 128GB TruDDR4 2666MHz (1.2V) Intel Optane DC Persistent Memory | 1089
7D2GCTO1WW | B4LW | ThinkSystem 256GB TruDDR4 2666MHz (1.2V) Intel Optane DC Persistent Memory | 4689
7D2GCTO1WW | B4LX | ThinkSystem 512GB TruDDR4 2666MHz (1.2V) Intel Optane DC Persistent Memory | 18319
7D2GCTO1WW | B4LY | ThinkSystem 16GB TruDDR4 2933 MHz (1Rx4 1.2V) RDIMM | 289
7D2GCTO1WW | B4NU | Intel Xeon Platinum 8260Y 24/20/16C 165W 2.4GHz Processor | 9799
7D2GCTO1WW | B4NV | Intel Xeon Gold 6240Y 18/14/8C 150W 2.6GHz Processor | 5345
7D2GCTO1WW | B4P2 | Intel Xeon Gold 6238T 22C 125W 1.9GHz Processor | 4349
7D2GCTO1WW | B4P3 | Intel Xeon Gold 5218T 16C 105W 2.1GHz Processor | 2399
7D2GCTO1WW | B4P5 | Intel Xeon Platinum 8280L 28C 205W 2.7GHz Processor | 29099
7D2GCTO1WW | B4P6 | Intel Xeon Platinum 8276L 28C 165W 2.2GHz Processor | 26689
7D2GCTO1WW | B4P7 | Intel Xeon Platinum 8260L 24C 165W 2.4GHz Processor | 19249
7D2GCTO1WW | B4P9 | Intel Xeon Gold 5215L 10C 85W 2.5GHz Processor | 17019
7D2GCTO1WW | B4PC | ThinkSystem 2U 2.5" NVMe 8-Bay Backplane | 249
7D2GCTO1WW | B4QQ | 0.5m Mellanox HDR IB Passive Copper QSFP56 Cable | 299
7D2GCTO1WW | B4QR | 1m Mellanox HDR IB Passive Copper QSFP56 Cable | 399
7D2GCTO1WW | B4QS | 1.5m Mellanox HDR IB Passive Copper QSFP56 Cable | 449
7D2GCTO1WW | B4QT | 2m Mellanox HDR IB Passive Copper QSFP56 Cable | 499
7D2GCTO1WW | B4R1 | 1m Mellanox HDR IB to 2x HDR100 Splitter Passive Copper QSFP56 Cable | 399
7D2GCTO1WW | B4R2 | 1.5m Mellanox HDR IB to 2x HDR100 Splitter Passive Copper QSFP56 Cable | 449
7D2GCTO1WW | B4R4 | 3m Mellanox HDR IB to 2x HDR100 Splitter Optical QSFP56 Cable | 2799
7D2GCTO1WW | B4R5 | 5m Mellanox HDR IB to 2x HDR100 Splitter Optical QSFP56 Cable | 2899
7D2GCTO1WW | B4R6 | 10m Mellanox HDR IB to 2x HDR100 Splitter Optical QSFP56 Cable | 2999
7D2GCTO1WW | B4R7 | 15m Mellanox HDR IB to 2x HDR100 Splitter Optical QSFP56 Cable | 3199
7D2GCTO1WW | B4R8 | 20m Mellanox HDR IB to 2x HDR100 Splitter Optical QSFP56 Cable | 3299
7D2GCTO1WW | B4R9 | ThinkSystem Mellanox ConnectX-6 HDR100/100GbE QSFP56 1-port PCIe VPI Adapter | 1779
7D2GCTO1WW | B4RA | ThinkSystem Mellanox ConnectX-6 HDR100/100GbE QSFP56 2-port PCIe VPI Adapter | 2099
7D2GCTO1WW | B4RQ | ThinkSystem RAID 730-8i 2GB Flash PCIe 12Gb Adapter | 879
7D2GCTO1WW | B4X6 | SuperCap for Raid 730-8i 2GB | 149
7D2GCTO1WW | B4XA | VMware ESXi 6.7 U1 (Factory Installed) | 0
7D2GCTO1WW | B4Y4 | ThinkSystem 2.5" SS530 400GB Performance SAS 12Gb Hot Swap SSD | 1479
7D2GCTO1WW | B4Y5 | ThinkSystem 2.5" SS530 800GB Performance SAS 12Gb Hot Swap SSD | 2299
7D2GCTO1WW | B4Y7 | ThinkSystem 2.5" SS530 3.2TB Performance SAS 12Gb Hot Swap SSD | 7859
7D2GCTO1WW | B528 | Intel Optane DC Persistent Memory - Memory Mode only | 0
7D2GCTO1WW | B529 | Intel Optane DC Persistent Memory - App Direct Mode only | 0
7D2GCTO1WW | B52A | Intel Optane DC Persistent Memory - Mixed Memory Mode | 0
7D2GCTO1WW | B587 | ThinkSystem 128GB TruDDR4 2933MHz (4Rx4 1.2V) 3DS RDIMM | 3399
7D2GCTO1WW | B58F | ThinkSystem U.2 Intel P4510 1.0TB Entry NVMe PCIe3.0 x4 Hot Swap SSD | 539
7D2GCTO1WW | B58G | ThinkSystem U.2 Intel P4510 2.0TB Entry NVMe PCIe3.0 x4 Hot Swap SSD | 1459
7D2GCTO1WW | B5N6 | ThinkSystem 16GB TruDDR4 Performance+ 2933MHz (2Rx8 1.2V) RDIMM | 729
7D2GCTO1WW | B5N7 | ThinkSystem 32GB TruDDR4 Performance+ 2933MHz (2Rx4 1.2V) RDIMM | 1379
7D2GCTO1WW | B5N8 | ThinkSystem 64GB TruDDR4 Performance+ 2933MHz (2Rx4 1.2V) RDIMM | 2879
7D2GCTO1WW | B5N9 | ThinkSystem 128GB TruDDR4 Performance+ 2933MHz (4Rx4 1.2V) 3DS RDIMM | 5499
7D2GCTO1WW | B5RY | Intel Xeon Gold 6230N 20C 125W 2.3GHz Processor | 3239
7D2GCTO1WW | B5RZ | Intel Xeon Platinum 8253 16C 125W 2.2GHz Processor | 5299
7D2GCTO1WW | B5S1 | Intel Xeon Gold 5222 4C 105W 3.8GHz Processor | 1999
7D2GCTO1WW | B5S2 | Intel Xeon Platinum 8256 4C 105W 3.8GHz Processor | 12099
7D2GCTO1WW | B5SX | ThinkSystem Emulex LPe35000 32Gb 1-port PCIe Fibre Channel Adapter | 1739
7D2GCTO1WW | B5SY | ThinkSystem Emulex LPe35002 32Gb 2-port PCIe Fibre Channel Adapter | 2599
7D2GCTO1WW | B5T0 | ThinkSystem Broadcom 57414 10/25GbE SFP28 2-port PCIe Ethernet Adapter | 389
7D2GCTO1WW | B68K | 30m Mellanox HDR IB to 2x HDR100 Splitter Optical QSFP56 Cable | 3499
7D2GCTO1WW | B68L | 2m Mellanox HDR IB to 2x HDR100 Splitter Passive Copper QSFP56 Cable | 499
7D2GCTO1WW | B6BS | Intel Xeon Gold 5218B 16C 125W 2.3GHz Processor | 2019
7D2GCTO1WW | B6CJ | Intel Xeon Gold 6238 22C 140W 2.1GHz Processor | 4799
7D2GCTO1WW | B6CK | Intel Xeon Gold 6234 8C 130W 3.3GHz Processor | 3999
7D2GCTO1WW | B6CL | Intel Xeon Gold 6226 12C 125W 2.7GHz Processor | 3299
7D2GCTO1WW | B6CP | Intel Xeon Gold 6230T 20C 125W 2.1GHz Processor | 3599
7D2GCTO1WW | B6CQ | Intel Xeon Gold 5220T 18C 105W 1.9GHz Processor | 3199
7D2GCTO1WW | B6CR | Intel Xeon Gold 6238L 22C 140W 2.1GHz Processor | 14599
7D2GCTO1WW | B6CS | Intel Xeon Gold 6240L 18C 150W 2.6GHz Processor | 14299
7D2GCTO1WW | B6CT | Intel Xeon Gold 6252N 24C 150W 2.3GHz Processor | 7699
7D2GCTO1WW | B6CU | Intel Xeon Gold 6262V 24C 135W 1.9GHz Processor | 5399
7D2GCTO1WW | B6CV | Intel Xeon Gold 6222V 20C 115W 1.8GHz Processor | 2999
7D2GCTO1WW | B6CW | Intel Xeon Gold 5220S 18C 125W 2.7GHz Processor | 3699
7D2GCTO1WW | B6K5 | ThinkSystem 2.5" SS530 400GB Mainstream SAS 12Gb Hot Swap SSD SED | 1029
7D2GCTO1WW | B6PD | Intel Xeon Gold 6246 12C 165W 3.3GHz Processor | 5999
7D2GCTO1WW | B6U0 | VMware ESXi 6.5 U3 (factory installed) | 0
7D2GCTO1WW | B6U1 | VMware ESXi 6.7 U2 (factory installed) | 0
7D2GCTO1WW | B7EN | ThinkSystem SR850P 2U 4S Base | 449
7D2GCTO1WW | B7EP | ThinkSystem SR850P System Board | 1679
7D2GCTO1WW | B7EQ | ThinkSystem SR850P Processor and Memory Expansion Tray | 879
7D2GCTO1WW | B7ER | 1600W Platinum (230V) Power Supply | 369
7D2GCTO1WW | B7EW | ThinkSystem 2.5" 5210 1.92TB Entry SATA 6Gb Hot Swap QLC SSD | 759
7D2GCTO1WW | B7EX | ThinkSystem 2.5" 5210 3.84TB Entry SATA 6Gb Hot Swap QLC SSD | 1489
7D2GCTO1WW | B7EY | ThinkSystem 2.5" 5210 7.68TB Entry SATA 6Gb Hot Swap QLC SSD | 2779
7D2GCTO1WW | B88T | VMware ESXi 6.7 U3 (factory installed) | 0
7D2GCTO1WW | B8HP | ThinkSystem 2.5" 5300 960GB Entry SATA 6Gb Hot Swap SSD | 489
7D2GCTO1WW | B8HS | ThinkSystem M.2 5300 240GB SATA 6Gbps Non-Hot Swap SSD | 359
7D2GCTO1WW | B8HU | ThinkSystem 2.5" PM1645a 800GB Mainstream SAS 12Gb Hot Swap SSD | 819
7D2GCTO1WW | B8HV | ThinkSystem 2.5" 5300 240GB Entry SATA 6Gb Hot Swap SSD | 359
7D2GCTO1WW | B8HW | ThinkSystem HHHL PM1735 3.2TB Mainstream NVMe PCIe4.0 x8 Flash Adapter | 3179
7D2GCTO1WW | B8HY | ThinkSystem 2.5" 5300 480GB Mainstream SATA 6Gb Hot Swap SSD | 429
7D2GCTO1WW | B8J1 | ThinkSystem 2.5" 5300 240GB Mainstream SATA 6Gb Hot Swap SSD | 409
7D2GCTO1WW | B8J2 | ThinkSystem 2.5" 5300 7.68TB Entry SATA 6Gb Hot Swap SSD | 3649
7D2GCTO1WW | B8J4 | ThinkSystem 2.5" PM1645a 1.6TB Mainstream SAS 12Gb Hot Swap SSD | 1379
7D2GCTO1WW | B8J5 | ThinkSystem 2.5" 5300 1.92TB Entry SATA 6Gb Hot Swap SSD | 939
7D2GCTO1WW | B8J6 | ThinkSystem 2.5" 5300 960GB Mainstream SATA 6Gb Hot Swap SSD | 729
7D2GCTO1WW | B8J7 | ThinkSystem 2.5" 5300 3.84TB Mainstream SATA 6Gb Hot Swap SSD | 2179
7D2GCTO1WW | B8JA | ThinkSystem 2.5" PM1645a 6.4TB Mainstream SAS 12Gb Hot Swap SSD | 6049
7D2GCTO1WW | B8JD | ThinkSystem 2.5" PM1645a 3.2TB Mainstream SAS 12Gb Hot Swap SSD | 2579
7D2GCTO1WW | B8JE | ThinkSystem 2.5" 5300 1.92TB Mainstream SATA 6Gb Hot Swap SSD | 1279
7D2GCTO1WW | B8JH | ThinkSystem HHHL PM1735 1.6TB Mainstream NVMe PCIe4.0 x8 Flash Adapter | 1799
7D2GCTO1WW | B8JM | ThinkSystem 2.5" 5300 480GB Entry SATA 6Gb Hot Swap SSD | 309
7D2GCTO1WW | B8JP | ThinkSystem 2.5" 5300 3.84TB Entry SATA 6Gb Hot Swap SSD | 1789
7D2GCTO1WW | B8PP | ThinkSystem Mellanox ConnectX-6 Dx 100GbE QSFP56 2-port PCIe Ethernet Adapter | 1019
7D2GCTO1WW | B919 | ThinkSystem M.2 5300 480GB SATA 6Gbps Non-Hot Swap SSD | 369
7D2GCTO1WW | B91A | ThinkSystem 2.5" PM1643a 960GB Entry SAS 12Gb Hot Swap SSD | 819
7D2GCTO1WW | B91B | ThinkSystem 2.5" PM1643a 1.92TB Entry SAS 12Gb Hot Swap SSD | 1379
7D2GCTO1WW | B91C | ThinkSystem 2.5" PM1643a 3.84TB Entry SAS 12Gb Hot Swap SSD | 2579
7D2GCTO1WW | B91D | ThinkSystem 2.5" PM1643a 7.68TB Entry SAS 12Gb Hot Swap SSD | 5019
7D2GCTO1WW | B96M | ThinkSystem HHHL PM1735 6.4TB Mainstream NVMe PCIe4.0 x4 Flash Adapter | 5579
7D2GCTO1WW | B96P | ThinkSystem U.3 Kioxia CM6-V 6.4TB Mainstream NVMe PCIe4.0 x4 Hot Swap SSD | 6789
7D2GCTO1WW | B96T | ThinkSystem U.3 Kioxia CM6-V 3.2TB Mainstream NVMe PCIe4.0 x4 Hot Swap SSD | 3459
7D2GCTO1WW | B96Z | ThinkSystem U.3 Kioxia CM6-V 1.6TB Mainstream NVMe PCIe4.0 x4 Hot Swap SSD | 1919
7D2GCTO1WW | B9AC | ThinkSystem 2.5" 5210 960GB Entry SATA 6Gb Hot Swap QLC SSD | 419
7D2GCTO1WW | BAFX | 750W Platinum (230V/115V) Power Supply | 219
7D2GCTO1WW | BAFY | 1100W Platinum (230V/115V) Power Supply | 299
7D2GCTO1WW | BAFZ | 2000W Platinum (230V) Power Supply | 509
7D2GCTO1WW | BAVR | ThinkSystem SR850P x16/x8 PCIe FH Riser 1 Kit | 49
7D2GCTO1WW | BB0P | Intel Transparent Supply Chain. Lenovo has paired our industry leading supply chain with Intel's innovative Transparent Supply Chain program to add a layer of protection to your data center and bring peace of mind that the server hardware you bring into ... | 0
7D2GCTO1WW | BBZG | VMware ESXi 7.0 (Factory Installed) | 2
7D2GCTO1WW | BCFR | ThinkSystem U.2 Intel P5600 3.2TB Mainstream NVMe PCIe 4.0 x4 Hot Swap SSD | 3829
7D2GCTO1WW | BCFS | ThinkSystem U.2 Intel P5600 6.4TB Mainstream NVMe PCIe 4.0 x4 Hot Swap SSD | 7639
7D2GCTO1WW | BCFT | ThinkSystem U.2 Intel P5500 1.92TB Entry NVMe PCIe 4.0 x4 Hot Swap SSD | 1479
7D2GCTO1WW | BCFU | ThinkSystem U.2 Intel P5500 7.68TB Entry NVMe PCIe 4.0 x4 Hot Swap SSD | 5359
7D2GCTO1WW | BCFV | ThinkSystem U.2 Intel P5600 1.6TB Mainstream NVMe PCIe 4.0 x4 Hot Swap SSD | 1919
7D2GCTO1WW | BCFW | ThinkSystem U.2 Intel P5500 3.84TB Entry NVMe PCIe 4.0 x4 Hot Swap SSD | 2689
7D2GCTO1WW | BCTC | ThinkSystem 2.5" Multi Vendor 240GB Entry SATA 6Gb Hot Swap SSD | 219
7D2GCTO1WW | BCTD | ThinkSystem 2.5" Multi Vendor 480GB Entry SATA 6Gb Hot Swap SSD | 219
7D2GCTO1WW | BCTE | ThinkSystem 2.5" Multi Vendor 960GB Entry SATA 6Gb Hot Swap SSD | 659
7D2GCTO1WW | BCTF | ThinkSystem 2.5" Multi Vendor 1.92TB Entry SATA 6Gb Hot Swap SSD | 1289
7D2GCTO1WW | BCTG | ThinkSystem 2.5" Multi Vendor 3.84TB Entry SATA 6Gb Hot Swap SSD | 1259
7D2GCTO1WW | BE03 | ThinkSystem U.3 Kioxia CM6-V 800GB Mainstream NVMe PCIe 4.0 x4 Hot Swap SSD | 1439
7D2GCTO1WW | BE4U | ThinkSystem Mellanox ConnectX-6 Lx 10/25GbE SFP28 2-Port PCIe Ethernet Adapter | 409
7D2GCTO1WW | BE5E | VMware ESXi 7.0 U1 (Factory Installed) | 0
7D2GCTO1WW | BFYB | Operating mode selection for: "Maximum Performance Mode" | 0
7D2GCTO1WW | BFYC | Operating mode selection for: "Minimal Power Mode" | 0
7D2GCTO1WW | BFYD | Operating mode selection for: "Efficiency Favoring Power Savings Mode" | 0
7D2GCTO1WW | BFYE | Operating mode selection for: "Efficiency - Favoring Performance Mode" | 0
7D2GCTO1WW | BFZZ | ThinkSystem 2.5" Nytro 3732 800GB Performance SAS 12Gb Hot Swap SSD SED | 1669
7D2GCTO1WW | BG04 | ThinkSystem 2.5" Nytro 3732 3.2TB Performance SAS 12Gb Hot Swap SSD | 6259
7D2GCTO1WW | BG05 | ThinkSystem 2.5" Nytro 3732 1.6TB Performance SAS 12Gb Hot Swap SSD | 3259
7D2GCTO1WW | BG06 | ThinkSystem 2.5" Nytro 3732 800GB Performance SAS 12Gb Hot Swap SSD | 1669
7D2GCTO1WW | BG07 | ThinkSystem 2.5" Nytro 3732 400GB Performance SAS 12Gb Hot Swap SSD | 1029
7D2GCTO1WW | BHSR | VMware ESXi 7.0 U2 (Factory Installed) | 0
7D2GCTOLWW | 64 | QLogic 10Gb SFP+ SR Optical Transceiver | 909
7D2GCTOLWW | 69 | Brocade 10Gb SFP+ SR Optical Transceiver | 909
7D2GCTOLWW | 747 | UID Asset Tag Label | 20
7D2GCTOLWW | 2302 | RAID Configuration | 149
7D2GCTOLWW | 2306 | Integration >1U Component | 125
7D2GCTOLWW | 2321 | Custom MFG SVCS Fee - Small Increment | 3
7D2GCTOLWW | 2400 | Primary Array 12 HDDs | 0
7D2GCTOLWW | 2401 | Primary Array 13 HDDs | 0
7D2GCTOLWW | 2402 | Primary Array 14 HDDs | 0
7D2GCTOLWW | 2403 | Primary Array 15 HDDs | 0
7D2GCTOLWW | 2404 | Primary Array 16 HDDs | 0
7D2GCTOLWW | 2405 | Secondary Array 9 HDDs | 0
7D2GCTOLWW | 2406 | Secondary Array 10 HDDs | 0
7D2GCTOLWW | 2407 | Secondary Array 11 HDDs | 0
7D2GCTOLWW | 2408 | Secondary Array 12 HDDs | 0
7D2GCTOLWW | 2409 | Secondary Array 13 HDDs | 0
7D2GCTOLWW | 2410 | Secondary Array 14 HDDs | 0
7D2GCTOLWW | 3271 | No RAID - Secondary Array set up by customer | 0
7D2GCTOLWW | 5053 | SFP+ SR Transceiver | 699
7D2GCTOLWW | 5340 | Serial Conversion Option (SCO) | 249
7D2GCTOLWW | 5341 | Virtual Media Conversion Option Gen2 (VCO2) | 129
7D2GCTOLWW | 5977 | Select Storage devices - no configured RAID required | 0
7D2GCTOLWW | 5978 | Select Storage devices - configured RAID | 0
7D2GCTOLWW | 6201 | 1.5m, 10A/100-250V, C13 to IEC 320-C14 Rack Power Cable | 19
7D2GCTOLWW | 6204 | 2.8m, 10A/100-250V, C13 to IEC 320-C20 Rack Power Cable | 19
7D2GCTOLWW | 6263 | 4.3m, 10A/100-250V, C13 to IEC 320-C14 Rack Power Cable | 19
7D2GCTOLWW | 6311 | 2.8m, 10A/100-250V, C13 to IEC 320-C14 Rack Power Cable | 9
7D2GCTOLWW | 6313 | 2.8m, 10A/120V, C13 to NEMA 5-15P (US) Line Cord | 19
7D2GCTOLWW | 6370 | 4.3m, 10A/125V, C13 to NEMA 5-15P (US) Line Cord | 10
7D2GCTOLWW | 6373 | 4.3m, 10A/250V, C13 to NEMA 6-15P (US) Line Cord | 15
7D2GCTOLWW | 6400 | 2.8m, 13A/100-250V, C13 to C14 Jumper Cord | 9
7D2GCTOLWW | 6401 | 2.8m, 13A/120V, C13 to NEMA 5-15P (US) Line Cord | 29
7D2GCTOLWW | 6570 | 2.0m, 13A/100-250V, C13 to C14 Jumper Cord | 19
7D2GCTOLWW | 6583 | 4.3m, 13A/100-250V, C13 to C14 Rack Power Cable | 19
7D2GCTOLWW | 7008 | Primary Array 2 HDDs | 0
7D2GCTOLWW | 7009 | Primary Array 3 HDDs | 0
7D2GCTOLWW | 7010 | Primary Array 4 HDDs | 0
7D2GCTOLWW | 7011 | Primary Array 5 HDDs | 0
7D2GCTOLWW | 7012 | Primary Array 6 HDDs | 0
7D2GCTOLWW | 7013 | Primary Array 7 HDDs | 0
7D2GCTOLWW | 7014 | Primary Array 8 HDDs | 0
7D2GCTOLWW | 7015 | Secondary Array 2 HDDs | 0
7D2GCTOLWW | 7016 | Secondary Array 3 HDDs | 0
7D2GCTOLWW | 7017 | Secondary Array 4 HDDs | 0
7D2GCTOLWW | 7057 | Secondary Array 5 HDDs | 0
7D2GCTOLWW | 7058 | Secondary Array 6 HDDs | 0
7D2GCTOLWW | 7059 | Secondary Array 7 HDDs | 0
7D2GCTOLWW | 7060 | Secondary Array 8 HDDs | 0
7D2GCTOLWW | 7664 | Primary Array 9 HDDs | 0
7D2GCTOLWW | 7831 | Customer Solution Center Services | 0
7D2GCTOLWW | 8034 | LeSI Solution Component | 0
7D2GCTOLWW | 8072 | General Racking Solution | 0
7D2GCTOLWW | 8086 | No Publications Selected | 0
7D2GCTOLWW | 8971 | Integrate in manufacturing | 0
7D2GCTOLWW | 8972 | Ship Uninstalled (Safety) | 0
7D2GCTOLWW | 9013 | Hot Spare | 0
7D2GCTOLWW | 9016 | Memory Sparing | 0
7D2GCTOLWW | 9017 | Enable Memory Mirroring | 0
7D2GCTOLWW | 9714 | Primary Array 10 HDDs | 0
7D2GCTOLWW | 9715 | Primary Array 11 HDDs | 0
7D2GCTOLWW | A102 | Advanced Grouping | 0
7D2GCTOLWW | A103 | System x Cluster Upgrade | 0
7D2GCTOLWW | A193 | Integrated Solutions | 0
7D2GCTOLWW | A1DP | 1m QSFP to QSFP+ Cable | 269
7D2GCTOLWW | A1DQ | 3m QSFP+ to QSFP+ Cable | 329
7D2GCTOLWW | A1PH | 1m Passive DAC SFP+ Cable | 69
7D2GCTOLWW | A1PJ | 3m Passive DAC SFP+ Cable | 89
7D2GCTOLWW | A1PK | 5m Passive DAC SFP+ Cable | 159
7D2GCTOLWW | A1RF | 2.8m, 10A/250V, C13 to NEMA 6-15P Line Cord | 15
7D2GCTOLWW | A2K6 | Primary Array - RAID 0 | 0
7D2GCTOLWW | A2K7 | Primary Array - RAID 1 | 0
7D2GCTOLWW | A2K9 | Primary Array - RAID 5 | 0
7D2GCTOLWW | A2KA | Primary Array - RAID 6 | 0
7D2GCTOLWW | A2KB | Primary Array - RAID 10 | 0
7D2GCTOLWW | A2KF | Secondary Array - RAID 0 | 0
7D2GCTOLWW | A2KG | Secondary Array - RAID 1 | 0
7D2GCTOLWW | A2KJ | Secondary Array - RAID 5 | 0
7D2GCTOLWW | A2KK | Secondary Array - RAID 6 | 0
7D2GCTOLWW | A2KL | Secondary Array - RAID 10 | 0
7D2GCTOLWW | A3RG | 0.5m Passive DAC SFP+ Cable | 79
7D2GCTOLWW | A3RH | 7m Passive DAC SFP+ Cable | 179
7D2GCTOLWW | A4VP | 1.0m, 10A/100-250V, C13 to IEC 320-C14 Rack Power Cable | 19
7D2GCTOLWW | A51N | 1.5m Passive DAC SFP+ Cable | 89
7D2GCTOLWW | A51P | 2m Passive DAC SFP+ Cable | 89
7D2GCTOLWW | A5DL | SFP 1000Base-T (RJ-45) Transceiver | 89
7D2GCTOLWW | A5U1 | SKLM for System x w/SEDs - FoD per Install w/1Yr S&S | 199
7D2GCTOLWW | ARZB | 0.75m Mellanox QSFP Passive DAC Cable | 149
7D2GCTOLWW | ARZC | 1m Mellanox QSFP Passive DAC Cable | 159
7D2GCTOLWW | ARZD | 1.25m Mellanox QSFP Passive DAC Cable | 169
7D2GCTOLWW | ARZE | 1.5m Mellanox QSFP Passive DAC Cable | 169
7D2GCTOLWW | ARZF | 3m Mellanox QSFP Passive DAC Cable | 189
7D2GCTOLWW | AS6C | SKLM for System x w/SEDs - FoD per Install w/3Yr S&S | 299
7D2GCTOLWW | ASQT | 0.5m Mellanox EDR IB Passive Copper QSFP28 Cable | 229
7D2GCTOLWW | ASQU | 0.75m Mellanox EDR IB Passive Copper QSFP28 Cable | 249
7D2GCTOLWW | ASQV | 1m Mellanox EDR IB Passive Copper QSFP28 Cable | 249
7D2GCTOLWW | ASQW | 1.25m Mellanox EDR IB Passive Copper QSFP28 Cable | 289
7D2GCTOLWW | ASQX | 1.5m Mellanox EDR IB Passive Copper QSFP28 Cable | 289
7D2GCTOLWW | ASQY | 2m Mellanox EDR IB Passive Copper QSFP28 Cable | 289
7D2GCTOLWW | ASQZ | 5m Mellanox EDR IB Optical QSFP28 Cable | 1359
7D2GCTOLWW | ASR0 | 10m Mellanox EDR IB Optical QSFP28 Cable | 1419
7D2GCTOLWW | ASR1 | 15m Mellanox EDR IB Optical QSFP28 Cable | 1509
7D2GCTOLWW | ASR2 | 20m Mellanox EDR IB Optical QSFP28 Cable | 1569
7D2GCTOLWW | ASR3 | 30m Mellanox EDR IB Optical QSFP28 Cable | 1789
7D2GCTOLWW | ASR5 | Lenovo 0.5m LC-LC OM3 MMF Cable | 24
7D2GCTOLWW | ASR6 | Lenovo 1m LC-LC OM3 MMF Cable | 24
7D2GCTOLWW | ASR7 | Lenovo 3m LC-LC OM3 MMF Cable | 24
7D2GCTOLWW | ASR8 | Lenovo 5m LC-LC OM3 MMF Cable | 29
7D2GCTOLWW | ASR9 | Lenovo 10m LC-LC OM3 MMF Cable | 39
7D2GCTOLWW | ASRA | Lenovo 15m LC-LC OM3 MMF Cable | 45
7D2GCTOLWW | ASRB | Lenovo 25m LC-LC OM3 MMF Cable | 54
7D2GCTOLWW | ASRM | 3m Mellanox EDR IB Passive Copper QSFP28 Cable | 319
7D2GCTOLWW | ASRN | 3m Mellanox EDR IB Optical QSFP28 Cable | 1359
7D2GCTOLWW | ASRP | 50m Mellanox EDR IB Optical QSFP28 Cable | 2329
7D2GCTOLWW | AT2R | Lenovo 1m Active DAC SFP+ Cables | 129
7D2GCTOLWW | AT2S | Lenovo 3m Active DAC SFP+ Cables | 139
7D2GCTOLWW | AT2T | Lenovo 5m Active DAC SFP+ Cables | 159
7D2GCTOLWW | AT7S | Emulex VFA5.2 2x10 GbE SFP+ PCIe Adapter | 449
7D2GCTOLWW | AT7T | Emulex VFA5.2 2x10 GbE SFP+ Adapter and FCoE/iSCSI SW | 1319
7D2GCTOLWW | ATPX | Intel X550-T2 Dual Port 10GBase-T Adapter | 599
7D2GCTOLWW | ATRH | Intel X710-DA2 ML2 2x10GbE SFP+ Adapter | 499
7D2GCTOLWW | ATRN | Mellanox ConnectX-4 Lx 1x40GbE QSFP+ Adapter | 709
7D2GCTOLWW | ATRP | Mellanox ConnectX-4 2x100GbE/EDR IB QSFP28 VPI Adapter | 2059
7D2GCTOLWW | ATYX | Lenovo 1m SFP+ to SFP+ Active Optical Cable | 104
7D2GCTOLWW | ATYY | Lenovo 3m SFP+ to SFP+ Active Optical Cable | 99
7D2GCTOLWW | ATYZ | Lenovo 5m SFP+ to SFP+ Active Optical Cable | 114
7D2GCTOLWW | ATZ0 | Lenovo 7m SFP+ to SFP+ Active Optical Cable | 129
7D2GCTOLWW | ATZ1 | Lenovo 15m SFP+ to SFP+ Active Optical Cable | 169
7D2GCTOLWW | ATZ2 | Lenovo 20m SFP+ to SFP+ Active Optical Cable | 169
7D2GCTOLWW | ATZB | QLogic 16Gb Enhanced Gen5 FC Single-port HBA | 979
7D2GCTOLWW | ATZC | QLogic 16Gb Enhanced Gen5 FC Dual-port HBA | 1339
7D2GCTOLWW | ATZR | Mellanox ConnectX-4 Lx 10/25GbE SFP28 1-port ML2 Adapter | 479
7D2GCTOLWW | ATZU | Emulex 16Gb Gen6 FC Single-port HBA | 949
7D2GCTOLWW | ATZV | Emulex 16Gb Gen6 FC Dual-port HBA | 1309
7D2GCTOLWW | AU0A | Intel OPA 100 Series Single-port PCIe 3.0 x8 HFA | 599
7D2GCTOLWW | AU0B | Intel OPA 100 Series Single-port PCIe 3.0 x16 HFA | 1069
7D2GCTOLWW | AU7Z | Emulex VFA5.2 ML2 2x10 GbE SFP+ Adapter and FCoE/iSCSI SW | 399
7D2GCTOLWW | AUAJ | Mellanox ConnectX-4 Lx 10/25GbE SFP28 2-port PCIe Ethernet Adapter | 499
7D2GCTOLWW | AUK7 | TPM 2.0 and Secure Boot | 0
7D2GCTOLWW | AUKG | ThinkSystem 1Gb 2-port RJ45 LOM | 79
7D2GCTOLWW | AUKH | ThinkSystem 1Gb 4-port RJ45 LOM | 99
7D2GCTOLWW | AUKJ | ThinkSystem 10Gb 2-port SFP+ LOM | 169
7D2GCTOLWW | AUKK | ThinkSystem 10Gb 4-port SFP+ LOM | 209
7D2GCTOLWW | AUKL | ThinkSystem 10Gb 2-port Base-T LOM | 259
7D2GCTOLWW | AUKM | ThinkSystem 10Gb 4-port Base-T LOM | 439
7D2GCTOLWW | AUKN | ThinkSystem Emulex OCe14104B-NX PCIe 10Gb 4-Port SFP+ Ethernet Adapter | 539
7D2GCTOLWW | AUKP | ThinkSystem Broadcom 57416 10GBASE-T 2-Port PCIe Ethernet Adapter | 479
7D2GCTOLWW | AUKQ | ThinkSystem Broadcom NX-E ML2 10Gb 2-Port Base-T Ethernet Adapter | 529
7D2GCTOLWW | AUKR | ThinkSystem Mellanox ConnectX-3 Pro ML2 FDR 2-Port QSFP VPI Adapter | 1069
7D2GCTOLWW | AUKS | ThinkSystem Broadcom 57412 25GbE SFP28 1-Port PCIe Ethernet Adapter | 489
7D2GCTOLWW | AUKU | ThinkSystem Mellanox ConnectX-4 Lx 10/25GbE SFP28 2-Port ML2 Ethernet Adapter | 519
7D2GCTOLWW | AUKW | ThinkSystem Intel I350-T4 ML2 1Gb 4-Port RJ45 Ethernet Adapter | 169
7D2GCTOLWW | AUKX | ThinkSystem Intel X710-DA2 PCIe 10Gb 2-Port SFP+ Ethernet Adapter | 459
7D2GCTOLWW | AULV | ThinkSystem 2.5" 300GB 15K SAS 12Gb Hot Swap 512n HDD | 339
7D2GCTOLWW | AULW | ThinkSystem 2.5" 600GB 15K SAS 12Gb Hot Swap 512n HDD | 469
7D2GCTOLWW | AULX | ThinkSystem 2.5" 900GB 15K SAS 12Gb Hot Swap 512e HDD | 639
7D2GCTOLWW | AULY | ThinkSystem 2.5" 300GB 10K SAS 12Gb Hot Swap 512n HDD | 289
7D2GCTOLWW | AULZ | ThinkSystem 2.5" 600GB 10K SAS 12Gb Hot Swap 512n HDD | 319
7D2GCTOLWW | AUM0 | ThinkSystem 2.5" 900GB 10K SAS 12Gb Hot Swap 512n HDD | 389
7D2GCTOLWW | AUM1 | ThinkSystem 2.5" 1.2TB 10K SAS 12Gb Hot Swap 512n HDD | 389
7D2GCTOLWW | AUM2 | ThinkSystem 2.5" 1.8TB 10K SAS 12Gb Hot Swap 512e HDD | 589
7D2GCTOLWW | AUM4 | ThinkSystem 2.5" 300GB 10K SAS 12Gb Hot Swap 512n HDD SED | 339
7D2GCTOLWW | AUM5 | ThinkSystem 2.5" 600GB 10K SAS 12Gb Hot Swap 512n HDD SED | 635
7D2GCTOLWW | AUM6 | ThinkSystem 2.5" 1TB 7.2K SAS 12Gb Hot Swap 512n HDD | 469
7D2GCTOLWW | AUM7 | ThinkSystem 2.5" 2TB 7.2K SAS 12Gb Hot Swap 512n HDD | 839
7D2GCTOLWW | AUMJ | ThinkSystem U.2 Intel Optane P4800X 375GB Performance NVMe PCIe 3.0 x4 Hot Swap SSD | 3589
7D2GCTOLWW | AUMU | ThinkSystem M.2 Enablement Kit | 39
7D2GCTOLWW | AUMV | ThinkSystem M.2 with Mirroring Enablement Kit | 149
7D2GCTOLWW | AUMW | Front Operator Panel with LCD Display | 99
7D2GCTOLWW | AUMX | Front Operator Panel | 49
7D2GCTOLWW | AUNB | ThinkSystem 16GB TruDDR4 2666 MHz (1Rx4 1.2V) RDIMM | 289
7D2GCTOLWW | AUNC | ThinkSystem 16GB TruDDR4 2666 MHz (2Rx8 1.2V) RDIMM | 319
7D2GCTOLWW | AUND | ThinkSystem 32GB TruDDR4 2666 MHz (2Rx4 1.2V) RDIMM | 609
7D2GCTOLWW | AUNG | ThinkSystem RAID 530-8i PCIe 12Gb Adapter | 299
7D2GCTOLWW | AUNH | ThinkSystem RAID 730-8i 1GB Cache PCIe 12Gb Adapter | 599
7D2GCTOLWW | AUNJ | ThinkSystem RAID 930-8i 2GB Flash PCIe 12Gb Adapter | 1009
7D2GCTOLWW | AUNK | ThinkSystem RAID 930-16i 4GB Flash PCIe 12Gb Adapter | 1529
7D2GCTOLWW | AUNL | ThinkSystem 430-8i SAS/SATA 12Gb HBA | 299
7D2GCTOLWW | AUNM | ThinkSystem 430-16i SAS/SATA 12Gb HBA | 589
7D2GCTOLWW | AUNN | ThinkSystem 430-16e SAS/SATA 12Gb HBA | 609
7D2GCTOLWW | AUNP | FBU345 SuperCap | 135
7D2GCTOLWW | AUNQ | ThinkSystem RAID 930-8e 4GB Flash PCIe 12Gb Adapter | 1689
7D2GCTOLWW | AUNR | ThinkSystem 430-8e SAS/SATA 12Gb HBA | 299
7D2GCTOLWW | AUNS | ThinkSystem QLogic QLE2740 PCIe 32Gb 1-Port SFP+ Fibre Channel Adapter | 1739
7D2GCTOLWW | AUNU | ThinkSystem QLogic QLE2742 PCIe 32Gb 2-Port SFP+ Fibre Channel Adapter | 2609
7D2GCTOLWW | AUPX | ThinkSystem SR850 Front VGA Connector Upgrade Kit | 45
7D2GCTOLWW | AUQ0 | SR850/SR860 RAID 730/930-8i SAS/SATA Cable | 39
7D2GCTOLWW | AUQ1 | SR850/SR860 RAID 930-16i SAS/SATA Cable | 49
7D2GCTOLWW | AUQ2 | SR850/SR860 1610-4P NVMe Switch Card Cable | 69
7D2GCTOLWW | AUQ3 | SR850/SR860 Direct NVMe Cable | 99
7D2GCTOLWW | AUQ4 | SR850/SR860 Storage Backplane Power Cable | 15
7D2GCTOLWW | AUR4 | ThinkSystem 2U x8/x8/x8 PCIE FH Riser 1 | 45
7D2GCTOLWW | AUR5 | ThinkSystem 2U/Twr 2.5" AnyBay 8-Bay Backplane | 499
7D2GCTOLWW | AUR7 | ThinkSystem 2U x8/X8/x8ML2 PCIE FH Riser 1 | 69
7D2GCTOLWW | AURA | ThinkSystem 2U/Twr 2.5" SATA/SAS 8-Bay Backplane | 229
7D2GCTOLWW | AURB | ThinkSystem 2U x8 x16ML2 PCIE FH Riser 1 | 95
7D2GCTOLWW | AURD | ThinkSystem 2U left EIA Latch Standard | 15
7D2GCTOLWW | AURX | ThinkSystem 2U Security Bezel | 45
7D2GCTOLWW | AUSA | Lenovo ThinkSystem M3.5" Screw for EIA | 0
7D2GCTOLWW | AUUE | ThinkSystem 2.5" 1TB 7.2K SATA 6Gb Hot Swap 512n HDD | 469
7D2GCTOLWW | AUUJ | ThinkSystem 2.5" 2TB 7.2K SATA 6Gb Hot Swap 512e HDD | 849
7D2GCTOLWW | AUUL | ThinkSystem M.2 32GB SATA 6Gbps Non-Hot Swap SSD | 109
7D2GCTOLWW | AUUV | ThinkSystem M.2 128GB SATA 6Gbps Non-Hot Swap SSD | 159
7D2GCTOLWW | AUV2 | ThinkSystem 1610-4P NVMe Switch Adapter | 929
7D2GCTOLWW | AUVG | ThinkSystem Mellanox ConnectX-4 PCIe FDR 2-Port QSFP VPI Adapter | 1379
7D2GCTOLWW | AUZV | ThinkSystem Broadcom 5719 1GbE RJ45 4-Port PCIe Ethernet Adapter | 159
7D2GCTOLWW | AUZW | ThinkSystem I350-T4 PCIe 1Gb 4-Port RJ45 Ethernet Adapter | 379
7D2GCTOLWW | AUZX | ThinkSystem Broadcom 5720 1GbE RJ45 2-Port PCIe Ethernet Adapter | 129
7D2GCTOLWW | AUZY | ThinkSystem I350-T2 PCIe 1Gb 2-Port RJ45 Ethernet Adapter | 179
7D2GCTOLWW | AUZZ | ThinkSystem I350-F1 PCIe 1Gb 1-Port SFP Ethernet Adapter | 379
7D2GCTOLWW | AV1B | Lenovo 25GBase-SR SFP28 Transceiver | 449
7D2GCTOLWW | AV1D | Lenovo 100GBase-SR4 QSFP28 Transceiver | 1539
7D2GCTOLWW | AV1F | Lenovo 3m 25G SFP28 Active Optical Cable | 489
7D2GCTOLWW | AV1G | Lenovo 5m 25G SFP28 Active Optical Cable | 489
7D2GCTOLWW | AV1H | Lenovo 10m 25G SFP28 Active Optical Cable | 499
7D2GCTOLWW | AV1J | Lenovo 15m 25G SFP28 Active Optical Cable | 497
7D2GCTOLWW | AV1K | Lenovo 20m 25G SFP28 Active Optical Cable | 519
7D2GCTOLWW | AV1L | Lenovo 3m 100G QSFP28 Active Optical Cable | 1059
7D2GCTOLWW | AV1M | Lenovo 5m 100G QSFP28 Active Optical Cable | 1069
7D2GCTOLWW | AV1N | Lenovo 10m 100G QSFP28 Active Optical Cable | 1099
7D2GCTOLWW | AV1P | Lenovo 15m 100G QSFP28 Active Optical Cable | 1079
7D2GCTOLWW | AV1Q | Lenovo 20m 100G QSFP28 Active Optical Cable | 1179
7D2GCTOLWW | AV1R | Lenovo 3m 100G to 4x25G Breakout Active Optical Cable | 1949
7D2GCTOLWW | AV1S | Lenovo 5m 100G to 4x25G Breakout Active Optical Cable | 1975
7D2GCTOLWW | AV1T | Lenovo 10m 100G to 4x25G Breakout Active Optical Cable | 2035
7D2GCTOLWW | AV1U | Lenovo 15m 100G to 4x25G Breakout Active Optical Cable | 2095
7D2GCTOLWW | AV1V | Lenovo 20m 100G to 4x25G Breakout Active Optical Cable | 2149
7D2GCTOLWW | AV1W | Lenovo 1m Passive 25G SFP28 DAC Cable | 69
7D2GCTOLWW | AV1X | Lenovo 3m Passive 25G SFP28 DAC Cable | 79
7D2GCTOLWW | AV1Y | Lenovo 5m Passive 25G SFP28 DAC Cable | 159
7D2GCTOLWW | AV1Z | Lenovo 1m Passive 100G QSFP28 DAC Cable | 99
7D2GCTOLWW | AV20 | Lenovo 3m Passive 100G QSFP28 DAC Cable | 159
7D2GCTOLWW | AV21 | Lenovo 5m Passive 100G QSFP28 DAC Cable | 299
7D2GCTOLWW | AV22 | Lenovo 1m 100G QSFP28 to 4x25G SFP28 Breakout DAC Cable | 179
7D2GCTOLWW | AV23 | Lenovo 3m 100G QSFP28 to 4x25G SFP28 Breakout DAC Cable | 299
7D2GCTOLWW | AV24 | Lenovo 5m 100G QSFP28 to 4x25G SFP28 Breakout DAC Cable | 459
7D2GCTOLWW | AV25 | Lenovo 5m MPO-MPO OM4 MMF Cable | 114
7D2GCTOLWW | AV26 | Lenovo 7m MPO-MPO OM4 MMF Cable | 135
7D2GCTOLWW | AV27 | Lenovo 10m MPO-MPO OM4 MMF Cable | 159
7D2GCTOLWW | AV28 | Lenovo 15m MPO-MPO OM4 MMF Cable | 205
7D2GCTOLWW | AV29 | Lenovo 20m MPO-MPO OM4 MMF Cable | 259
7D2GCTOLWW | AV2A | Lenovo 30m MPO-MPO OM4 MMF Cable | 349
7D2GCTOLWW | AV2B | Lenovo 1m MPO to 4x LC Breakout OM4 MMF Cable | 149
7D2GCTOLWW | AV2C | Lenovo 3m MPO to 4x LC Breakout OM4 MMF Cable | 179
7D2GCTOLWW | AV2D | Lenovo 5m MPO to 4x LC Breakout OM4 MMF Cable | 239
7D2GCTOLWW | AVUU | ThinkSystem XClarity Controller Advanced to Enterprise Upgrade | 50
7D2GCTOLWW | AVV8 | ThinkSystem External USB DVD-RW Optical Disk Drive | 79
7D2GCTOLWW | AX8A | 4.3m, 13A/120V, C13 to NEMA 5-15P (US) Line Cord | 19
7D2GCTOLWW | AXCA | ThinkSystem Toolless Slide Rail | 99
7D2GCTOLWW | AXCH | ThinkSystem Toolless Slide Rail Kit with 2U CMA | 149
7D2GCTOLWW | AXDW | Front Panel with USB 3.0 Media Bay | 45
7D2GCTOLWW | AXDX | USB 2.0 Front Panel | 30
7D2GCTOLWW | AXFM | ThinkSystem Toolless Friction Rail | 69
7D2GCTOLWW | AXFN | ThinkSystem Screw-in Slide Rail | 129
7D2GCTOLWW | B0ML | Feature Enable TPM on MB | 0
7D2GCTOLWW | B0N4 | 2.0m, 10A/100-250V, C13 to IEC 320-C14 Rack Power Cable | 29
7D2GCTOLWW | B0N5 | 1.0m, 13A/100-250V, C13 to C14 Jumper Cord | 25
7D2GCTOLWW | B0N6 | 1.5m, 13A/100-250V, C13 to C14 Jumper Cord | 29
7D2GCTOLWW | B0RJ | 10GBASE-LR SFP+Transceiver | 350
7D2GCTOLWW | B0TD | ThinkSystem Screw-in Slide Rail Kit with 2U CMA | 149
7D2GCTOLWW | B0WY | ThinkSystem Intel XXV710-DA2 10/25GbE SFP28 2-Port PCIe Ethernet Adapter | 529
7D2GCTOLWW | B0YS | ThinkSystem 2.5" 2.4TB 10K SAS 12Gb Hot Swap 512e HDD | 629
7D2GCTOLWW | B0YX | ThinkSystem 2.5" 1.2TB 10K SAS 12Gb Hot Swap 512n HDD SED | 749
7D2GCTOLWW | B0Z0 | ThinkSystem 2.5" Intel S4500 960GB Entry SATA 6Gb Hot Swap SSD | 1219
7D2GCTOLWW | B21R | ThinkSystem QLogic QL41262 10/25GbE SFP28 2-Port PCIe Ethernet Adapter | 409
7D2GCTOLWW | B21W | ThinkSystem U.2 Toshiba CM5-V 800GB Mainstream NVMe PCIe 3.0 x4 Hot Swap SSD | 859
7D2GCTOLWW | B21X | ThinkSystem U.2 Toshiba CM5-V 1.6TB Mainstream NVMe PCIe 3.0 x4 Hot Swap SSD | 3449
7D2GCTOLWW | B21Y | ThinkSystem U.2 Toshiba CM5-V 3.2TB Mainstream NVMe PCIe 3.0 x4 Hot Swap SSD | 6999
7D2GCTOLWW | B22J | 5m Intel OPA 100 Series Active Optical QSFP28 Low Power Cable | 809
7D2GCTOLWW | B22K | 10m Intel OPA 100 Series Active Optical QSFP28 Low Power Cable | 829
7D2GCTOLWW | B22L | 15m Intel OPA 100 Series Active Optical QSFP28 Low Power Cable | 839
7D2GCTOLWW | B22M | 20m Intel OPA 100 Series Active Optical QSFP28 Low Power Cable | 849
7D2GCTOLWW | B2UZ | Lenovo 1m 100G QSFP28 Active Optical Cable | 949
7D2GCTOLWW | B2X4 | ThinkSystem 2.5" 5200 1.92TB Entry SATA 6Gb Hot Swap SSD | 899
7D2GCTOLWW | B2X6 | ThinkSystem 2.5" 5200 7.68TB Entry SATA 6Gb Hot Swap SSD | 4999
7D2GCTOLWW | B2XJ | ThinkSystem U.2 Toshiba CM5-V 6.4TB Mainstream NVMe PCIe 3.0 x4 Hot Swap SSD | 12829
7D2GCTOLWW | B2ZJ | ThinkSystem U.2 Intel Optane P4800X 750GB Performance NVMe PCIe 3.0 x4 Hot Swap SSD | 7169
7D2GCTOLWW | B306 | Mellanox QSA 100G to 25G Cable Adapter | 149
7D2GCTOLWW | B30W | Custom MFG SVCS Fee - Medium Increment | 30
7D2GCTOLWW | B30X | Custom MFG SVCS Fee - Large Increment | 300
7D2GCTOLWW | B31C | ThinkSystem Mellanox ConnectX-5 Ex 25/40GbE 2-port Low-Latency Adapter | 1979
7D2GCTOLWW | B31E | ThinkSystem RAID 930-16i 8GB Flash PCIe 12Gb Adapter | 2389
7D2GCTOLWW | B31G | ThinkSystem QLogic QL41134 PCIe 10Gb 4-Port Base-T Ethernet Adapter | 799
7D2GCTOLWW | B34H | ThinkSystem 2.5" PM883 240GB Entry SATA 6Gb Hot Swap SSD | 219
7D2GCTOLWW | B34J | ThinkSystem 2.5" PM883 480GB Entry SATA 6Gb Hot Swap SSD | 279
7D2GCTOLWW | B34K | ThinkSystem 2.5" PM883 960GB Entry SATA 6Gb Hot Swap SSD | 449
7D2GCTOLWW | B34L | ThinkSystem 2.5" PM883 1.92TB Entry SATA 6Gb Hot Swap SSD | 889
7D2GCTOLWW | B34M | ThinkSystem 2.5" PM883 3.84TB Entry SATA 6Gb Hot Swap SSD | 1739
7D2GCTOLWW | B34N | ThinkSystem U.2 PM983 1.92TB Entry NVMe PCIe 3.0 x4 Hot Swap SSD | 939
7D2GCTOLWW | B34P | ThinkSystem U.2 PM983 3.84TB Entry NVMe PCIe 3.0 x4 Hot Swap SSD | 1839
7D2GCTOLWW | B3VW | VMware ESXi 6.5 U2 (Factory Installed) | 0
7D2GCTOLWW | B488 | ThinkSystem 2.5" 5200 240GB Mainstream SATA 6Gb Hot Swap SSD | 469
7D2GCTOLWW | B48B | ThinkSystem 2.5" 5200 1.92TB Mainstream SATA 6Gb Hot Swap SSD | 2129
7D2GCTOLWW | B48C | ThinkSystem 2.5" 5200 3.84TB Mainstream SATA 6Gb Hot Swap SSD | 4869
7D2GCTOLWW | B498 | ThinkSystem 2.5" Intel S4510 240GB Entry SATA 6Gb Hot Swap SSD | 149
7D2GCTOLWW | B499 | ThinkSystem 2.5" Intel S4510 480GB Entry SATA 6Gb Hot Swap SSD | 309
7D2GCTOLWW | B49A | ThinkSystem 2.5" Intel S4510 960GB Entry SATA 6Gb Hot Swap SSD | 529
7D2GCTOLWW | B49B | ThinkSystem 2.5" Intel S4510 1.92TB Entry SATA 6Gb Hot Swap SSD | 1049
7D2GCTOLWW | B49C | ThinkSystem 2.5" Intel S4510 3.84TB Entry SATA 6Gb Hot Swap SSD | 1979
7D2GCTOLWW | B49L | ThinkSystem 2.5" Intel S4610 240GB Mainstream SATA 6Gb Hot Swap SSD | 399
7D2GCTOLWW | B49M | ThinkSystem 2.5" Intel S4610 480GB Mainstream SATA 6Gb Hot Swap SSD | 479
7D2GCTOLWW | B49N | ThinkSystem 2.5" Intel S4610 960GB Mainstream SATA 6Gb Hot Swap SSD | 699
7D2GCTOLWW | B49P | ThinkSystem 2.5" Intel S4610 1.92TB Mainstream SATA 6Gb Hot Swap SSD | 1289
7D2GCTOLWW | B49Q | ThinkSystem 2.5" Intel S4610 3.84TB Mainstream SATA 6Gb Hot Swap SSD | 2499
7D2GCTOLWW | B4A2 | ThinkSystem 2.5" PM1645 3.2TB Mainstream SAS 12Gb Hot Swap SSD | 2579
7D2GCTOLWW | B4A7 | ThinkSystem 2.5" PM1643 3.84TB Capacity SAS 12Gb Hot Swap SSD | 2579
7D2GCTOLWW | B4D2 | ThinkSystem 2.5" PM883 7.68TB Entry SATA 6Gb Hot Swap SSD | 3379
7D2GCTOLWW | B4D3 | ThinkSystem U.2 PM983 7.68TB Entry NVMe PCIe3.0 x4 Hot Swap SSD | 4999
7D2GCTOLWW | B4H1 | ThinkSystem 8GB TruDDR4 2933MHz (1Rx8 1.2V) RDIMM | 219
7D2GCTOLWW | B4H2 | ThinkSystem 16GB TruDDR4 2933MHz (2Rx8 1.2V) RDIMM | 319
7D2GCTOLWW | B4H3 | ThinkSystem 32GB TruDDR4 2933MHz (2Rx4 1.2V) RDIMM | 619
7D2GCTOLWW | B4H4 | ThinkSystem 64GB TruDDR4 2933MHz (2Rx4 1.2V) RDIMM | 1279
7D2GCTOLWW | B4H7 | Intel Xeon Platinum 8280 28C 205W 2.7GHz Processor | 18089
7D2GCTOLWW | B4H8 | Intel Xeon Platinum 8276 28C 165W 2.2GHz Processor | 15099
7D2GCTOLWW | B4H9 | Intel Xeon Platinum 8270 26C 205W 2.7GHz Processor | 12739
7D2GCTOLWW | B4HA | Intel Xeon Platinum 8268 24C 205W 2.9GHz Processor | 10929
7D2GCTOLWW | B4HB | Intel Xeon Platinum 8260 24C 165W 2.4GHz Processor | 8159
7D2GCTOLWW | B4HC | Intel Xeon Gold 6252 24C 150W 2.1GHz Processor | 5909
7D2GCTOLWW | B4HD | Intel Xeon Gold 6254 18C 200W 3.1GHz Processor | 6065
7D2GCTOLWW | B4HE | Intel Xeon Gold 6248 20C 150W 2.5GHz Processor | 5049
7D2GCTOLWW | B4HF | Intel Xeon Gold 6244 8C 150W 3.6GHz Processor | 4699
7D2GCTOLWW | B4HG | Intel Xeon Gold 6242 16C 150W 2.8GHz Processor | 4419
7D2GCTOLWW | B4HH | Intel Xeon Gold 6240 18C 150W 2.6GHz Processor | 3819
7D2GCTOLWW | B4HJ | Intel Xeon Gold 6230 20C 125W 2.1GHz Processor | 3099
7D2GCTOLWW | B4HK | Intel Xeon Gold 5220 18C 125W 2.2GHz Processor | 2599
7D2GCTOLWW | B4HL | Intel Xeon Gold 5218 16C 125W 2.3GHz Processor | 2019
7D2GCTOLWW | B4HM | Intel Xeon Gold 5217 8C 115W 3.0GHz Processor | 2659
7D2GCTOLWW | B4HN | Intel Xeon Gold 5215 10C 85W 2.5GHz Processor | 2019
7D2GCTOLWW | B4LV | ThinkSystem 128GB TruDDR4 2666MHz (1.2V) Intel Optane DC Persistent Memory | 1089
7D2GCTOLWW | B4LW | ThinkSystem 256GB TruDDR4 2666MHz (1.2V) Intel Optane DC Persistent Memory | 4689
7D2GCTOLWW | B4LX | ThinkSystem 512GB TruDDR4 2666MHz (1.2V) Intel Optane DC Persistent Memory | 18319
7D2GCTOLWW | B4LY | ThinkSystem 16GB TruDDR4 2933 MHz (1Rx4 1.2V) RDIMM | 289
7D2GCTOLWW | B4NU | Intel Xeon Platinum 8260Y 24/20/16C 165W 2.4GHz Processor | 9799
7D2GCTOLWW | B4NV | Intel Xeon Gold 6240Y 18/14/8C 150W 2.6GHz Processor | 5345
7D2GCTOLWW | B4P2 | Intel Xeon Gold 6238T 22C 125W 1.9GHz Processor | 4349
7D2GCTOLWW | B4P3 | Intel Xeon Gold 5218T 16C 105W 2.1GHz Processor | 2399
7D2GCTOLWW | B4P5 | Intel Xeon Platinum 8280L 28C 205W 2.7GHz Processor | 29099
7D2GCTOLWW | B4P6 | Intel Xeon Platinum 8276L 28C 165W 2.2GHz Processor | 26689
7D2GCTOLWW | B4P7 | Intel Xeon Platinum 8260L 24C 165W 2.4GHz Processor | 19249
7D2GCTOLWW | B4P9 | Intel Xeon Gold 5215L 10C 85W 2.5GHz Processor | 17019
7D2GCTOLWW | B4PC | ThinkSystem 2U 2.5" NVMe 8-Bay Backplane | 249
7D2GCTOLWW | B4QQ | 0.5m Mellanox HDR IB Passive Copper QSFP56 Cable | 299
7D2GCTOLWW | B4QR | 1m Mellanox HDR IB Passive Copper QSFP56 Cable | 399
7D2GCTOLWW | B4QS | 1.5m Mellanox HDR IB Passive Copper QSFP56 Cable | 449
7D2GCTOLWW | B4QT | 2m Mellanox HDR IB Passive Copper QSFP56 Cable | 499
7D2GCTOLWW | B4R1 | 1m Mellanox HDR IB to 2x HDR100 Splitter Passive Copper QSFP56 Cable | 399
7D2GCTOLWW | B4R2 | 1.5m Mellanox HDR IB to 2x HDR100 Splitter Passive Copper QSFP56 Cable | 449
7D2GCTOLWW | B4R4 | 3m Mellanox HDR IB to 2x HDR100 Splitter Optical QSFP56 Cable | 2799
7D2GCTOLWW | B4R5 | 5m Mellanox HDR IB to 2x HDR100 Splitter Optical QSFP56 Cable | 2899
7D2GCTOLWW | B4R6 | 10m Mellanox HDR IB to 2x HDR100 Splitter Optical QSFP56 Cable | 2999
7D2GCTOLWW | B4R7 | 15m Mellanox HDR IB to 2x HDR100 Splitter Optical QSFP56 Cable | 3199
7D2GCTOLWW | B4R8 | 20m Mellanox HDR IB to 2x HDR100 Splitter Optical QSFP56 Cable | 3299
7D2GCTOLWW | B4R9 | ThinkSystem Mellanox ConnectX-6 HDR100/100GbE QSFP56 1-port PCIe VPI Adapter | 1779
7D2GCTOLWW | B4RA | ThinkSystem Mellanox ConnectX-6 HDR100/100GbE QSFP56 2-port PCIe VPI Adapter | 2099
7D2GCTOLWW | B4RQ | ThinkSystem RAID 730-8i 2GB Flash PCIe 12Gb Adapter | 879
7D2GCTOLWW | B4X6 | SuperCap for Raid 730-8i 2GB | 149
7D2GCTOLWW | B4XA | VMware ESXi 6.7 U1 (Factory Installed) | 0
7D2GCTOLWW | B4Y4 | ThinkSystem 2.5" SS530 400GB Performance SAS 12Gb Hot Swap SSD | 1479
7D2GCTOLWW | B4Y5 | ThinkSystem 2.5" SS530 800GB Performance SAS 12Gb Hot Swap SSD | 2299
7D2GCTOLWW | B4Y7 | ThinkSystem 2.5" SS530 3.2TB Performance SAS 12Gb Hot Swap SSD | 7859
7D2GCTOLWW | B528 | Intel Optane DC Persistent Memory - Memory Mode only | 0
7D2GCTOLWW | B529 | Intel Optane DC Persistent Memory - App Direct Mode only | 0
7D2GCTOLWW | B52A | Intel Optane DC Persistent Memory - Mixed Memory Mode | 0
7D2GCTOLWW | B587 | ThinkSystem 128GB TruDDR4 2933MHz (4Rx4 1.2V) 3DS RDIMM | 3399
7D2GCTOLWW | B58F | ThinkSystem U.2 Intel P4510 1.0TB Entry NVMe PCIe3.0 x4 Hot Swap SSD | 539
7D2GCTOLWW | B58G | ThinkSystem U.2 Intel P4510 2.0TB Entry NVMe PCIe3.0 x4 Hot Swap SSD | 1459
7D2GCTOLWW | B5N6 | ThinkSystem 16GB TruDDR4 Performance+ 2933MHz (2Rx8 1.2V) RDIMM | 729
7D2GCTOLWW | B5N7 | ThinkSystem 32GB TruDDR4 Performance+ 2933MHz (2Rx4 1.2V) RDIMM | 1379
7D2GCTOLWW | B5N8 | ThinkSystem 64GB TruDDR4 Performance+ 2933MHz (2Rx4 1.2V) RDIMM | 2879
7D2GCTOLWW | B5N9 | ThinkSystem 128GB TruDDR4 Performance+ 2933MHz (4Rx4 1.2V) 3DS RDIMM | 5499
7D2GCTOLWW | B5RY | Intel Xeon Gold 6230N 20C 125W 2.3GHz Processor | 3239
7D2GCTOLWW | B5RZ | Intel Xeon Platinum 8253 16C 125W 2.2GHz Processor | 5299
7D2GCTOLWW | B5S1 | Intel Xeon Gold 5222 4C 105W 3.8GHz Processor | 1999
7D2GCTOLWW | B5S2 | Intel Xeon Platinum 8256 4C 105W 3.8GHz Processor | 12099
7D2GCTOLWW | B5SX | ThinkSystem Emulex LPe35000 32Gb 1-port PCIe Fibre Channel Adapter | 1739
7D2GCTOLWW | B5SY | ThinkSystem Emulex LPe35002 32Gb 2-port PCIe Fibre Channel Adapter | 2599
7D2GCTOLWW | B5T0 | ThinkSystem Broadcom 57414 10/25GbE SFP28 2-port PCIe Ethernet Adapter | 389
7D2GCTOLWW | B68K | 30m Mellanox HDR IB to 2x HDR100 Splitter Optical QSFP56 Cable | 3499
7D2GCTOLWW | B68L | 2m Mellanox HDR IB to 2x HDR100 Splitter Passive Copper QSFP56 Cable | 499
7D2GCTOLWW | B6BS | Intel Xeon Gold 5218B 16C 125W 2.3GHz Processor | 2019
7D2GCTOLWW | B6CJ | Intel Xeon Gold 6238 22C 140W 2.1GHz Processor | 4799
7D2GCTOLWW | B6CK | Intel Xeon Gold 6234 8C 130W 3.3GHz Processor | 3999
7D2GCTOLWW | B6CL | Intel Xeon Gold 6226 12C 125W 2.7GHz Processor | 3299
7D2GCTOLWW | B6CP | Intel Xeon Gold 6230T 20C 125W 2.1GHz Processor | 3599
7D2GCTOLWW | B6CQ | Intel Xeon Gold 5220T 18C 105W 1.9GHz Processor | 3199
7D2GCTOLWW | B6CR | Intel Xeon Gold 6238L 22C 140W 2.1GHz Processor | 14599
7D2GCTOLWW | B6CS | Intel Xeon Gold 6240L 18C 150W 2.6GHz Processor | 14299
7D2GCTOLWW | B6CT | Intel Xeon Gold 6252N 24C 150W 2.3GHz Processor | 7699
7D2GCTOLWW | B6CU | Intel Xeon Gold 6262V 24C 135W 1.9GHz Processor | 5399
7D2GCTOLWW | B6CV | Intel Xeon Gold 6222V 20C 115W 1.8GHz Processor | 2999
7D2GCTOLWW | B6CW | Intel Xeon Gold 5220S 18C 125W 2.7GHz Processor | 3699
7D2GCTOLWW | B6K5 | ThinkSystem 2.5" SS530 400GB Mainstream SAS 12Gb Hot Swap SSD SED | 1029
7D2GCTOLWW | B6PD | Intel Xeon Gold 6246 12C 165W 3.3GHz Processor | 5999
7D2GCTOLWW | B6U0 | VMware ESXi 6.5 U3 (factory installed) | 0
7D2GCTOLWW | B6U1 | VMware ESXi 6.7 U2 (factory installed) | 0
7D2GCTOLWW | B7EN | ThinkSystem SR850P 2U 4S Base | 449
7D2GCTOLWW | B7EP | ThinkSystem SR850P System Board | 1679
7D2GCTOLWW | B7EQ | ThinkSystem SR850P Processor and Memory Expansion Tray | 879
7D2GCTOLWW | B7ER | 1600W Platinum (230V) Power Supply | 369
7D2GCTOLWW | B7EW | ThinkSystem 2.5" 5210 1.92TB Entry SATA 6Gb Hot Swap QLC SSD | 759
7D2GCTOLWW | B7EX | ThinkSystem 2.5" 5210 3.84TB Entry SATA 6Gb Hot Swap QLC SSD | 1489
7D2GCTOLWW | B7EY | ThinkSystem 2.5" 5210 7.68TB Entry SATA 6Gb Hot Swap QLC SSD | 2779
7D2GCTOLWW | B88T | VMware ESXi 6.7 U3 (factory installed) | 0
7D2GCTOLWW | B8HP | ThinkSystem 2.5" 5300 960GB Entry SATA 6Gb Hot Swap SSD | 489
7D2GCTOLWW | B8HS | ThinkSystem M.2 5300 240GB SATA 6Gbps Non-Hot Swap SSD | 359
7D2GCTOLWW | B8HU | ThinkSystem 2.5" PM1645a 800GB Mainstream SAS 12Gb Hot Swap SSD | 819
7D2GCTOLWW | B8HV | ThinkSystem 2.5" 5300 240GB Entry SATA 6Gb Hot Swap SSD | 359
7D2GCTOLWW | B8HW | ThinkSystem HHHL PM1735 3.2TB Mainstream NVMe PCIe4.0 x8 Flash Adapter | 3179
7D2GCTOLWW | B8HY | ThinkSystem 2.5" 5300 480GB Mainstream SATA 6Gb Hot Swap SSD | 429
7D2GCTOLWW | B8J1 | ThinkSystem 2.5" 5300 240GB Mainstream SATA 6Gb Hot Swap SSD | 409
7D2GCTOLWW | B8J2 | ThinkSystem 2.5" 5300 7.68TB Entry SATA 6Gb Hot Swap SSD | 3649
7D2GCTOLWW | B8J4 | ThinkSystem 2.5" PM1645a 1.6TB Mainstream SAS 12Gb Hot Swap SSD | 1379
7D2GCTOLWW | B8J5 | ThinkSystem 2.5" 5300 1.92TB Entry SATA 6Gb Hot Swap SSD | 939
7D2GCTOLWW | B8J6 | ThinkSystem 2.5" 5300 960GB Mainstream SATA 6Gb Hot Swap SSD | 729
7D2GCTOLWW | B8J7 | ThinkSystem 2.5" 5300 3.84TB Mainstream SATA 6Gb Hot Swap SSD | 2179
7D2GCTOLWW | B8JA | ThinkSystem 2.5" PM1645a 6.4TB Mainstream SAS 12Gb Hot Swap SSD | 6049
7D2GCTOLWW | B8JD | ThinkSystem 2.5" PM1645a 3.2TB Mainstream SAS 12Gb Hot Swap SSD | 2579
7D2GCTOLWW | B8JE | ThinkSystem 2.5" 5300 1.92TB Mainstream SATA 6Gb Hot Swap SSD | 1279
7D2GCTOLWW | B8JH | ThinkSystem HHHL PM1735 1.6TB Mainstream NVMe PCIe4.0 x8 Flash Adapter | 1799
7D2GCTOLWW | B8JM | ThinkSystem 2.5" 5300 480GB Entry SATA 6Gb Hot Swap SSD | 309
7D2GCTOLWW | B8JP | ThinkSystem 2.5" 5300 3.84TB Entry SATA 6Gb Hot Swap SSD | 1789
7D2GCTOLWW | B8PP | ThinkSystem Mellanox ConnectX-6 Dx 100GbE QSFP56 2-port PCIe Ethernet Adapter | 1019
7D2GCTOLWW | B919 | ThinkSystem M.2 5300 480GB SATA 6Gbps Non-Hot Swap SSD | 369
7D2GCTOLWW | B91A | ThinkSystem 2.5" PM1643a 960GB Entry SAS 12Gb Hot Swap SSD | 819
7D2GCTOLWW | B91B | ThinkSystem 2.5" PM1643a 1.92TB Entry SAS 12Gb Hot Swap SSD | 1379
7D2GCTOLWW | B91C | ThinkSystem 2.5" PM1643a 3.84TB Entry SAS 12Gb Hot Swap SSD | 2579
7D2GCTOLWW | B91D | ThinkSystem 2.5" PM1643a 7.68TB Entry SAS 12Gb Hot Swap SSD | 5019
7D2GCTOLWW | B96M | ThinkSystem HHHL PM1735 6.4TB Mainstream NVMe PCIe4.0 x4 Flash Adapter | 5579
7D2GCTOLWW | B96P | ThinkSystem U.3 Kioxia CM6-V 6.4TB Mainstream NVMe PCIe4.0 x4 Hot Swap SSD | 6789
7D2GCTOLWW | B96T | ThinkSystem U.3 Kioxia CM6-V 3.2TB Mainstream NVMe PCIe4.0 x4 Hot Swap SSD | 3459
7D2GCTOLWW | B96Z | ThinkSystem U.3 Kioxia CM6-V 1.6TB Mainstream NVMe PCIe4.0 x4 Hot Swap SSD | 1919
7D2GCTOLWW | B9AC | ThinkSystem 2.5" 5210 960GB Entry SATA 6Gb Hot Swap QLC SSD | 419
7D2GCTOLWW | BAFX | 750W Platinum (230V/115V) Power Supply | 219
7D2GCTOLWW | BAFY | 1100W Platinum (230V/115V) Power Supply | 299
7D2GCTOLWW | BAFZ | 2000W Platinum (230V) Power Supply | 509
7D2GCTOLWW | BAVR | ThinkSystem SR850P x16/x8 PCIe FH Riser 1 Kit | 49
7D2GCTOLWW | BB0P | Intel Transparent Supply Chain. Lenovo has paired our industry leading supply chain with Intel's innovative Transparent Supply Chain program to add a layer of protection to your data center and bring peace of mind that the server hardware you bring into ... | 0
7D2GCTOLWW | BBZG | VMware ESXi 7.0 (Factory Installed) | 2
7D2GCTOLWW | BCFR | ThinkSystem U.2 Intel P5600 3.2TB Mainstream NVMe PCIe 4.0 x4 Hot Swap SSD | 3829
7D2GCTOLWW | BCFS | ThinkSystem U.2 Intel P5600 6.4TB Mainstream NVMe PCIe 4.0 x4 Hot Swap SSD | 7639
7D2GCTOLWW | BCFT | ThinkSystem U.2 Intel P5500 1.92TB Entry NVMe PCIe 4.0 x4 Hot Swap SSD | 1479
7D2GCTOLWW | BCFU | ThinkSystem U.2 Intel P5500 7.68TB Entry NVMe PCIe 4.0 x4 Hot Swap SSD | 5359
7D2GCTOLWW | BCFV | ThinkSystem U.2 Intel P5600 1.6TB Mainstream NVMe PCIe 4.0 x4 Hot Swap SSD | 1919
7D2GCTOLWW | BCFW | ThinkSystem U.2 Intel P5500 3.84TB Entry NVMe PCIe 4.0 x4 Hot Swap SSD | 2689
7D2GCTOLWW | BCTC | ThinkSystem 2.5" Multi Vendor 240GB Entry SATA 6Gb Hot Swap SSD | 219
7D2GCTOLWW | BCTD | ThinkSystem 2.5" Multi Vendor 480GB Entry SATA 6Gb Hot Swap SSD | 219
7D2GCTOLWW | BCTE | ThinkSystem 2.5" Multi Vendor 960GB Entry SATA 6Gb Hot Swap SSD | 659
7D2GCTOLWW | BCTF | ThinkSystem 2.5" Multi Vendor 1.92TB Entry SATA 6Gb Hot Swap SSD | 1289
7D2GCTOLWW | BCTG | ThinkSystem 2.5" Multi Vendor 3.84TB Entry SATA 6Gb Hot Swap SSD | 1259
7D2GCTOLWW | BE03 | ThinkSystem U.3 Kioxia CM6-V 800GB Mainstream NVMe PCIe 4.0 x4 Hot Swap SSD | 1439
7D2GCTOLWW | BE4U | ThinkSystem Mellanox ConnectX-6 Lx 10/25GbE SFP28 2-Port PCIe Ethernet Adapter | 409
7D2GCTOLWW | BE5E | VMware ESXi 7.0 U1 (Factory Installed) | 0
7D2GCTOLWW | BFYB | Operating mode selection for: "Maximum Performance Mode" | 0
7D2GCTOLWW | BFYC | Operating mode selection for: "Minimal Power Mode" | 0
7D2GCTOLWW | BFYD | Operating mode selection for: "Efficiency Favoring Power Savings Mode" | 0
7D2GCTOLWW | BFYE | Operating mode selection for: "Efficiency - Favoring Performance Mode" | 0
7D2GCTOLWW | BFZZ | ThinkSystem 2.5" Nytro 3732 800GB Performance SAS 12Gb Hot Swap SSD SED | 1669
7D2GCTOLWW | BG04 | ThinkSystem 2.5" Nytro 3732 3.2TB Performance SAS 12Gb Hot Swap SSD | 6259
7D2GCTOLWW | BG05 | ThinkSystem 2.5" Nytro 3732 1.6TB Performance SAS 12Gb Hot Swap SSD | 3259
7D2GCTOLWW | BG06 | ThinkSystem 2.5" Nytro 3732 800GB Performance SAS 12Gb Hot Swap SSD | 1669
7D2GCTOLWW | BG07 | ThinkSystem 2.5" Nytro 3732 400GB Performance SAS 12Gb Hot Swap SSD | 1029
7D2GCTOLWW | BHSR | VMware ESXi 7.0 U2 (Factory Installed) | 0
7D2HCTO2WW | 64 | QLogic 10Gb SFP+ SR Optical Transceiver | 909
7D2HCTO2WW | 69 | Brocade 10Gb SFP+ SR Optical Transceiver | 909
7D2HCTO2WW | 747 | UID Asset Tag Label | 20
7D2HCTO2WW | 2302 | RAID Configuration | 149
7D2HCTO2WW | 2306 | Integration >1U Component | 125
7D2HCTO2WW | 2321 | Custom MFG SVCS Fee - Small Increment | 3
7D2HCTO2WW | 2400 | Primary Array 12 HDDs | 0
7D2HCTO2WW | 2401 | Primary Array 13 HDDs | 0
7D2HCTO2WW | 2402 | Primary Array 14 HDDs | 0
7D2HCTO2WW | 2403 | Primary Array 15 HDDs | 0
7D2HCTO2WW | 2404 | Primary Array 16 HDDs | 0
7D2HCTO2WW | 2405 | Secondary Array 9 HDDs | 0
7D2HCTO2WW | 2406 | Secondary Array 10 HDDs | 0
7D2HCTO2WW | 2407 | Secondary Array 11 HDDs | 0
7D2HCTO2WW | 2408 | Secondary Array 12 HDDs | 0
7D2HCTO2WW | 2409 | Secondary Array 13 HDDs | 0
7D2HCTO2WW | 2410 | Secondary Array 14 HDDs | 0
7D2HCTO2WW | 3271 | No RAID - Secondary Array set up by customer | 0
7D2HCTO2WW | 5053 | SFP+ SR Transceiver | 699
7D2HCTO2WW | 5340 | Serial Conversion Option (SCO) | 249
7D2HCTO2WW | 5341 | Virtual Media Conversion Option Gen2 (VCO2) | 129
7D2HCTO2WW | 5977 | Select Storage devices - no configured RAID required | 0
7D2HCTO2WW | 5978 | Select Storage devices - configured RAID | 0
7D2HCTO2WW | 6201 | 1.5m, 10A/100-250V, C13 to IEC 320-C14 Rack Power Cable | 19
7D2HCTO2WW | 6204 | 2.8m, 10A/100-250V, C13 to IEC 320-C20 Rack Power Cable | 19
7D2HCTO2WW | 6263 | 4.3m, 10A/100-250V, C13 to IEC 320-C14 Rack Power Cable | 19
7D2HCTO2WW | 6311 | 2.8m, 10A/100-250V, C13 to IEC 320-C14 Rack Power Cable | 9
7D2HCTO2WW | 6313 | 2.8m, 10A/120V, C13 to NEMA 5-15P (US) Line Cord | 19
7D2HCTO2WW | 6370 | 4.3m, 10A/125V, C13 to NEMA 5-15P (US) Line Cord | 10
7D2HCTO2WW | 6373 | 4.3m, 10A/250V, C13 to NEMA 6-15P (US) Line Cord | 15
7D2HCTO2WW | 6400 | 2.8m, 13A/100-250V, C13 to C14 Jumper Cord | 9
7D2HCTO2WW | 6401 | 2.8m, 13A/120V, C13 to NEMA 5-15P (US) Line Cord | 29
7D2HCTO2WW | 6570 | 2.0m, 13A/100-250V, C13 to C14 Jumper Cord | 19
7D2HCTO2WW | 6583 | 4.3m, 13A/100-250V, C13 to C14 Rack Power Cable | 19
7D2HCTO2WW | 7008 | Primary Array 2 HDDs | 0
7D2HCTO2WW | 7009 | Primary Array 3 HDDs | 0
7D2HCTO2WW | 7010 | Primary Array 4 HDDs | 0
7D2HCTO2WW | 7011 | Primary Array 5 HDDs | 0
7D2HCTO2WW | 7012 | Primary Array 6 HDDs | 0
7D2HCTO2WW | 7013 | Primary Array 7 HDDs | 0
7D2HCTO2WW | 7014 | Primary Array 8 HDDs | 0
7D2HCTO2WW | 7015 | Secondary Array 2 HDDs | 0
7D2HCTO2WW | 7016 | Secondary Array 3 HDDs | 0
7D2HCTO2WW | 7017 | Secondary Array 4 HDDs | 0
7D2HCTO2WW | 7057 | Secondary Array 5 HDDs | 0
7D2HCTO2WW | 7058 | Secondary Array 6 HDDs | 0
7D2HCTO2WW | 7059 | Secondary Array 7 HDDs | 0
7D2HCTO2WW | 7060 | Secondary Array 8 HDDs | 0
7D2HCTO2WW | 7664 | Primary Array 9 HDDs | 0
7D2HCTO2WW | 7831 | Customer Solution Center Services | 0
7D2HCTO2WW | 7929 | e1350 Special Bid Solution Component | 0
7D2HCTO2WW | 8034 | LeSI Solution Component | 0
7D2HCTO2WW | 8072 | General Racking Solution | 0
7D2HCTO2WW | 8086 | No Publications Selected | 0
7D2HCTO2WW | 8971 | Integrate in manufacturing | 0
7D2HCTO2WW | 8972 | Ship Uninstalled (Safety) | 0
7D2HCTO2WW | 9013 | Hot Spare | 0
7D2HCTO2WW | 9016 | Memory Sparing | 0
7D2HCTO2WW | 9017 | Enable Memory Mirroring | 0
7D2HCTO2WW | 9714 | Primary Array 10 HDDs | 0
7D2HCTO2WW | 9715 | Primary Array 11 HDDs | 0
7D2HCTO2WW | A102 | Advanced Grouping | 0
7D2HCTO2WW | A103 | System x Cluster Upgrade | 0
7D2HCTO2WW | A193 | Integrated Solutions | 0
7D2HCTO2WW | A1DP | 1m QSFP to QSFP+ Cable | 269
7D2HCTO2WW | A1DQ | 3m QSFP+ to QSFP+ Cable | 329
7D2HCTO2WW | A1NN | High Performance Analytics Appliance | 0
7D2HCTO2WW | A1PH | 1m Passive DAC SFP+ Cable | 69
7D2HCTO2WW | A1PJ | 3m Passive DAC SFP+ Cable | 89
7D2HCTO2WW | A1PK | 5m Passive DAC SFP+ Cable | 159
7D2HCTO2WW | A1RF | 2.8m, 10A/250V, C13 to NEMA 6-15P Line Cord | 15
7D2HCTO2WW | A2K6 | Primary Array - RAID 0 | 0
7D2HCTO2WW | A2K7 | Primary Array - RAID 1 | 0
7D2HCTO2WW | A2K9 | Primary Array - RAID 5 | 0
7D2HCTO2WW | A2KA | Primary Array - RAID 6 | 0
7D2HCTO2WW | A2KB | Primary Array - RAID 10 | 0
7D2HCTO2WW | A2KF | Secondary Array - RAID 0 | 0
7D2HCTO2WW | A2KG | Secondary Array - RAID 1 | 0
7D2HCTO2WW | A2KJ | Secondary Array - RAID 5 | 0
7D2HCTO2WW | A2KK | Secondary Array - RAID 6 | 0
7D2HCTO2WW | A2KL | Secondary Array - RAID 10 | 0
7D2HCTO2WW | A3RG | 0.5m Passive DAC SFP+ Cable | 79
7D2HCTO2WW | A3RH | 7m Passive DAC SFP+ Cable | 179
7D2HCTO2WW | A4VP | 1.0m, 10A/100-250V, C13 to IEC 320-C14 Rack Power Cable | 19
7D2HCTO2WW | A51N | 1.5m Passive DAC SFP+ Cable | 89
7D2HCTO2WW | A51P | 2m Passive DAC SFP+ Cable | 89
7D2HCTO2WW | A5DL | SFP 1000Base-T (RJ-45) Transceiver | 89
7D2HCTO2WW | A5U1 | SKLM for System x w/SEDs - FoD per Install w/1Yr S&S | 199
7D2HCTO2WW | ARZB | 0.75m Mellanox QSFP Passive DAC Cable | 149
7D2HCTO2WW | ARZC | 1m Mellanox QSFP Passive DAC Cable | 159
7D2HCTO2WW | ARZD | 1.25m Mellanox QSFP Passive DAC Cable | 169
7D2HCTO2WW | ARZE | 1.5m Mellanox QSFP Passive DAC Cable | 169
7D2HCTO2WW | ARZF | 3m Mellanox QSFP Passive DAC Cable | 189
7D2HCTO2WW | AS6C | SKLM for System x w/SEDs - FoD per Install w/3Yr S&S | 299
7D2HCTO2WW | ASQT | 0.5m Mellanox EDR IB Passive Copper QSFP28 Cable | 229
7D2HCTO2WW | ASQU | 0.75m Mellanox EDR IB Passive Copper QSFP28 Cable | 249
7D2HCTO2WW | ASQV | 1m Mellanox EDR IB Passive Copper QSFP28 Cable | 249
7D2HCTO2WW | ASQW | 1.25m Mellanox EDR IB Passive Copper QSFP28 Cable | 289
7D2HCTO2WW | ASQX | 1.5m Mellanox EDR IB Passive Copper QSFP28 Cable | 289
7D2HCTO2WW | ASQY | 2m Mellanox EDR IB Passive Copper QSFP28 Cable | 289
7D2HCTO2WW | ASQZ | 5m Mellanox EDR IB Optical QSFP28 Cable | 1359
7D2HCTO2WW | ASR0 | 10m Mellanox EDR IB Optical QSFP28 Cable | 1419
7D2HCTO2WW | ASR1 | 15m Mellanox EDR IB Optical QSFP28 Cable | 1509
7D2HCTO2WW | ASR2 | 20m Mellanox EDR IB Optical QSFP28 Cable | 1569
7D2HCTO2WW | ASR3 | 30m Mellanox EDR IB Optical QSFP28 Cable | 1789
7D2HCTO2WW | ASR5 | Lenovo 0.5m LC-LC OM3 MMF Cable | 24
7D2HCTO2WW | ASR6 | Lenovo 1m LC-LC OM3 MMF Cable | 24
7D2HCTO2WW | ASR7 | Lenovo 3m LC-LC OM3 MMF Cable | 24
7D2HCTO2WW | ASR8 | Lenovo 5m LC-LC OM3 MMF Cable | 29
7D2HCTO2WW | ASR9 | Lenovo 10m LC-LC OM3 MMF Cable | 39
7D2HCTO2WW | ASRA | Lenovo 15m LC-LC OM3 MMF Cable | 45
7D2HCTO2WW | ASRB | Lenovo 25m LC-LC OM3 MMF Cable | 54
7D2HCTO2WW | ASRM | 3m Mellanox EDR IB Passive Copper QSFP28 Cable | 319
7D2HCTO2WW | ASRN | 3m Mellanox EDR IB Optical QSFP28 Cable | 1359
7D2HCTO2WW | ASRP | 50m Mellanox EDR IB Optical QSFP28 Cable | 2329
7D2HCTO2WW | AT2R | Lenovo 1m Active DAC SFP+ Cables | 129
7D2HCTO2WW | AT2S | Lenovo 3m Active DAC SFP+ Cables | 139
7D2HCTO2WW | AT2T | Lenovo 5m Active DAC SFP+ Cables | 159
7D2HCTO2WW | AT7S | Emulex VFA5.2 2x10 GbE SFP+ PCIe Adapter | 449
7D2HCTO2WW | AT7T | Emulex VFA5.2 2x10 GbE SFP+ Adapter and FCoE/iSCSI SW | 1319
7D2HCTO2WW | ATPX | Intel X550-T2 Dual Port 10GBase-T Adapter | 599
7D2HCTO2WW | ATRH | Intel X710-DA2 ML2 2x10GbE SFP+ Adapter | 499
7D2HCTO2WW | ATRN | Mellanox ConnectX-4 Lx 1x40GbE QSFP+ Adapter | 709
7D2HCTO2WW | ATRP | Mellanox ConnectX-4 2x100GbE/EDR IB QSFP28 VPI Adapter | 2059
7D2HCTO2WW | ATYX | Lenovo 1m SFP+ to SFP+ Active Optical Cable | 104
7D2HCTO2WW | ATYY | Lenovo 3m SFP+ to SFP+ Active Optical Cable | 99
7D2HCTO2WW | ATYZ | Lenovo 5m SFP+ to SFP+ Active Optical Cable | 114
7D2HCTO2WW | ATZ0 | Lenovo 7m SFP+ to SFP+ Active Optical Cable | 129
7D2HCTO2WW | ATZ1 | Lenovo 15m SFP+ to SFP+ Active Optical Cable | 169
7D2HCTO2WW | ATZ2 | Lenovo 20m SFP+ to SFP+ Active Optical Cable | 169
7D2HCTO2WW | ATZB | QLogic 16Gb Enhanced Gen5 FC Single-port HBA | 979
7D2HCTO2WW | ATZC | QLogic 16Gb Enhanced Gen5 FC Dual-port HBA | 1339
7D2HCTO2WW | ATZR | Mellanox ConnectX-4 Lx 10/25GbE SFP28 1-port ML2 Adapter | 479
7D2HCTO2WW | ATZU | Emulex 16Gb Gen6 FC Single-port HBA | 949
7D2HCTO2WW | ATZV | Emulex 16Gb Gen6 FC Dual-port HBA | 1309
7D2HCTO2WW | AU0A | Intel OPA 100 Series Single-port PCIe 3.0 x8 HFA | 599
7D2HCTO2WW | AU0B | Intel OPA 100 Series Single-port PCIe 3.0 x16 HFA | 1069
7D2HCTO2WW | AU7Z | Emulex VFA5.2 ML2 2x10 GbE SFP+ Adapter and FCoE/iSCSI SW | 399
7D2HCTO2WW | AUAJ | Mellanox ConnectX-4 Lx 10/25GbE SFP28 2-port PCIe Ethernet Adapter | 499
7D2HCTO2WW | AUK7 | TPM 2.0 and Secure Boot | 0
7D2HCTO2WW | AUKG | ThinkSystem 1Gb 2-port RJ45 LOM | 79
7D2HCTO2WW | AUKH | ThinkSystem 1Gb 4-port RJ45 LOM | 99
7D2HCTO2WW | AUKJ | ThinkSystem 10Gb 2-port SFP+ LOM | 169
7D2HCTO2WW | AUKK | ThinkSystem 10Gb 4-port SFP+ LOM | 209
7D2HCTO2WW | AUKL | ThinkSystem 10Gb 2-port Base-T LOM | 259
7D2HCTO2WW | AUKM | ThinkSystem 10Gb 4-port Base-T LOM | 439
7D2HCTO2WW | AUKN | ThinkSystem Emulex OCe14104B-NX PCIe 10Gb 4-Port SFP+ Ethernet Adapter | 539
7D2HCTO2WW | AUKP | ThinkSystem Broadcom 57416 10GBASE-T 2-Port PCIe Ethernet Adapter | 479
7D2HCTO2WW | AUKQ | ThinkSystem Broadcom NX-E ML2 10Gb 2-Port Base-T Ethernet Adapter | 529
7D2HCTO2WW | AUKR | ThinkSystem Mellanox ConnectX-3 Pro ML2 FDR 2-Port QSFP VPI Adapter | 1069
7D2HCTO2WW | AUKS | ThinkSystem Broadcom 57412 25GbE SFP28 1-Port PCIe Ethernet Adapter | 489
7D2HCTO2WW | AUKU | ThinkSystem Mellanox ConnectX-4 Lx 10/25GbE SFP28 2-Port ML2 Ethernet Adapter | 519
7D2HCTO2WW | AUKW | ThinkSystem Intel I350-T4 ML2 1Gb 4-Port RJ45 Ethernet Adapter | 169
7D2HCTO2WW | AUKX | ThinkSystem Intel X710-DA2 PCIe 10Gb 2-Port SFP+ Ethernet Adapter | 459
7D2HCTO2WW | AULV | ThinkSystem 2.5" 300GB 15K SAS 12Gb Hot Swap 512n HDD | 339
7D2HCTO2WW | AULW | ThinkSystem 2.5" 600GB 15K SAS 12Gb Hot Swap 512n HDD | 469
7D2HCTO2WW | AULX | ThinkSystem 2.5" 900GB 15K SAS 12Gb Hot Swap 512e HDD | 639
7D2HCTO2WW | AULY | ThinkSystem 2.5" 300GB 10K SAS 12Gb Hot Swap 512n HDD | 289
7D2HCTO2WW | AULZ | ThinkSystem 2.5" 600GB 10K SAS 12Gb Hot Swap 512n HDD | 319
7D2HCTO2WW | AUM0 | ThinkSystem 2.5" 900GB 10K SAS 12Gb Hot Swap 512n HDD | 389
7D2HCTO2WW | AUM1 | ThinkSystem 2.5" 1.2TB 10K SAS 12Gb Hot Swap 512n HDD | 389
7D2HCTO2WW | AUM2 | ThinkSystem 2.5" 1.8TB 10K SAS 12Gb Hot Swap 512e HDD | 589
7D2HCTO2WW | AUM4 | ThinkSystem 2.5" 300GB 10K SAS 12Gb Hot Swap 512n HDD SED | 339
7D2HCTO2WW | AUM5 | ThinkSystem 2.5" 600GB 10K SAS 12Gb Hot Swap 512n HDD SED | 635
7D2HCTO2WW | AUM6 | ThinkSystem 2.5" 1TB 7.2K SAS 12Gb Hot Swap 512n HDD | 469
7D2HCTO2WW | AUM7 | ThinkSystem 2.5" 2TB 7.2K SAS 12Gb Hot Swap 512n HDD | 839
7D2HCTO2WW | AUMJ | ThinkSystem U.2 Intel Optane P4800X 375GB Performance NVMe PCIe 3.0 x4 Hot Swap SSD | 3589
7D2HCTO2WW | AUMU | ThinkSystem M.2 Enablement Kit | 39
7D2HCTO2WW | AUMV | ThinkSystem M.2 with Mirroring Enablement Kit | 149
7D2HCTO2WW | AUMW | Front Operator Panel with LCD Display | 99
7D2HCTO2WW | AUMX | Front Operator Panel | 49
7D2HCTO2WW | AUNB | ThinkSystem 16GB TruDDR4 2666 MHz (1Rx4 1.2V) RDIMM | 289
7D2HCTO2WW | AUNC | ThinkSystem 16GB TruDDR4 2666 MHz (2Rx8 1.2V) RDIMM | 319
7D2HCTO2WW | AUND | ThinkSystem 32GB TruDDR4 2666 MHz (2Rx4 1.2V) RDIMM | 609
7D2HCTO2WW | AUNG | ThinkSystem RAID 530-8i PCIe 12Gb Adapter | 299
7D2HCTO2WW | AUNH | ThinkSystem RAID 730-8i 1GB Cache PCIe 12Gb Adapter | 599
7D2HCTO2WW | AUNJ | ThinkSystem RAID 930-8i 2GB Flash PCIe 12Gb Adapter | 1009
7D2HCTO2WW | AUNK | ThinkSystem RAID 930-16i 4GB Flash PCIe 12Gb Adapter | 1529
7D2HCTO2WW | AUNL | ThinkSystem 430-8i SAS/SATA 12Gb HBA | 299
7D2HCTO2WW | AUNM | ThinkSystem 430-16i SAS/SATA 12Gb HBA | 589
7D2HCTO2WW | AUNN | ThinkSystem 430-16e SAS/SATA 12Gb HBA | 609
7D2HCTO2WW | AUNP | FBU345 SuperCap | 135
7D2HCTO2WW | AUNQ | ThinkSystem RAID 930-8e 4GB Flash PCIe 12Gb Adapter | 1689
7D2HCTO2WW | AUNR | ThinkSystem 430-8e SAS/SATA 12Gb HBA | 299
7D2HCTO2WW | AUNS | ThinkSystem QLogic QLE2740 PCIe 32Gb 1-Port SFP+ Fibre Channel Adapter | 1739
7D2HCTO2WW | AUNU | ThinkSystem QLogic QLE2742 PCIe 32Gb 2-Port SFP+ Fibre Channel Adapter | 2609
7D2HCTO2WW | AUPX | ThinkSystem SR850 Front VGA Connector Upgrade Kit | 45
7D2HCTO2WW | AUQ0 | SR850/SR860 RAID 730/930-8i SAS/SATA Cable | 39
7D2HCTO2WW | AUQ1 | SR850/SR860 RAID 930-16i SAS/SATA Cable | 49
7D2HCTO2WW | AUQ2 | SR850/SR860 1610-4P NVMe Switch Card Cable | 69
7D2HCTO2WW | AUQ3 | SR850/SR860 Direct NVMe Cable | 99
7D2HCTO2WW | AUQ4 | SR850/SR860 Storage Backplane Power Cable | 15
7D2HCTO2WW | AUR4 | ThinkSystem 2U x8/x8/x8 PCIE FH Riser 1 | 45
7D2HCTO2WW | AUR5 | ThinkSystem 2U/Twr 2.5" AnyBay 8-Bay Backplane | 499
7D2HCTO2WW | AUR7 | ThinkSystem 2U x8/X8/x8ML2 PCIE FH Riser 1 | 69
7D2HCTO2WW | AURA | ThinkSystem 2U/Twr 2.5" SATA/SAS 8-Bay Backplane | 229
7D2HCTO2WW | AURB | ThinkSystem 2U x8 x16ML2 PCIE FH Riser 1 | 95
7D2HCTO2WW | AURD | ThinkSystem 2U left EIA Latch Standard | 15
7D2HCTO2WW | AURX | ThinkSystem 2U Security Bezel | 45
7D2HCTO2WW | AUSA | Lenovo ThinkSystem M3.5" Screw for EIA | 0
7D2HCTO2WW | AUUE | ThinkSystem 2.5" 1TB 7.2K SATA 6Gb Hot Swap 512n HDD | 469
7D2HCTO2WW | AUUJ | ThinkSystem 2.5" 2TB 7.2K SATA 6Gb Hot Swap 512e HDD | 849
7D2HCTO2WW | AUUL | ThinkSystem M.2 32GB SATA 6Gbps Non-Hot Swap SSD | 109
7D2HCTO2WW | AUUV | ThinkSystem M.2 128GB SATA 6Gbps Non-Hot Swap SSD | 159
7D2HCTO2WW | AUV2 | ThinkSystem 1610-4P NVMe Switch Adapter | 929
7D2HCTO2WW | AUVG | ThinkSystem Mellanox ConnectX-4 PCIe FDR 2-Port QSFP VPI Adapter | 1379
7D2HCTO2WW | AUZV | ThinkSystem Broadcom 5719 1GbE RJ45 4-Port PCIe Ethernet Adapter | 159
7D2HCTO2WW | AUZW | ThinkSystem I350-T4 PCIe 1Gb 4-Port RJ45 Ethernet Adapter | 379
7D2HCTO2WW | AUZX | ThinkSystem Broadcom 5720 1GbE RJ45 2-Port PCIe Ethernet Adapter | 129
7D2HCTO2WW | AUZY | ThinkSystem I350-T2 PCIe 1Gb 2-Port RJ45 Ethernet Adapter | 179
7D2HCTO2WW | AUZZ | ThinkSystem I350-F1 PCIe 1Gb 1-Port SFP Ethernet Adapter | 379
7D2HCTO2WW | AV1B | Lenovo 25GBase-SR SFP28 Transceiver | 449
7D2HCTO2WW | AV1D | Lenovo 100GBase-SR4 QSFP28 Transceiver | 1539
7D2HCTO2WW | AV1F | Lenovo 3m 25G SFP28 Active Optical Cable | 489
7D2HCTO2WW | AV1G | Lenovo 5m 25G SFP28 Active Optical Cable | 489
7D2HCTO2WW | AV1H | Lenovo 10m 25G SFP28 Active Optical Cable | 499
7D2HCTO2WW | AV1J | Lenovo 15m 25G SFP28 Active Optical Cable | 497
7D2HCTO2WW | AV1K | Lenovo 20m 25G SFP28 Active Optical Cable | 519
7D2HCTO2WW | AV1L | Lenovo 3m 100G QSFP28 Active Optical Cable | 1059
7D2HCTO2WW | AV1M | Lenovo 5m 100G QSFP28 Active Optical Cable | 1069
7D2HCTO2WW | AV1N | Lenovo 10m 100G QSFP28 Active Optical Cable | 1099
7D2HCTO2WW | AV1P | Lenovo 15m 100G QSFP28 Active Optical Cable | 1079
7D2HCTO2WW | AV1Q | Lenovo 20m 100G QSFP28 Active Optical Cable | 1179
7D2HCTO2WW | AV1R | Lenovo 3m 100G to 4x25G Breakout Active Optical Cable | 1949
7D2HCTO2WW | AV1S | Lenovo 5m 100G to 4x25G Breakout Active Optical Cable | 1975
7D2HCTO2WW | AV1T | Lenovo 10m 100G to 4x25G Breakout Active Optical Cable | 2035
7D2HCTO2WW | AV1U | Lenovo 15m 100G to 4x25G Breakout Active Optical Cable | 2095
7D2HCTO2WW | AV1V | Lenovo 20m 100G to 4x25G Breakout Active Optical Cable | 2149
7D2HCTO2WW | AV1W | Lenovo 1m Passive 25G SFP28 DAC Cable | 69
7D2HCTO2WW | AV1X | Lenovo 3m Passive 25G SFP28 DAC Cable | 79
7D2HCTO2WW | AV1Y | Lenovo 5m Passive 25G SFP28 DAC Cable | 159
7D2HCTO2WW | AV1Z | Lenovo 1m Passive 100G QSFP28 DAC Cable | 99
7D2HCTO2WW | AV20 | Lenovo 3m Passive 100G QSFP28 DAC Cable | 159
7D2HCTO2WW | AV21 | Lenovo 5m Passive 100G QSFP28 DAC Cable | 299
7D2HCTO2WW | AV22 | Lenovo 1m 100G QSFP28 to 4x25G SFP28 Breakout DAC Cable | 179
7D2HCTO2WW | AV23 | Lenovo 3m 100G QSFP28 to 4x25G SFP28 Breakout DAC Cable | 299
7D2HCTO2WW | AV24 | Lenovo 5m 100G QSFP28 to 4x25G SFP28 Breakout DAC Cable | 459
7D2HCTO2WW | AV25 | Lenovo 5m MPO-MPO OM4 MMF Cable | 114
7D2HCTO2WW | AV26 | Lenovo 7m MPO-MPO OM4 MMF Cable | 135
7D2HCTO2WW | AV27 | Lenovo 10m MPO-MPO OM4 MMF Cable | 159
7D2HCTO2WW | AV28 | Lenovo 15m MPO-MPO OM4 MMF Cable | 205
7D2HCTO2WW | AV29 | Lenovo 20m MPO-MPO OM4 MMF Cable | 259
7D2HCTO2WW | AV2A | Lenovo 30m MPO-MPO OM4 MMF Cable | 349
7D2HCTO2WW | AV2B | Lenovo 1m MPO to 4x LC Breakout OM4 MMF Cable | 149
7D2HCTO2WW | AV2C | Lenovo 3m MPO to 4x LC Breakout OM4 MMF Cable | 179
7D2HCTO2WW | AV2D | Lenovo 5m MPO to 4x LC Breakout OM4 MMF Cable | 239
7D2HCTO2WW | AVUU | ThinkSystem XClarity Controller Advanced to Enterprise Upgrade | 50
7D2HCTO2WW | AVV8 | ThinkSystem External USB DVD-RW Optical Disk Drive | 79
7D2HCTO2WW | AWAU | SAP HANA SW Stack for ThinkSystem | 0
7D2HCTO2WW | AX8A | 4.3m, 13A/120V, C13 to NEMA 5-15P (US) Line Cord | 19
7D2HCTO2WW | AXCA | ThinkSystem Toolless Slide Rail | 99
7D2HCTO2WW | AXCH | ThinkSystem Toolless Slide Rail Kit with 2U CMA | 149
7D2HCTO2WW | AXDW | Front Panel with USB 3.0 Media Bay | 45
7D2HCTO2WW | AXDX | USB 2.0 Front Panel | 30
7D2HCTO2WW | AXFM | ThinkSystem Toolless Friction Rail | 69
7D2HCTO2WW | AXFN | ThinkSystem Screw-in Slide Rail | 129
7D2HCTO2WW | B0ML | Feature Enable TPM on MB | 0
7D2HCTO2WW | B0N4 | 2.0m, 10A/100-250V, C13 to IEC 320-C14 Rack Power Cable | 29
7D2HCTO2WW | B0N5 | 1.0m, 13A/100-250V, C13 to C14 Jumper Cord | 25
7D2HCTO2WW | B0N6 | 1.5m, 13A/100-250V, C13 to C14 Jumper Cord | 29
7D2HCTO2WW | B0RJ | 10GBASE-LR SFP+Transceiver | 350
7D2HCTO2WW | B0TD | ThinkSystem Screw-in Slide Rail Kit with 2U CMA | 149
7D2HCTO2WW | B0WY | ThinkSystem Intel XXV710-DA2 10/25GbE SFP28 2-Port PCIe Ethernet Adapter | 529
7D2HCTO2WW | B0YS | ThinkSystem 2.5" 2.4TB 10K SAS 12Gb Hot Swap 512e HDD | 629
7D2HCTO2WW | B0YX | ThinkSystem 2.5" 1.2TB 10K SAS 12Gb Hot Swap 512n HDD SED | 749
7D2HCTO2WW | B0Z0 | ThinkSystem 2.5" Intel S4500 960GB Entry SATA 6Gb Hot Swap SSD | 1219
7D2HCTO2WW | B21R | ThinkSystem QLogic QL41262 10/25GbE SFP28 2-Port PCIe Ethernet Adapter | 409
7D2HCTO2WW | B21W | ThinkSystem U.2 Toshiba CM5-V 800GB Mainstream NVMe PCIe 3.0 x4 Hot Swap SSD | 859
7D2HCTO2WW | B21X | ThinkSystem U.2 Toshiba CM5-V 1.6TB Mainstream NVMe PCIe 3.0 x4 Hot Swap SSD | 3449
7D2HCTO2WW | B21Y | ThinkSystem U.2 Toshiba CM5-V 3.2TB Mainstream NVMe PCIe 3.0 x4 Hot Swap SSD | 6999
7D2HCTO2WW | B22J | 5m Intel OPA 100 Series Active Optical QSFP28 Low Power Cable | 809
7D2HCTO2WW | B22K | 10m Intel OPA 100 Series Active Optical QSFP28 Low Power Cable | 829
7D2HCTO2WW | B22L | 15m Intel OPA 100 Series Active Optical QSFP28 Low Power Cable | 839
7D2HCTO2WW | B22M | 20m Intel OPA 100 Series Active Optical QSFP28 Low Power Cable | 849
7D2HCTO2WW | B2UZ | Lenovo 1m 100G QSFP28 Active Optical Cable | 949
7D2HCTO2WW | B2X4 | ThinkSystem 2.5" 5200 1.92TB Entry SATA 6Gb Hot Swap SSD | 899
7D2HCTO2WW | B2X6 | ThinkSystem 2.5" 5200 7.68TB Entry SATA 6Gb Hot Swap SSD | 4999
7D2HCTO2WW | B2XJ | ThinkSystem U.2 Toshiba CM5-V 6.4TB Mainstream NVMe PCIe 3.0 x4 Hot Swap SSD | 12829
7D2HCTO2WW | B2ZJ | ThinkSystem U.2 Intel Optane P4800X 750GB Performance NVMe PCIe 3.0 x4 Hot Swap SSD | 7169
7D2HCTO2WW | B306 | Mellanox QSA 100G to 25G Cable Adapter | 149
7D2HCTO2WW | B30W | Custom MFG SVCS Fee - Medium Increment | 30
7D2HCTO2WW | B30X | Custom MFG SVCS Fee - Large Increment | 300
7D2HCTO2WW | B31C | ThinkSystem Mellanox ConnectX-5 Ex 25/40GbE 2-port Low-Latency Adapter | 1979
7D2HCTO2WW | B31E | ThinkSystem RAID 930-16i 8GB Flash PCIe 12Gb Adapter | 2389
7D2HCTO2WW | B31G | ThinkSystem QLogic QL41134 PCIe 10Gb 4-Port Base-T Ethernet Adapter | 799
7D2HCTO2WW | B34H | ThinkSystem 2.5" PM883 240GB Entry SATA 6Gb Hot Swap SSD | 219
7D2HCTO2WW | B34J | ThinkSystem 2.5" PM883 480GB Entry SATA 6Gb Hot Swap SSD | 279
7D2HCTO2WW | B34K | ThinkSystem 2.5" PM883 960GB Entry SATA 6Gb Hot Swap SSD | 449
7D2HCTO2WW | B34L | ThinkSystem 2.5" PM883 1.92TB Entry SATA 6Gb Hot Swap SSD | 889
7D2HCTO2WW | B34M | ThinkSystem 2.5" PM883 3.84TB Entry SATA 6Gb Hot Swap SSD | 1739
7D2HCTO2WW | B34N | ThinkSystem U.2 PM983 1.92TB Entry NVMe PCIe 3.0 x4 Hot Swap SSD | 939
7D2HCTO2WW | B34P | ThinkSystem U.2 PM983 3.84TB Entry NVMe PCIe 3.0 x4 Hot Swap SSD | 1839
7D2HCTO2WW | B3VW | VMware ESXi 6.5 U2 (Factory Installed) | 0
7D2HCTO2WW | B488 | ThinkSystem 2.5" 5200 240GB Mainstream SATA 6Gb Hot Swap SSD | 469
7D2HCTO2WW | B48B | ThinkSystem 2.5" 5200 1.92TB Mainstream SATA 6Gb Hot Swap SSD | 2129
7D2HCTO2WW | B48C | ThinkSystem 2.5" 5200 3.84TB Mainstream SATA 6Gb Hot Swap SSD | 4869
7D2HCTO2WW | B498 | ThinkSystem 2.5" Intel S4510 240GB Entry SATA 6Gb Hot Swap SSD | 149
7D2HCTO2WW | B499 | ThinkSystem 2.5" Intel S4510 480GB Entry SATA 6Gb Hot Swap SSD | 309
7D2HCTO2WW | B49A | ThinkSystem 2.5" Intel S4510 960GB Entry SATA 6Gb Hot Swap SSD | 529
7D2HCTO2WW | B49B | ThinkSystem 2.5" Intel S4510 1.92TB Entry SATA 6Gb Hot Swap SSD | 1049
7D2HCTO2WW | B49C | ThinkSystem 2.5" Intel S4510 3.84TB Entry SATA 6Gb Hot Swap SSD | 1979
7D2HCTO2WW | B49L | ThinkSystem 2.5" Intel S4610 240GB Mainstream SATA 6Gb Hot Swap SSD | 399
7D2HCTO2WW | B49M | ThinkSystem 2.5" Intel S4610 480GB Mainstream SATA 6Gb Hot Swap SSD | 479
7D2HCTO2WW | B49N | ThinkSystem 2.5" Intel S4610 960GB Mainstream SATA 6Gb Hot Swap SSD | 699
7D2HCTO2WW | B49P | ThinkSystem 2.5" Intel S4610 1.92TB Mainstream SATA 6Gb Hot Swap SSD | 1289
7D2HCTO2WW | B49Q | ThinkSystem 2.5" Intel S4610 3.84TB Mainstream SATA 6Gb Hot Swap SSD | 2499
7D2HCTO2WW | B4A2 | ThinkSystem 2.5" PM1645 3.2TB Mainstream SAS 12Gb Hot Swap SSD | 2579
7D2HCTO2WW | B4A7 | ThinkSystem 2.5" PM1643 3.84TB Capacity SAS 12Gb Hot Swap SSD | 2579
7D2HCTO2WW | B4D2 | ThinkSystem 2.5" PM883 7.68TB Entry SATA 6Gb Hot Swap SSD | 3379
7D2HCTO2WW | B4D3 | ThinkSystem U.2 PM983 7.68TB Entry NVMe PCIe3.0 x4 Hot Swap SSD | 4999
7D2HCTO2WW | B4H1 | ThinkSystem 8GB TruDDR4 2933MHz (1Rx8 1.2V) RDIMM | 219
7D2HCTO2WW | B4H2 | ThinkSystem 16GB TruDDR4 2933MHz (2Rx8 1.2V) RDIMM | 319
7D2HCTO2WW | B4H3 | ThinkSystem 32GB TruDDR4 2933MHz (2Rx4 1.2V) RDIMM | 619
7D2HCTO2WW | B4H4 | ThinkSystem 64GB TruDDR4 2933MHz (2Rx4 1.2V) RDIMM | 1279
7D2HCTO2WW | B4H7 | Intel Xeon Platinum 8280 28C 205W 2.7GHz Processor | 18089
7D2HCTO2WW | B4H8 | Intel Xeon Platinum 8276 28C 165W 2.2GHz Processor | 15099
7D2HCTO2WW | B4H9 | Intel Xeon Platinum 8270 26C 205W 2.7GHz Processor | 12739
7D2HCTO2WW | B4HA | Intel Xeon Platinum 8268 24C 205W 2.9GHz Processor | 10929
7D2HCTO2WW | B4HB | Intel Xeon Platinum 8260 24C 165W 2.4GHz Processor | 8159
7D2HCTO2WW | B4HC | Intel Xeon Gold 6252 24C 150W 2.1GHz Processor | 5909
7D2HCTO2WW | B4HD | Intel Xeon Gold 6254 18C 200W 3.1GHz Processor | 6065
7D2HCTO2WW | B4HE | Intel Xeon Gold 6248 20C 150W 2.5GHz Processor | 5049
7D2HCTO2WW | B4HF | Intel Xeon Gold 6244 8C 150W 3.6GHz Processor | 4699
7D2HCTO2WW | B4HG | Intel Xeon Gold 6242 16C 150W 2.8GHz Processor | 4419
7D2HCTO2WW | B4HH | Intel Xeon Gold 6240 18C 150W 2.6GHz Processor | 3819
7D2HCTO2WW | B4HJ | Intel Xeon Gold 6230 20C 125W 2.1GHz Processor | 3099
7D2HCTO2WW | B4HK | Intel Xeon Gold 5220 18C 125W 2.2GHz Processor | 2599
7D2HCTO2WW | B4HL | Intel Xeon Gold 5218 16C 125W 2.3GHz Processor | 2019
7D2HCTO2WW | B4HM | Intel Xeon Gold 5217 8C 115W 3.0GHz Processor | 2659
7D2HCTO2WW | B4HN | Intel Xeon Gold 5215 10C 85W 2.5GHz Processor | 2019
7D2HCTO2WW | B4LV | ThinkSystem 128GB TruDDR4 2666MHz (1.2V) Intel Optane DC Persistent Memory | 1089
7D2HCTO2WW | B4LW | ThinkSystem 256GB TruDDR4 2666MHz (1.2V) Intel Optane DC Persistent Memory | 4689
7D2HCTO2WW | B4LX | ThinkSystem 512GB TruDDR4 2666MHz (1.2V) Intel Optane DC Persistent Memory | 18319
7D2HCTO2WW | B4LY | ThinkSystem 16GB TruDDR4 2933 MHz (1Rx4 1.2V) RDIMM | 289
7D2HCTO2WW | B4NU | Intel Xeon Platinum 8260Y 24/20/16C 165W 2.4GHz Processor | 9799
7D2HCTO2WW | B4NV | Intel Xeon Gold 6240Y 18/14/8C 150W 2.6GHz Processor | 5345
7D2HCTO2WW | B4P2 | Intel Xeon Gold 6238T 22C 125W 1.9GHz Processor | 4349
7D2HCTO2WW | B4P3 | Intel Xeon Gold 5218T 16C 105W 2.1GHz Processor | 2399
7D2HCTO2WW | B4P5 | Intel Xeon Platinum 8280L 28C 205W 2.7GHz Processor | 29099
7D2HCTO2WW | B4P6 | Intel Xeon Platinum 8276L 28C 165W 2.2GHz Processor | 26689
7D2HCTO2WW | B4P7 | Intel Xeon Platinum 8260L 24C 165W 2.4GHz Processor | 19249
7D2HCTO2WW | B4P9 | Intel Xeon Gold 5215L 10C 85W 2.5GHz Processor | 17019
7D2HCTO2WW | B4PC | ThinkSystem 2U 2.5" NVMe 8-Bay Backplane | 249
7D2HCTO2WW | B4QQ | 0.5m Mellanox HDR IB Passive Copper QSFP56 Cable | 299
7D2HCTO2WW | B4QR | 1m Mellanox HDR IB Passive Copper QSFP56 Cable | 399
7D2HCTO2WW | B4QS | 1.5m Mellanox HDR IB Passive Copper QSFP56 Cable | 449
7D2HCTO2WW | B4QT | 2m Mellanox HDR IB Passive Copper QSFP56 Cable | 499
7D2HCTO2WW | B4R1 | 1m Mellanox HDR IB to 2x HDR100 Splitter Passive Copper QSFP56 Cable | 399
7D2HCTO2WW | B4R2 | 1.5m Mellanox HDR IB to 2x HDR100 Splitter Passive Copper QSFP56 Cable | 449
7D2HCTO2WW | B4R4 | 3m Mellanox HDR IB to 2x HDR100 Splitter Optical QSFP56 Cable | 2799
7D2HCTO2WW | B4R5 | 5m Mellanox HDR IB to 2x HDR100 Splitter Optical QSFP56 Cable | 2899
7D2HCTO2WW | B4R6 | 10m Mellanox HDR IB to 2x HDR100 Splitter Optical QSFP56 Cable | 2999
7D2HCTO2WW | B4R7 | 15m Mellanox HDR IB to 2x HDR100 Splitter Optical QSFP56 Cable | 3199
7D2HCTO2WW | B4R8 | 20m Mellanox HDR IB to 2x HDR100 Splitter Optical QSFP56 Cable | 3299
7D2HCTO2WW | B4R9 | ThinkSystem Mellanox ConnectX-6 HDR100/100GbE QSFP56 1-port PCIe VPI Adapter | 1779
7D2HCTO2WW | B4RA | ThinkSystem Mellanox ConnectX-6 HDR100/100GbE QSFP56 2-port PCIe VPI Adapter | 2099
7D2HCTO2WW | B4RQ | ThinkSystem RAID 730-8i 2GB Flash PCIe 12Gb Adapter | 879
7D2HCTO2WW | B4X6 | SuperCap for Raid 730-8i 2GB | 149
7D2HCTO2WW | B4XA | VMware ESXi 6.7 U1 (Factory Installed) | 0
7D2HCTO2WW | B4Y4 | ThinkSystem 2.5" SS530 400GB Performance SAS 12Gb Hot Swap SSD | 1479
7D2HCTO2WW | B4Y5 | ThinkSystem 2.5" SS530 800GB Performance SAS 12Gb Hot Swap SSD | 2299
7D2HCTO2WW | B4Y7 | ThinkSystem 2.5" SS530 3.2TB Performance SAS 12Gb Hot Swap SSD | 7859
7D2HCTO2WW | B528 | Intel Optane DC Persistent Memory - Memory Mode only | 0
7D2HCTO2WW | B529 | Intel Optane DC Persistent Memory - App Direct Mode only | 0
7D2HCTO2WW | B52A | Intel Optane DC Persistent Memory - Mixed Memory Mode | 0
7D2HCTO2WW | B587 | ThinkSystem 128GB TruDDR4 2933MHz (4Rx4 1.2V) 3DS RDIMM | 3399
7D2HCTO2WW | B58F | ThinkSystem U.2 Intel P4510 1.0TB Entry NVMe PCIe3.0 x4 Hot Swap SSD | 539
7D2HCTO2WW | B58G | ThinkSystem U.2 Intel P4510 2.0TB Entry NVMe PCIe3.0 x4 Hot Swap SSD | 1459
7D2HCTO2WW | B5N6 | ThinkSystem 16GB TruDDR4 Performance+ 2933MHz (2Rx8 1.2V) RDIMM | 729
7D2HCTO2WW | B5N7 | ThinkSystem 32GB TruDDR4 Performance+ 2933MHz (2Rx4 1.2V) RDIMM | 1379
7D2HCTO2WW | B5N8 | ThinkSystem 64GB TruDDR4 Performance+ 2933MHz (2Rx4 1.2V) RDIMM | 2879
7D2HCTO2WW | B5N9 | ThinkSystem 128GB TruDDR4 Performance+ 2933MHz (4Rx4 1.2V) 3DS RDIMM | 5499
7D2HCTO2WW | B5RY | Intel Xeon Gold 6230N 20C 125W 2.3GHz Processor | 3239
7D2HCTO2WW | B5RZ | Intel Xeon Platinum 8253 16C 125W 2.2GHz Processor | 5299
7D2HCTO2WW | B5S1 | Intel Xeon Gold 5222 4C 105W 3.8GHz Processor | 1999
7D2HCTO2WW | B5S2 | Intel Xeon Platinum 8256 4C 105W 3.8GHz Processor | 12099
7D2HCTO2WW | B5SX | ThinkSystem Emulex LPe35000 32Gb 1-port PCIe Fibre Channel Adapter | 1739
7D2HCTO2WW | B5SY | ThinkSystem Emulex LPe35002 32Gb 2-port PCIe Fibre Channel Adapter | 2599
7D2HCTO2WW | B5T0 | ThinkSystem Broadcom 57414 10/25GbE SFP28 2-port PCIe Ethernet Adapter | 389
7D2HCTO2WW | B68K | 30m Mellanox HDR IB to 2x HDR100 Splitter Optical QSFP56 Cable | 3499
7D2HCTO2WW | B68L | 2m Mellanox HDR IB to 2x HDR100 Splitter Passive Copper QSFP56 Cable | 499
7D2HCTO2WW | B6BS | Intel Xeon Gold 5218B 16C 125W 2.3GHz Processor | 2019
7D2HCTO2WW | B6CJ | Intel Xeon Gold 6238 22C 140W 2.1GHz Processor | 4799
7D2HCTO2WW | B6CK | Intel Xeon Gold 6234 8C 130W 3.3GHz Processor | 3999
7D2HCTO2WW | B6CL | Intel Xeon Gold 6226 12C 125W 2.7GHz Processor | 3299
7D2HCTO2WW | B6CP | Intel Xeon Gold 6230T 20C 125W 2.1GHz Processor | 3599
7D2HCTO2WW | B6CQ | Intel Xeon Gold 5220T 18C 105W 1.9GHz Processor | 3199
7D2HCTO2WW | B6CR | Intel Xeon Gold 6238L 22C 140W 2.1GHz Processor | 14599
7D2HCTO2WW | B6CS | Intel Xeon Gold 6240L 18C 150W 2.6GHz Processor | 14299
7D2HCTO2WW | B6CT | Intel Xeon Gold 6252N 24C 150W 2.3GHz Processor | 7699
7D2HCTO2WW | B6CU | Intel Xeon Gold 6262V 24C 135W 1.9GHz Processor | 5399
7D2HCTO2WW | B6CV | Intel Xeon Gold 6222V 20C 115W 1.8GHz Processor | 2999
7D2HCTO2WW | B6CW | Intel Xeon Gold 5220S 18C 125W 2.7GHz Processor | 3699
7D2HCTO2WW | B6K5 | ThinkSystem 2.5" SS530 400GB Mainstream SAS 12Gb Hot Swap SSD SED | 1029
7D2HCTO2WW | B6PD | Intel Xeon Gold 6246 12C 165W 3.3GHz Processor | 5999
7D2HCTO2WW | B6U0 | VMware ESXi 6.5 U3 (factory installed) | 0
7D2HCTO2WW | B6U1 | VMware ESXi 6.7 U2 (factory installed) | 0
7D2HCTO2WW | B7EN | ThinkSystem SR850P 2U 4S Base | 449
7D2HCTO2WW | B7EP | ThinkSystem SR850P System Board | 1679
7D2HCTO2WW | B7EQ | ThinkSystem SR850P Processor and Memory Expansion Tray | 879
7D2HCTO2WW | B7ER | 1600W Platinum (230V) Power Supply | 369
7D2HCTO2WW | B7EW | ThinkSystem 2.5" 5210 1.92TB Entry SATA 6Gb Hot Swap QLC SSD | 759
7D2HCTO2WW | B7EX | ThinkSystem 2.5" 5210 3.84TB Entry SATA 6Gb Hot Swap QLC SSD | 1489
7D2HCTO2WW | B7EY | ThinkSystem 2.5" 5210 7.68TB Entry SATA 6Gb Hot Swap QLC SSD | 2779
7D2HCTO2WW | B88T | VMware ESXi 6.7 U3 (factory installed) | 0
7D2HCTO2WW | B8HP | ThinkSystem 2.5" 5300 960GB Entry SATA 6Gb Hot Swap SSD | 489
7D2HCTO2WW | B8HS | ThinkSystem M.2 5300 240GB SATA 6Gbps Non-Hot Swap SSD | 359
7D2HCTO2WW | B8HU | ThinkSystem 2.5" PM1645a 800GB Mainstream SAS 12Gb Hot Swap SSD | 819
7D2HCTO2WW | B8HV | ThinkSystem 2.5" 5300 240GB Entry SATA 6Gb Hot Swap SSD | 359
7D2HCTO2WW | B8HW | ThinkSystem HHHL PM1735 3.2TB Mainstream NVMe PCIe4.0 x8 Flash Adapter | 3179
7D2HCTO2WW | B8HY | ThinkSystem 2.5" 5300 480GB Mainstream SATA 6Gb Hot Swap SSD | 429
7D2HCTO2WW | B8J1 | ThinkSystem 2.5" 5300 240GB Mainstream SATA 6Gb Hot Swap SSD | 409
7D2HCTO2WW | B8J2 | ThinkSystem 2.5" 5300 7.68TB Entry SATA 6Gb Hot Swap SSD | 3649
7D2HCTO2WW | B8J4 | ThinkSystem 2.5" PM1645a 1.6TB Mainstream SAS 12Gb Hot Swap SSD | 1379
7D2HCTO2WW | B8J5 | ThinkSystem 2.5" 5300 1.92TB Entry SATA 6Gb Hot Swap SSD | 939
7D2HCTO2WW | B8J6 | ThinkSystem 2.5" 5300 960GB Mainstream SATA 6Gb Hot Swap SSD | 729
7D2HCTO2WW | B8J7 | ThinkSystem 2.5" 5300 3.84TB Mainstream SATA 6Gb Hot Swap SSD | 2179
7D2HCTO2WW | B8JA | ThinkSystem 2.5" PM1645a 6.4TB Mainstream SAS 12Gb Hot Swap SSD | 6049
7D2HCTO2WW | B8JD | ThinkSystem 2.5" PM1645a 3.2TB Mainstream SAS 12Gb Hot Swap SSD | 2579
7D2HCTO2WW | B8JE | ThinkSystem 2.5" 5300 1.92TB Mainstream SATA 6Gb Hot Swap SSD | 1279
7D2HCTO2WW | B8JH | ThinkSystem HHHL PM1735 1.6TB Mainstream NVMe PCIe4.0 x8 Flash Adapter | 1799
7D2HCTO2WW | B8JM | ThinkSystem 2.5" 5300 480GB Entry SATA 6Gb Hot Swap SSD | 309
7D2HCTO2WW | B8JP | ThinkSystem 2.5" 5300 3.84TB Entry SATA 6Gb Hot Swap SSD | 1789
7D2HCTO2WW | B8PP | ThinkSystem Mellanox ConnectX-6 Dx 100GbE QSFP56 2-port PCIe Ethernet Adapter | 1019
7D2HCTO2WW | B919 | ThinkSystem M.2 5300 480GB SATA 6Gbps Non-Hot Swap SSD | 369
7D2HCTO2WW | B91A | ThinkSystem 2.5" PM1643a 960GB Entry SAS 12Gb Hot Swap SSD | 819
7D2HCTO2WW | B91B | ThinkSystem 2.5" PM1643a 1.92TB Entry SAS 12Gb Hot Swap SSD | 1379
7D2HCTO2WW | B91C | ThinkSystem 2.5" PM1643a 3.84TB Entry SAS 12Gb Hot Swap SSD | 2579
7D2HCTO2WW | B91D | ThinkSystem 2.5" PM1643a 7.68TB Entry SAS 12Gb Hot Swap SSD | 5019
7D2HCTO2WW | B96M | ThinkSystem HHHL PM1735 6.4TB Mainstream NVMe PCIe4.0 x4 Flash Adapter | 5579
7D2HCTO2WW | B96P | ThinkSystem U.3 Kioxia CM6-V 6.4TB Mainstream NVMe PCIe4.0 x4 Hot Swap SSD | 6789
7D2HCTO2WW | B96T | ThinkSystem U.3 Kioxia CM6-V 3.2TB Mainstream NVMe PCIe4.0 x4 Hot Swap SSD | 3459
7D2HCTO2WW | B96Z | ThinkSystem U.3 Kioxia CM6-V 1.6TB Mainstream NVMe PCIe4.0 x4 Hot Swap SSD | 1919
7D2HCTO2WW | B9AC | ThinkSystem 2.5" 5210 960GB Entry SATA 6Gb Hot Swap QLC SSD | 419
7D2HCTO2WW | BAFX | 750W Platinum (230V/115V) Power Supply | 219
7D2HCTO2WW | BAFY | 1100W Platinum (230V/115V) Power Supply | 299
7D2HCTO2WW | BAFZ | 2000W Platinum (230V) Power Supply | 509
7D2HCTO2WW | BAVR | ThinkSystem SR850P x16/x8 PCIe FH Riser 1 Kit | 49
7D2HCTO2WW | BB0P | Intel Transparent Supply Chain. Lenovo has paired our industry leading supply chain with Intel's innovative Transparent Supply Chain program to add a layer of protection to your data center and bring peace of mind that the server hardware you bring into ... | 0
7D2HCTO2WW | BBZG | VMware ESXi 7.0 (Factory Installed) | 2
7D2HCTO2WW | BCFR | ThinkSystem U.2 Intel P5600 3.2TB Mainstream NVMe PCIe 4.0 x4 Hot Swap SSD | 3829
7D2HCTO2WW | BCFS | ThinkSystem U.2 Intel P5600 6.4TB Mainstream NVMe PCIe 4.0 x4 Hot Swap SSD | 7639
7D2HCTO2WW | BCFT | ThinkSystem U.2 Intel P5500 1.92TB Entry NVMe PCIe 4.0 x4 Hot Swap SSD | 1479
7D2HCTO2WW | BCFU | ThinkSystem U.2 Intel P5500 7.68TB Entry NVMe PCIe 4.0 x4 Hot Swap SSD | 5359
7D2HCTO2WW | BCFV | ThinkSystem U.2 Intel P5600 1.6TB Mainstream NVMe PCIe 4.0 x4 Hot Swap SSD | 1919
7D2HCTO2WW | BCFW | ThinkSystem U.2 Intel P5500 3.84TB Entry NVMe PCIe 4.0 x4 Hot Swap SSD | 2689
7D2HCTO2WW | BCTC | ThinkSystem 2.5" Multi Vendor 240GB Entry SATA 6Gb Hot Swap SSD | 219
7D2HCTO2WW | BCTD | ThinkSystem 2.5" Multi Vendor 480GB Entry SATA 6Gb Hot Swap SSD | 219
7D2HCTO2WW | BCTE | ThinkSystem 2.5" Multi Vendor 960GB Entry SATA 6Gb Hot Swap SSD | 659
7D2HCTO2WW | BCTF | ThinkSystem 2.5" Multi Vendor 1.92TB Entry SATA 6Gb Hot Swap SSD | 1289
7D2HCTO2WW | BCTG | ThinkSystem 2.5" Multi Vendor 3.84TB Entry SATA 6Gb Hot Swap SSD | 1259
7D2HCTO2WW | BE03 | ThinkSystem U.3 Kioxia CM6-V 800GB Mainstream NVMe PCIe 4.0 x4 Hot Swap SSD | 1439
7D2HCTO2WW | BE4U | ThinkSystem Mellanox ConnectX-6 Lx 10/25GbE SFP28 2-Port PCIe Ethernet Adapter | 409
7D2HCTO2WW | BE5E | VMware ESXi 7.0 U1 (Factory Installed) | 0
7D2HCTO2WW | BFYB | Operating mode selection for: "Maximum Performance Mode" | 0
7D2HCTO2WW | BFYC | Operating mode selection for: "Minimal Power Mode" | 0
7D2HCTO2WW | BFYD | Operating mode selection for: "Efficiency Favoring Power Savings Mode" | 0
7D2HCTO2WW | BFYE | Operating mode selection for: "Efficiency - Favoring Performance Mode" | 0
7D2HCTO2WW | BFZZ | ThinkSystem 2.5" Nytro 3732 800GB Performance SAS 12Gb Hot Swap SSD SED | 1669
7D2HCTO2WW | BG04 | ThinkSystem 2.5" Nytro 3732 3.2TB Performance SAS 12Gb Hot Swap SSD | 6259
7D2HCTO2WW | BG05 | ThinkSystem 2.5" Nytro 3732 1.6TB Performance SAS 12Gb Hot Swap SSD | 3259
7D2HCTO2WW | BG06 | ThinkSystem 2.5" Nytro 3732 800GB Performance SAS 12Gb Hot Swap SSD | 1669
7D2HCTO2WW | BG07 | ThinkSystem 2.5" Nytro 3732 400GB Performance SAS 12Gb Hot Swap SSD | 1029
7D2HCTO2WW | BHSR | VMware ESXi 7.0 U2 (Factory Installed) | 0
7D2MCTO1WW | 1763 | EMEA Long Leadtime Configurations | 0
7D2MCTO1WW | 1772 | Capacity Scheduling Service | 0
7D2MCTO1WW | 1796 | Custom SLA Scheduling Service | 0
7D2MCTO1WW | 2305 | Integration 1U Component | 59
7D2MCTO1WW | 2306 | Integration >1U Component | 125
7D2MCTO1WW | 2320 | Department of Defense UID Label | 25
7D2MCTO1WW | 2321 | Custom MFG SVCS Fee - Small Increment | 3
7D2MCTO1WW | 3791 | 0.6m Yellow Cat5e Cable | 24
7D2MCTO1WW | 3792 | 1.5m Yellow Cat5e Cable | 24
7D2MCTO1WW | 3796 | 0.6m Green Cat5e Cable | 16
7D2MCTO1WW | 3797 | 1.5m Green Cat5e Cable | 17
7D2MCTO1WW | 3798 | 3m Green Cat5e Cable | 19
7D2MCTO1WW | 3801 | 0.6m Blue Cat5e Cable | 24
7D2MCTO1WW | 3802 | 1.5m Blue Cat5e Cable | 14
7D2MCTO1WW | 4271 | 1U black plastic filler panel | 11
7D2MCTO1WW | 4273 | 3U black plastic filler panel | 15
7D2MCTO1WW | 4275 | 5U black plastic filler panel | 55
7D2MCTO1WW | 5900 | DPI 100-127V NEMA PDU | 145
7D2MCTO1WW | 5949 | DPI Universal Rack PDU (US LV) | 229
7D2MCTO1WW | 5950 | DPI Universal 7 C13 PDU | 179
7D2MCTO1WW | 5954 | DPI Universal Rack PDU (Europe) | 195
7D2MCTO1WW | 5955 | DPI Universal Rack PDU (Denmark/Switzerland) | 195
7D2MCTO1WW | 5957 | DPI Universal Rack PDU (Italy) | 195
7D2MCTO1WW | 5959 | DPI Universal Rack PDU (UK) | 195
7D2MCTO1WW | 5960 | DPI Universal Rack PDU (Australia/New Zealand) | 359
7D2MCTO1WW | 5961 | DPI Universal Rack PDU (China) | 359
7D2MCTO1WW | 7831 | Customer Solution Center Services | 0
7D2MCTO1WW | 8031 | Consolidate Shipment | 0
7D2MCTO1WW | 8067 | TAA Compliant Order | 0
7D2MCTO1WW | 8072 | General Racking Solution | 0
7D2MCTO1WW | 8086 | No Publications Selected | 0
7D2MCTO1WW | 8970 | Ship empty | 0
7D2MCTO1WW | 8971 | Integrate in manufacturing | 0
7D2MCTO1WW | 9128 | dual source distribution | 0
7D2MCTO1WW | 9129 | use 100V (low voltage) | 0
7D2MCTO1WW | 9134 | use 200V (high voltage) | 0
7D2MCTO1WW | A1PH | 1m Passive DAC SFP+ Cable | 69
7D2MCTO1WW | A1PJ | 3m Passive DAC SFP+ Cable | 89
7D2MCTO1WW | A3RG | 0.5m Passive DAC SFP+ Cable | 79
7D2MCTO1WW | A4AK | KVM Dongle cable | 39
7D2MCTO1WW | A4WW | Cable Installation Tool for Racks | 149
7D2MCTO1WW | A51N | 1.5m Passive DAC SFP+ Cable | 89
7D2MCTO1WW | A51P | 2m Passive DAC SFP+ Cable | 89
7D2MCTO1WW | A5RD | Free Shipping and Handling | 0
7D2MCTO1WW | ASR5 | Lenovo 0.5m LC-LC OM3 MMF Cable | 24
7D2MCTO1WW | ASR6 | Lenovo 1m LC-LC OM3 MMF Cable | 24
7D2MCTO1WW | ASR7 | Lenovo 3m LC-LC OM3 MMF Cable | 24
7D2MCTO1WW | AVFQ | 0.75m Green Cat5e Cable | 15
7D2MCTO1WW | AVFR | 1.0m Green Cat5e Cable | 19
7D2MCTO1WW | AVFS | 1.25m Green Cat5e Cable | 19
7D2MCTO1WW | AVFT | 0.75m Blue Cat5e Cable | 15
7D2MCTO1WW | AVFU | 1.0m Blue Cat5e Cable | 19
7D2MCTO1WW | AVFV | 1.25m Blue Cat5e Cable | 19
7D2MCTO1WW | AVFW | 0.75m Green Cat6 Cable | 19
7D2MCTO1WW | AVFX | 1.0m Green Cat6 Cable | 19
7D2MCTO1WW | AVFY | 1.25m Green Cat6 Cable | 19
7D2MCTO1WW | AVFZ | 1.5m Green Cat6 Cable | 19
7D2MCTO1WW | AVG0 | 3m Green Cat6 Cable | 25
7D2MCTO1WW | B1EQ | Network Verification | 600
7D2MCTO1WW | B30W | Custom MFG SVCS Fee - Medium Increment | 30
7D2MCTO1WW | B30X | Custom MFG SVCS Fee - Large Increment | 300
7D2MCTO1WW | B5LL | Rack PreMerge | 0
7D2MCTO1WW | B98F | Rack Monitor | 3899
7D2MCTO1WW | B98H | 1U 1550VA UPS, 230/230VAC, 5P1550GR-L | 2779
7D2MCTO1WW | B98J | 1U 1440VA UPS, 120/120VAC, 5P1500R-L | 2659
7D2MCTO1WW | BAFM | 6U Acoustic 1200mm Deep Micro Datacenter Rack | 6339
7D2MCTO1WW | BCB4 | Vertical Assembly Rack - Rotate Device Right (Clockwise) | 0
7D2MCTO1WW | BCB6 | Vertical Assembly Rack - Rotate Device Left (Counter Clockwise) | 0
7D2MCTO1WW | BCP4 | Integration Prep MDC 6U | 0
7D2NCTO1WW | 1763 | EMEA Long Leadtime Configurations | 0
7D2NCTO1WW | 1772 | Capacity Scheduling Service | 0
7D2NCTO1WW | 1796 | Custom SLA Scheduling Service | 0
7D2NCTO1WW | 2305 | Integration 1U Component | 59
7D2NCTO1WW | 2306 | Integration >1U Component | 125
7D2NCTO1WW | 2320 | Department of Defense UID Label | 25
7D2NCTO1WW | 2321 | Custom MFG SVCS Fee - Small Increment | 3
7D2NCTO1WW | 3791 | 0.6m Yellow Cat5e Cable | 24
7D2NCTO1WW | 3792 | 1.5m Yellow Cat5e Cable | 24
7D2NCTO1WW | 3793 | 3m Yellow Cat5e Cable | 25
7D2NCTO1WW | 3794 | 10m Yellow Cat5e Cable | 34
7D2NCTO1WW | 3795 | 25m Yellow Cat5e Cable | 69
7D2NCTO1WW | 3796 | 0.6m Green Cat5e Cable | 16
7D2NCTO1WW | 3797 | 1.5m Green Cat5e Cable | 17
7D2NCTO1WW | 3798 | 3m Green Cat5e Cable | 19
7D2NCTO1WW | 3799 | 10m Green Cat5e Cable | 29
7D2NCTO1WW | 3800 | 25m Green Cat5e Cable | 69
7D2NCTO1WW | 3801 | 0.6m Blue Cat5e Cable | 24
7D2NCTO1WW | 3802 | 1.5m Blue Cat5e Cable | 14
7D2NCTO1WW | 3803 | 3m Blue Cat5e Cable | 25
7D2NCTO1WW | 3804 | 10m Blue Cat5e Cable | 34
7D2NCTO1WW | 3805 | 25m Blue Cat5e Cable | 69
7D2NCTO1WW | 4271 | 1U black plastic filler panel | 11
7D2NCTO1WW | 4273 | 3U black plastic filler panel | 15
7D2NCTO1WW | 4275 | 5U black plastic filler panel | 55
7D2NCTO1WW | 5900 | DPI 100-127V NEMA PDU | 145
7D2NCTO1WW | 5949 | DPI Universal Rack PDU (US LV) | 229
7D2NCTO1WW | 5950 | DPI Universal 7 C13 PDU | 179
7D2NCTO1WW | 5954 | DPI Universal Rack PDU (Europe) | 195
7D2NCTO1WW | 5955 | DPI Universal Rack PDU (Denmark/Switzerland) | 195
7D2NCTO1WW | 5957 | DPI Universal Rack PDU (Italy) | 195
7D2NCTO1WW | 5959 | DPI Universal Rack PDU (UK) | 195
7D2NCTO1WW | 5960 | DPI Universal Rack PDU (Australia/New Zealand) | 359
7D2NCTO1WW | 5961 | DPI Universal Rack PDU (China) | 359
7D2NCTO1WW | 6012 | DPI Single-phase 30A/208V C13 Enterprise PDU (US) | 669
7D2NCTO1WW | 6013 | DPI Single-phase 60A/208V C13 Enterprise PDU (US) | 899
7D2NCTO1WW | 6032 | DPI Single-phase 30A/208V C13 Enterprise PDU Plus (US) | 1269
7D2NCTO1WW | 6033 | DPI Single-phase 60A/208V C13 Enterprise PDU Plus (US) | 1419
7D2NCTO1WW | 6061 | DPI Three-phase 60A/208V C19 Enterprise PDU (US) | 599
7D2NCTO1WW | 6062 | DPI Single-phase 30A/208V C19 Enterprise PDU (US) | 1999
7D2NCTO1WW | 6063 | DPI Single-phase 60A/208V C19 Enterprise PDU (US) | 899
7D2NCTO1WW | 6204 | 2.8m, 10A/100-250V, C13 to IEC 320-C20 Rack Power Cable | 19
7D2NCTO1WW | 6500 | 4.3m, 30A/208V, EPDU to NEMA L6-30P (US) Line Cord | 169
7D2NCTO1WW | 6501 | 4.3m, 60A/208V, EPDU to IEC 309 2P+G (US) Line Cord | 319
7D2NCTO1WW | 6505 | 4.3m, 32A/230V, Souriau UTG Female to AS/NZ 3112 (Aus/NZ) Line Cord | 169
7D2NCTO1WW | 6506 | 4.3m, 32A/250V, Souriau UTG Female to KSC 8305 (S. Korea) Line Cord | 169
7D2NCTO1WW | 7831 | Customer Solution Center Services | 0
7D2NCTO1WW | 7929 | e1350 Special Bid Solution Component | 0
7D2NCTO1WW | 8031 | Consolidate Shipment | 0
7D2NCTO1WW | 8034 | LeSI Solution Component | 0
7D2NCTO1WW | 8067 | TAA Compliant Order | 0
7D2NCTO1WW | 8072 | General Racking Solution | 0
7D2NCTO1WW | 8086 | No Publications Selected | 0
7D2NCTO1WW | 8970 | Ship empty | 0
7D2NCTO1WW | 8971 | Integrate in manufacturing | 0
7D2NCTO1WW | 8972 | Ship Uninstalled (Safety) | 0
7D2NCTO1WW | 9122 | 0-bay arrangement (don't use side-wall compartments) | 0
7D2NCTO1WW | 9128 | dual source distribution | 0
7D2NCTO1WW | 9129 | use 100V (low voltage) | 0
7D2NCTO1WW | 9134 | use 200V (high voltage) | 0
7D2NCTO1WW | A103 | System x Cluster Upgrade | 0
7D2NCTO1WW | A11S | DPI 30amp Front End PDU w/ Nema L5-30P | 359
7D2NCTO1WW | A11T | DPI 30amp Front End PDU w/ Nema L6-30P | 359
7D2NCTO1WW | A11U | DPI 60amp Front End PDU w/ IEC 309 2P + N + G | 549
7D2NCTO1WW | A11V | DPI 32amp/250V Front End PDU w/ IEC 309 P+N+G connector | 685
7D2NCTO1WW | A11W | DPI 63amp/250V Front End PDU w/ IEC 309 P + N connector | 685
7D2NCTO1WW | A11X | DPI Single-phase 32A/230V Front-end PDU (Aus/NZ) | 359
7D2NCTO1WW | A11Y | DPI Single-phase 30A/220V Front-end PDU (S Korea) | 359
7D2NCTO1WW | A193 | Integrated Solutions | 0
7D2NCTO1WW | A1MS | 10m Cat6 Yellow Cable | 49
7D2NCTO1WW | A1MT | 10m Green Cat6 Cable | 49
7D2NCTO1WW | A1MU | 10m Cat6 Blue Cable | 49
7D2NCTO1WW | A1MV | 25m Cat6 Yellow Cable | 105
7D2NCTO1WW | A1MW | 25m Green Cat6 Cable | 105
7D2NCTO1WW | A1MX | 25m Cat6 Blue Cable | 105
7D2NCTO1WW | A1PH | 1m Passive DAC SFP+ Cable | 69
7D2NCTO1WW | A1PJ | 3m Passive DAC SFP+ Cable | 89
7D2NCTO1WW | A1PK | 5m Passive DAC SFP+ Cable | 159
7D2NCTO1WW | A2X8 | 5m QSFP+ to QSFP+ Cable | 379
7D2NCTO1WW | A2X9 | 7m QSFP+ to QSFP+ Cable | 429
7D2NCTO1WW | A3RG | 0.5m Passive DAC SFP+ Cable | 79
7D2NCTO1WW | A3RH | 7m Passive DAC SFP+ Cable | 179
7D2NCTO1WW | A3TC | 4.3m, 16A/380-415V, EPDU/IEC 309 3P+N+G 3ph wye (non-US) Line Cord | 205
7D2NCTO1WW | A3TF | DPI Three Phase 60A/208V Enterprise C13 PDU Plus (US) | 1499
7D2NCTO1WW | A4AK | KVM Dongle cable | 39
7D2NCTO1WW | A4WW | Cable Installation Tool for Racks | 149
7D2NCTO1WW | A51N | 1.5m Passive DAC SFP+ Cable | 89
7D2NCTO1WW | A51P | 2m Passive DAC SFP+ Cable | 89
7D2NCTO1WW | A5RD | Free Shipping and Handling | 0
7D2NCTO1WW | ASR5 | Lenovo 0.5m LC-LC OM3 MMF Cable | 24
7D2NCTO1WW | ASR6 | Lenovo 1m LC-LC OM3 MMF Cable | 24
7D2NCTO1WW | ASR7 | Lenovo 3m LC-LC OM3 MMF Cable | 24
7D2NCTO1WW | ASR8 | Lenovo 5m LC-LC OM3 MMF Cable | 29
7D2NCTO1WW | ASR9 | Lenovo 10m LC-LC OM3 MMF Cable | 39
7D2NCTO1WW | ASRA | Lenovo 15m LC-LC OM3 MMF Cable | 45
7D2NCTO1WW | ASRB | Lenovo 25m LC-LC OM3 MMF Cable | 54
7D2NCTO1WW | ASRC | Lenovo 30m LC-LC OM3 MMF Cable | 64
7D2NCTO1WW | AU0E | 0.5m Intel OPA 100 Series Passive Copper QSFP28 Cable | 79
7D2NCTO1WW | AU0F | 0.75m Intel OPA Passive Copper QSFP28 Cable | 139
7D2NCTO1WW | AU0G | 1m Intel OPA 100 Series Passive Copper QSFP28 Cable | 99
7D2NCTO1WW | AU0H | 1.25m Intel OPA 100 Series Passive Copper QSFP28 Cable | 159
7D2NCTO1WW | AU0J | 1.5m Intel OPA 100 Series Passive Copper QSFP28 Cable | 109
7D2NCTO1WW | AU8K | LeROM Validation | 0
7D2NCTO1WW | AVFQ | 0.75m Green Cat5e Cable | 15
7D2NCTO1WW | AVFR | 1.0m Green Cat5e Cable | 19
7D2NCTO1WW | AVFS | 1.25m Green Cat5e Cable | 19
7D2NCTO1WW | AVFT | 0.75m Blue Cat5e Cable | 15
7D2NCTO1WW | AVFU | 1.0m Blue Cat5e Cable | 19
7D2NCTO1WW | AVFV | 1.25m Blue Cat5e Cable | 19
7D2NCTO1WW | AVFW | 0.75m Green Cat6 Cable | 19
7D2NCTO1WW | AVFX | 1.0m Green Cat6 Cable | 19
7D2NCTO1WW | AVFY | 1.25m Green Cat6 Cable | 19
7D2NCTO1WW | AVFZ | 1.5m Green Cat6 Cable | 19
7D2NCTO1WW | AVG0 | 3m Green Cat6 Cable | 25
7D2NCTO1WW | B1EQ | Network Verification | 600
7D2NCTO1WW | B22J | 5m Intel OPA 100 Series Active Optical QSFP28 Low Power Cable | 809
7D2NCTO1WW | B22L | 15m Intel OPA 100 Series Active Optical QSFP28 Low Power Cable | 839
7D2NCTO1WW | B22M | 20m Intel OPA 100 Series Active Optical QSFP28 Low Power Cable | 849
7D2NCTO1WW | B30W | Custom MFG SVCS Fee - Medium Increment | 30
7D2NCTO1WW | B30X | Custom MFG SVCS Fee - Large Increment | 300
7D2NCTO1WW | B5LL | Rack PreMerge | 0
7D2NCTO1WW | B98D | 12U 1200mm Deep Micro Datacenter Rack | 2699
7D2NCTO1WW | B98F | Rack Monitor | 3899
7D2NCTO1WW | BCP5 | Integration Prep MDC 12U | 0
7D2PCTO1WW | 1763 | EMEA Long Leadtime Configurations | 0
7D2PCTO1WW | 1772 | Capacity Scheduling Service | 0
7D2PCTO1WW | 1796 | Custom SLA Scheduling Service | 0
7D2PCTO1WW | 2305 | Integration 1U Component | 59
7D2PCTO1WW | 2306 | Integration >1U Component | 125
7D2PCTO1WW | 2320 | Department of Defense UID Label | 25
7D2PCTO1WW | 2321 | Custom MFG SVCS Fee - Small Increment | 3
7D2PCTO1WW | 3791 | 0.6m Yellow Cat5e Cable | 24
7D2PCTO1WW | 3792 | 1.5m Yellow Cat5e Cable | 24
7D2PCTO1WW | 3793 | 3m Yellow Cat5e Cable | 25
7D2PCTO1WW | 3794 | 10m Yellow Cat5e Cable | 34
7D2PCTO1WW | 3795 | 25m Yellow Cat5e Cable | 69
7D2PCTO1WW | 3796 | 0.6m Green Cat5e Cable | 16
7D2PCTO1WW | 3797 | 1.5m Green Cat5e Cable | 17
7D2PCTO1WW | 3798 | 3m Green Cat5e Cable | 19
7D2PCTO1WW | 3799 | 10m Green Cat5e Cable | 29
7D2PCTO1WW | 3800 | 25m Green Cat5e Cable | 69
7D2PCTO1WW | 3801 | 0.6m Blue Cat5e Cable | 24
7D2PCTO1WW | 3802 | 1.5m Blue Cat5e Cable | 14
7D2PCTO1WW | 3803 | 3m Blue Cat5e Cable | 25
7D2PCTO1WW | 3804 | 10m Blue Cat5e Cable | 34
7D2PCTO1WW | 3805 | 25m Blue Cat5e Cable | 69
7D2PCTO1WW | 4271 | 1U black plastic filler panel | 11
7D2PCTO1WW | 4273 | 3U black plastic filler panel | 15
7D2PCTO1WW | 4275 | 5U black plastic filler panel | 55
7D2PCTO1WW | 5900 | DPI 100-127V NEMA PDU | 145
7D2PCTO1WW | 5949 | DPI Universal Rack PDU (US LV) | 229
7D2PCTO1WW | 5950 | DPI Universal 7 C13 PDU | 179
7D2PCTO1WW | 5954 | DPI Universal Rack PDU (Europe) | 195
7D2PCTO1WW | 5955 | DPI Universal Rack PDU (Denmark/Switzerland) | 195
7D2PCTO1WW | 5957 | DPI Universal Rack PDU (Italy) | 195
7D2PCTO1WW | 5959 | DPI Universal Rack PDU (UK) | 195
7D2PCTO1WW | 5960 | DPI Universal Rack PDU (Australia/New Zealand) | 359
7D2PCTO1WW | 5961 | DPI Universal Rack PDU (China) | 359
7D2PCTO1WW | 6012 | DPI Single-phase 30A/208V C13 Enterprise PDU (US) | 669
7D2PCTO1WW | 6013 | DPI Single-phase 60A/208V C13 Enterprise PDU (US) | 899
7D2PCTO1WW | 6032 | DPI Single-phase 30A/208V C13 Enterprise PDU Plus (US) | 1269
7D2PCTO1WW | 6033 | DPI Single-phase 60A/208V C13 Enterprise PDU Plus (US) | 1419
7D2PCTO1WW | 6061 | DPI Three-phase 60A/208V C19 Enterprise PDU (US) | 599
7D2PCTO1WW | 6062 | DPI Single-phase 30A/208V C19 Enterprise PDU (US) | 1999
7D2PCTO1WW | 6063 | DPI Single-phase 60A/208V C19 Enterprise PDU (US) | 899
7D2PCTO1WW | 6204 | 2.8m, 10A/100-250V, C13 to IEC 320-C20 Rack Power Cable | 19
7D2PCTO1WW | 6500 | 4.3m, 30A/208V, EPDU to NEMA L6-30P (US) Line Cord | 169
7D2PCTO1WW | 6501 | 4.3m, 60A/208V, EPDU to IEC 309 2P+G (US) Line Cord | 319
7D2PCTO1WW | 6505 | 4.3m, 32A/230V, Souriau UTG Female to AS/NZ 3112 (Aus/NZ) Line Cord | 169
7D2PCTO1WW | 6506 | 4.3m, 32A/250V, Souriau UTG Female to KSC 8305 (S. Korea) Line Cord | 169
7D2PCTO1WW | 7831 | Customer Solution Center Services | 0
7D2PCTO1WW | 7929 | e1350 Special Bid Solution Component | 0
7D2PCTO1WW | 8031 | Consolidate Shipment | 0
7D2PCTO1WW | 8034 | LeSI Solution Component | 0
7D2PCTO1WW | 8067 | TAA Compliant Order | 0
7D2PCTO1WW | 8072 | General Racking Solution | 0
7D2PCTO1WW | 8086 | No Publications Selected | 0
7D2PCTO1WW | 8970 | Ship empty | 0
7D2PCTO1WW | 8971 | Integrate in manufacturing | 0
7D2PCTO1WW | 8972 | Ship Uninstalled (Safety) | 0
7D2PCTO1WW | 9122 | 0-bay arrangement (don't use side-wall compartments) | 0
7D2PCTO1WW | 9128 | dual source distribution | 0
7D2PCTO1WW | 9129 | use 100V (low voltage) | 0
7D2PCTO1WW | 9134 | use 200V (high voltage) | 0
7D2PCTO1WW | A103 | System x Cluster Upgrade | 0
7D2PCTO1WW | A11S | DPI 30amp Front End PDU w/ Nema L5-30P | 359
7D2PCTO1WW | A11T | DPI 30amp Front End PDU w/ Nema L6-30P | 359
7D2PCTO1WW | A11U | DPI 60amp Front End PDU w/ IEC 309 2P + N + G | 549
7D2PCTO1WW | A11V | DPI 32amp/250V Front End PDU w/ IEC 309 P+N+G connector | 685
7D2PCTO1WW | A11W | DPI 63amp/250V Front End PDU w/ IEC 309 P + N connector | 685
7D2PCTO1WW | A11X | DPI Single-phase 32A/230V Front-end PDU (Aus/NZ) | 359
7D2PCTO1WW | A11Y | DPI Single-phase 30A/220V Front-end PDU (S Korea) | 359
7D2PCTO1WW | A193 | Integrated Solutions | 0
7D2PCTO1WW | A1MS | 10m Cat6 Yellow Cable | 49
7D2PCTO1WW | A1MT | 10m Green Cat6 Cable | 49
7D2PCTO1WW | A1MU | 10m Cat6 Blue Cable | 49
7D2PCTO1WW | A1MV | 25m Cat6 Yellow Cable | 105
7D2PCTO1WW | A1MW | 25m Green Cat6 Cable | 105
7D2PCTO1WW | A1MX | 25m Cat6 Blue Cable | 105
7D2PCTO1WW | A1PH | 1m Passive DAC SFP+ Cable | 69
7D2PCTO1WW | A1PJ | 3m Passive DAC SFP+ Cable | 89
7D2PCTO1WW | A1PK | 5m Passive DAC SFP+ Cable | 159
7D2PCTO1WW | A2X8 | 5m QSFP+ to QSFP+ Cable | 379
7D2PCTO1WW | A2X9 | 7m QSFP+ to QSFP+ Cable | 429
7D2PCTO1WW | A3RG | 0.5m Passive DAC SFP+ Cable | 79
7D2PCTO1WW | A3RH | 7m Passive DAC SFP+ Cable | 179
7D2PCTO1WW | A3TC | 4.3m, 16A/380-415V, EPDU/IEC 309 3P+N+G 3ph wye (non-US) Line Cord | 205
7D2PCTO1WW | A3TF | DPI Three Phase 60A/208V Enterprise C13 PDU Plus (US) | 1499
7D2PCTO1WW | A4AK | KVM Dongle cable | 39
7D2PCTO1WW | A4WW | Cable Installation Tool for Racks | 149
7D2PCTO1WW | A51N | 1.5m Passive DAC SFP+ Cable | 89
7D2PCTO1WW | A51P | 2m Passive DAC SFP+ Cable | 89
7D2PCTO1WW | A5RD | Free Shipping and Handling | 0
7D2PCTO1WW | ASR5 | Lenovo 0.5m LC-LC OM3 MMF Cable | 24
7D2PCTO1WW | ASR6 | Lenovo 1m LC-LC OM3 MMF Cable | 24
7D2PCTO1WW | ASR7 | Lenovo 3m LC-LC OM3 MMF Cable | 24
7D2PCTO1WW | ASR8 | Lenovo 5m LC-LC OM3 MMF Cable | 29
7D2PCTO1WW | ASR9 | Lenovo 10m LC-LC OM3 MMF Cable | 39
7D2PCTO1WW | ASRA | Lenovo 15m LC-LC OM3 MMF Cable | 45
7D2PCTO1WW | ASRB | Lenovo 25m LC-LC OM3 MMF Cable | 54
7D2PCTO1WW | ASRC | Lenovo 30m LC-LC OM3 MMF Cable | 64
7D2PCTO1WW | AU0E | 0.5m Intel OPA 100 Series Passive Copper QSFP28 Cable | 79
7D2PCTO1WW | AU0F | 0.75m Intel OPA Passive Copper QSFP28 Cable | 139
7D2PCTO1WW | AU0G | 1m Intel OPA 100 Series Passive Copper QSFP28 Cable | 99
7D2PCTO1WW | AU0H | 1.25m Intel OPA 100 Series Passive Copper QSFP28 Cable | 159
7D2PCTO1WW | AU0J | 1.5m Intel OPA 100 Series Passive Copper QSFP28 Cable | 109
7D2PCTO1WW | AU8K | LeROM Validation | 0
7D2PCTO1WW | AVFQ | 0.75m Green Cat5e Cable | 15
7D2PCTO1WW | AVFR | 1.0m Green Cat5e Cable | 19
7D2PCTO1WW | AVFS | 1.25m Green Cat5e Cable | 19
7D2PCTO1WW | AVFT | 0.75m Blue Cat5e Cable | 15
7D2PCTO1WW | AVFU | 1.0m Blue Cat5e Cable | 19
7D2PCTO1WW | AVFV | 1.25m Blue Cat5e Cable | 19
7D2PCTO1WW | AVFW | 0.75m Green Cat6 Cable | 19
7D2PCTO1WW | AVFX | 1.0m Green Cat6 Cable | 19
7D2PCTO1WW | AVFY | 1.25m Green Cat6 Cable | 19
7D2PCTO1WW | AVFZ | 1.5m Green Cat6 Cable | 19
7D2PCTO1WW | AVG0 | 3m Green Cat6 Cable | 25
7D2PCTO1WW | B1EQ | Network Verification | 600
7D2PCTO1WW | B22J | 5m Intel OPA 100 Series Active Optical QSFP28 Low Power Cable | 809
7D2PCTO1WW | B22L | 15m Intel OPA 100 Series Active Optical QSFP28 Low Power Cable | 839
7D2PCTO1WW | B22M | 20m Intel OPA 100 Series Active Optical QSFP28 Low Power Cable | 849
7D2PCTO1WW | B30W | Custom MFG SVCS Fee - Medium Increment | 30
7D2PCTO1WW | B30X | Custom MFG SVCS Fee - Large Increment | 300
7D2PCTO1WW | B5LL | Rack PreMerge | 0
7D2PCTO1WW | B98E | 18U 1200mm Deep Micro Datacenter Rack | 2999
7D2PCTO1WW | B98F | Rack Monitor | 3899
7D2PCTO1WW | BCP6 | Integration Prep MDC 18U | 0
7D2SCTO1WW | 747 | UID Asset Tag Label | 20
7D2SCTO1WW | 2306 | Integration >1U Component | 125
7D2SCTO1WW | 3801 | 0.6m Blue Cat5e Cable | 24
7D2SCTO1WW | 3802 | 1.5m Blue Cat5e Cable | 14
7D2SCTO1WW | 3803 | 3m Blue Cat5e Cable | 25
7D2SCTO1WW | 3804 | 10m Blue Cat5e Cable | 34
7D2SCTO1WW | 3805 | 25m Blue Cat5e Cable | 69
7D2SCTO1WW | 6201 | 1.5m, 10A/100-250V, C13 to IEC 320-C14 Rack Power Cable | 19
7D2SCTO1WW | 6204 | 2.8m, 10A/100-250V, C13 to IEC 320-C20 Rack Power Cable | 19
7D2SCTO1WW | 6263 | 4.3m, 10A/100-250V, C13 to IEC 320-C14 Rack Power Cable | 19
7D2SCTO1WW | 6311 | 2.8m, 10A/100-250V, C13 to IEC 320-C14 Rack Power Cable | 9
7D2SCTO1WW | 6313 | 2.8m, 10A/120V, C13 to NEMA 5-15P (US) Line Cord | 19
7D2SCTO1WW | 6370 | 4.3m, 10A/125V, C13 to NEMA 5-15P (US) Line Cord | 10
7D2SCTO1WW | 6373 | 4.3m, 10A/250V, C13 to NEMA 6-15P (US) Line Cord | 15
7D2SCTO1WW | 6400 | 2.8m, 13A/100-250V, C13 to C14 Jumper Cord | 9
7D2SCTO1WW | 6401 | 2.8m, 13A/120V, C13 to NEMA 5-15P (US) Line Cord | 29
7D2SCTO1WW | 6570 | 2.0m, 13A/100-250V, C13 to C14 Jumper Cord | 19
7D2SCTO1WW | 6583 | 4.3m, 13A/100-250V, C13 to C14 Rack Power Cable | 19
7D2SCTO1WW | 7831 | Customer Solution Center Services | 0
7D2SCTO1WW | 8067 | TAA Compliant Order | 0
7D2SCTO1WW | 8072 | General Racking Solution | 0
7D2SCTO1WW | 8086 | No Publications Selected | 0
7D2SCTO1WW | 8971 | Integrate in manufacturing | 0
7D2SCTO1WW | 8972 | Ship Uninstalled (Safety) | 0
7D2SCTO1WW | A1DP | 1m QSFP to QSFP+ Cable | 269
7D2SCTO1WW | A1DQ | 3m QSFP+ to QSFP+ Cable | 329
7D2SCTO1WW | A1PH | 1m Passive DAC SFP+ Cable | 69
7D2SCTO1WW | A1PJ | 3m Passive DAC SFP+ Cable | 89
7D2SCTO1WW | A1PK | 5m Passive DAC SFP+ Cable | 159
7D2SCTO1WW | A1RF | 2.8m, 10A/250V, C13 to NEMA 6-15P Line Cord | 15
7D2SCTO1WW | A2X8 | 5m QSFP+ to QSFP+ Cable | 379
7D2SCTO1WW | A3RG | 0.5m Passive DAC SFP+ Cable | 79
7D2SCTO1WW | A3SW | 1.2m, 16A/100-250V, 2 Short C13s to Short C20 Rack Power Cable | 55
7D2SCTO1WW | A3SX | 2.5m, 16A/100-250V, 2 Long C13s to Short C20 Rack Power Cable | 75
7D2SCTO1WW | A3SY | 2.8m, 16A/100-250V, 2 Short C13s to Long C20 Rack Power Cable | 79
7D2SCTO1WW | A3SZ | 4.1m, 16A/100-250V, 2 Long C13s to Long C20 Rack Power Cable | 85
7D2SCTO1WW | A4VP | 1.0m, 10A/100-250V, C13 to IEC 320-C14 Rack Power Cable | 19
7D2SCTO1WW | A51N | 1.5m Passive DAC SFP+ Cable | 89
7D2SCTO1WW | A51P | 2m Passive DAC SFP+ Cable | 89
7D2SCTO1WW | ASR5 | Lenovo 0.5m LC-LC OM3 MMF Cable | 24
7D2SCTO1WW | ASR6 | Lenovo 1m LC-LC OM3 MMF Cable | 24
7D2SCTO1WW | ASR7 | Lenovo 3m LC-LC OM3 MMF Cable | 24
7D2SCTO1WW | ASR8 | Lenovo 5m LC-LC OM3 MMF Cable | 29
7D2SCTO1WW | ASR9 | Lenovo 10m LC-LC OM3 MMF Cable | 39
7D2SCTO1WW | ASRA | Lenovo 15m LC-LC OM3 MMF Cable | 45
7D2SCTO1WW | ASRB | Lenovo 25m LC-LC OM3 MMF Cable | 54
7D2SCTO1WW | ASRC | Lenovo 30m LC-LC OM3 MMF Cable | 64
7D2SCTO1WW | AV1W | Lenovo 1m Passive 25G SFP28 DAC Cable | 69
7D2SCTO1WW | AV1X | Lenovo 3m Passive 25G SFP28 DAC Cable | 79
7D2SCTO1WW | AV1Y | Lenovo 5m Passive 25G SFP28 DAC Cable | 159
7D2SCTO1WW | AV1Z | Lenovo 1m Passive 100G QSFP28 DAC Cable | 99
7D2SCTO1WW | AV20 | Lenovo 3m Passive 100G QSFP28 DAC Cable | 159
7D2SCTO1WW | AV21 | Lenovo 5m Passive 100G QSFP28 DAC Cable | 299
7D2SCTO1WW | AV25 | Lenovo 5m MPO-MPO OM4 MMF Cable | 114
7D2SCTO1WW | AV26 | Lenovo 7m MPO-MPO OM4 MMF Cable | 135
7D2SCTO1WW | AV27 | Lenovo 10m MPO-MPO OM4 MMF Cable | 159
7D2SCTO1WW | AV28 | Lenovo 15m MPO-MPO OM4 MMF Cable | 205
7D2SCTO1WW | AV29 | Lenovo 20m MPO-MPO OM4 MMF Cable | 259
7D2SCTO1WW | AV2A | Lenovo 30m MPO-MPO OM4 MMF Cable | 349
7D2SCTO1WW | AX8A | 4.3m, 13A/120V, C13 to NEMA 5-15P (US) Line Cord | 19
7D2SCTO1WW | B0N4 | 2.0m, 10A/100-250V, C13 to IEC 320-C14 Rack Power Cable | 29
7D2SCTO1WW | B0N5 | 1.0m, 13A/100-250V, C13 to C14 Jumper Cord | 25
7D2SCTO1WW | B0N6 | 1.5m, 13A/100-250V, C13 to C14 Jumper Cord | 29
7D2SCTO1WW | B2P9 | Lenovo 0.5m LC-LC OM4 MMF Cable | 34
7D2SCTO1WW | B2PA | Lenovo 1m LC-LC OM4 MMF Cable | 29
7D2SCTO1WW | B2PB | Lenovo 3m LC-LC OM4 MMF Cable | 34
7D2SCTO1WW | B2PC | Lenovo 5m LC-LC OM4 MMF Cable | 44
7D2SCTO1WW | B2PD | Lenovo 10m LC-LC OM4 MMF Cable | 69
7D2SCTO1WW | B2PE | Lenovo 15m LC-LC OM4 MMF Cable | 79
7D2SCTO1WW | B2PF | Lenovo 25m LC-LC OM4 MMF Cable | 114
7D2SCTO1WW | B2PG | Lenovo 30m LC-LC OM4 MMF Cable | 129
7D2SCTO1WW | BB4R | BES-53248 Ethernet Storage Switch: 16xSFP Ports and 2xQSFP Ports Active | 9309
7D2SCTO1WW | BFH1 | Lenovo 100Gb SR4 QSFP28 Ethernet Transceiver | 689
7D2SCTOLWW | 747 | UID Asset Tag Label | 20
7D2SCTOLWW | 2306 | Integration >1U Component | 125
7D2SCTOLWW | 3801 | 0.6m Blue Cat5e Cable | 24
7D2SCTOLWW | 3802 | 1.5m Blue Cat5e Cable | 14
7D2SCTOLWW | 3803 | 3m Blue Cat5e Cable | 25
7D2SCTOLWW | 3804 | 10m Blue Cat5e Cable | 34
7D2SCTOLWW | 3805 | 25m Blue Cat5e Cable | 69
7D2SCTOLWW | 6201 | 1.5m, 10A/100-250V, C13 to IEC 320-C14 Rack Power Cable | 19
7D2SCTOLWW | 6204 | 2.8m, 10A/100-250V, C13 to IEC 320-C20 Rack Power Cable | 19
7D2SCTOLWW | 6263 | 4.3m, 10A/100-250V, C13 to IEC 320-C14 Rack Power Cable | 19
7D2SCTOLWW | 6311 | 2.8m, 10A/100-250V, C13 to IEC 320-C14 Rack Power Cable | 9
7D2SCTOLWW | 6313 | 2.8m, 10A/120V, C13 to NEMA 5-15P (US) Line Cord | 19
7D2SCTOLWW | 6370 | 4.3m, 10A/125V, C13 to NEMA 5-15P (US) Line Cord | 10
7D2SCTOLWW | 6373 | 4.3m, 10A/250V, C13 to NEMA 6-15P (US) Line Cord | 15
7D2SCTOLWW | 6400 | 2.8m, 13A/100-250V, C13 to C14 Jumper Cord | 9
7D2SCTOLWW | 6401 | 2.8m, 13A/120V, C13 to NEMA 5-15P (US) Line Cord | 29
7D2SCTOLWW | 6570 | 2.0m, 13A/100-250V, C13 to C14 Jumper Cord | 19
7D2SCTOLWW | 6583 | 4.3m, 13A/100-250V, C13 to C14 Rack Power Cable | 19
7D2SCTOLWW | 7831 | Customer Solution Center Services | 0
7D2SCTOLWW | 8067 | TAA Compliant Order | 0
7D2SCTOLWW | 8072 | General Racking Solution | 0
7D2SCTOLWW | 8086 | No Publications Selected | 0
7D2SCTOLWW | 8971 | Integrate in manufacturing | 0
7D2SCTOLWW | 8972 | Ship Uninstalled (Safety) | 0
7D2SCTOLWW | A1DP | 1m QSFP to QSFP+ Cable | 269
7D2SCTOLWW | A1DQ | 3m QSFP+ to QSFP+ Cable | 329
7D2SCTOLWW | A1PH | 1m Passive DAC SFP+ Cable | 69
7D2SCTOLWW | A1PJ | 3m Passive DAC SFP+ Cable | 89
7D2SCTOLWW | A1PK | 5m Passive DAC SFP+ Cable | 159
7D2SCTOLWW | A1RF | 2.8m, 10A/250V, C13 to NEMA 6-15P Line Cord | 15
7D2SCTOLWW | A2X8 | 5m QSFP+ to QSFP+ Cable | 379
7D2SCTOLWW | A3RG | 0.5m Passive DAC SFP+ Cable | 79
7D2SCTOLWW | A3SW | 1.2m, 16A/100-250V, 2 Short C13s to Short C20 Rack Power Cable | 55
7D2SCTOLWW | A3SX | 2.5m, 16A/100-250V, 2 Long C13s to Short C20 Rack Power Cable | 75
7D2SCTOLWW | A3SY | 2.8m, 16A/100-250V, 2 Short C13s to Long C20 Rack Power Cable | 79
7D2SCTOLWW | A3SZ | 4.1m, 16A/100-250V, 2 Long C13s to Long C20 Rack Power Cable | 85
7D2SCTOLWW | A4VP | 1.0m, 10A/100-250V, C13 to IEC 320-C14 Rack Power Cable | 19
7D2SCTOLWW | A51N | 1.5m Passive DAC SFP+ Cable | 89
7D2SCTOLWW | A51P | 2m Passive DAC SFP+ Cable | 89
7D2SCTOLWW | ASR5 | Lenovo 0.5m LC-LC OM3 MMF Cable | 24
7D2SCTOLWW | ASR6 | Lenovo 1m LC-LC OM3 MMF Cable | 24
7D2SCTOLWW | ASR7 | Lenovo 3m LC-LC OM3 MMF Cable | 24
7D2SCTOLWW | ASR8 | Lenovo 5m LC-LC OM3 MMF Cable | 29
7D2SCTOLWW | ASR9 | Lenovo 10m LC-LC OM3 MMF Cable | 39
7D2SCTOLWW | ASRA | Lenovo 15m LC-LC OM3 MMF Cable | 45
7D2SCTOLWW | ASRB | Lenovo 25m LC-LC OM3 MMF Cable | 54
7D2SCTOLWW | ASRC | Lenovo 30m LC-LC OM3 MMF Cable | 64
7D2SCTOLWW | AV1W | Lenovo 1m Passive 25G SFP28 DAC Cable | 69
7D2SCTOLWW | AV1X | Lenovo 3m Passive 25G SFP28 DAC Cable | 79
7D2SCTOLWW | AV1Y | Lenovo 5m Passive 25G SFP28 DAC Cable | 159
7D2SCTOLWW | AV1Z | Lenovo 1m Passive 100G QSFP28 DAC Cable | 99
7D2SCTOLWW | AV20 | Lenovo 3m Passive 100G QSFP28 DAC Cable | 159
7D2SCTOLWW | AV21 | Lenovo 5m Passive 100G QSFP28 DAC Cable | 299
7D2SCTOLWW | AV25 | Lenovo 5m MPO-MPO OM4 MMF Cable | 114
7D2SCTOLWW | AV26 | Lenovo 7m MPO-MPO OM4 MMF Cable | 135
7D2SCTOLWW | AV27 | Lenovo 10m MPO-MPO OM4 MMF Cable | 159
7D2SCTOLWW | AV28 | Lenovo 15m MPO-MPO OM4 MMF Cable | 205
7D2SCTOLWW | AV29 | Lenovo 20m MPO-MPO OM4 MMF Cable | 259
7D2SCTOLWW | AV2A | Lenovo 30m MPO-MPO OM4 MMF Cable | 349
7D2SCTOLWW | AX8A | 4.3m, 13A/120V, C13 to NEMA 5-15P (US) Line Cord | 19
7D2SCTOLWW | B0N4 | 2.0m, 10A/100-250V, C13 to IEC 320-C14 Rack Power Cable | 29
7D2SCTOLWW | B0N5 | 1.0m, 13A/100-250V, C13 to C14 Jumper Cord | 25
7D2SCTOLWW | B0N6 | 1.5m, 13A/100-250V, C13 to C14 Jumper Cord | 29
7D2SCTOLWW | B2P9 | Lenovo 0.5m LC-LC OM4 MMF Cable | 34
7D2SCTOLWW | B2PA | Lenovo 1m LC-LC OM4 MMF Cable | 29
7D2SCTOLWW | B2PB | Lenovo 3m LC-LC OM4 MMF Cable | 34
7D2SCTOLWW | B2PC | Lenovo 5m LC-LC OM4 MMF Cable | 44
7D2SCTOLWW | B2PD | Lenovo 10m LC-LC OM4 MMF Cable | 69
7D2SCTOLWW | B2PE | Lenovo 15m LC-LC OM4 MMF Cable | 79
7D2SCTOLWW | B2PF | Lenovo 25m LC-LC OM4 MMF Cable | 114
7D2SCTOLWW | B2PG | Lenovo 30m LC-LC OM4 MMF Cable | 129
7D2SCTOLWW | BB4R | BES-53248 Ethernet Storage Switch: 16xSFP Ports and 2xQSFP Ports Active | 9309
7D2SCTOLWW | BFH1 | Lenovo 100Gb SR4 QSFP28 Ethernet Transceiver | 689
7D2VCTO1WW | 64 | QLogic 10Gb SFP+ SR Optical Transceiver | 909
7D2VCTO1WW | 69 | Brocade 10Gb SFP+ SR Optical Transceiver | 909
7D2VCTO1WW | 747 | UID Asset Tag Label | 20
7D2VCTO1WW | 2302 | RAID Configuration | 149
7D2VCTO1WW | 2306 | Integration >1U Component | 125
7D2VCTO1WW | 2321 | Custom MFG SVCS Fee - Small Increment | 3
7D2VCTO1WW | 3269 | SFP SX Transceiver | 149
7D2VCTO1WW | 5053 | SFP+ SR Transceiver | 699
7D2VCTO1WW | 5341 | Virtual Media Conversion Option Gen2 (VCO2) | 129
7D2VCTO1WW | 5977 | Select Storage devices - no configured RAID required | 0
7D2VCTO1WW | 5978 | Select Storage devices - configured RAID | 0
7D2VCTO1WW | 6139 | SF Instruction | 0
7D2VCTO1WW | 6201 | 1.5m, 10A/100-250V, C13 to IEC 320-C14 Rack Power Cable | 19
7D2VCTO1WW | 6204 | 2.8m, 10A/100-250V, C13 to IEC 320-C20 Rack Power Cable | 19
7D2VCTO1WW | 6263 | 4.3m, 10A/100-250V, C13 to IEC 320-C14 Rack Power Cable | 19
7D2VCTO1WW | 6311 | 2.8m, 10A/100-250V, C13 to IEC 320-C14 Rack Power Cable | 9
7D2VCTO1WW | 6313 | 2.8m, 10A/120V, C13 to NEMA 5-15P (US) Line Cord | 19
7D2VCTO1WW | 6370 | 4.3m, 10A/125V, C13 to NEMA 5-15P (US) Line Cord | 10
7D2VCTO1WW | 6373 | 4.3m, 10A/250V, C13 to NEMA 6-15P (US) Line Cord | 15
7D2VCTO1WW | 6400 | 2.8m, 13A/100-250V, C13 to C14 Jumper Cord | 9
7D2VCTO1WW | 6401 | 2.8m, 13A/120V, C13 to NEMA 5-15P (US) Line Cord | 29
7D2VCTO1WW | 6570 | 2.0m, 13A/100-250V, C13 to C14 Jumper Cord | 19
7D2VCTO1WW | 6583 | 4.3m, 13A/100-250V, C13 to C14 Rack Power Cable | 19
7D2VCTO1WW | 7831 | Customer Solution Center Services | 0
7D2VCTO1WW | 8067 | TAA Compliant Order | 0
7D2VCTO1WW | 8072 | General Racking Solution | 0
7D2VCTO1WW | 8086 | No Publications Selected | 0
7D2VCTO1WW | 8971 | Integrate in manufacturing | 0
7D2VCTO1WW | 8972 | Ship Uninstalled (Safety) | 0
7D2VCTO1WW | 9013 | Hot Spare | 0
7D2VCTO1WW | A102 | Advanced Grouping | 0
7D2VCTO1WW | A103 | System x Cluster Upgrade | 0
7D2VCTO1WW | A1DP | 1m QSFP to QSFP+ Cable | 269
7D2VCTO1WW | A1DQ | 3m QSFP+ to QSFP+ Cable | 329
7D2VCTO1WW | A1PH | 1m Passive DAC SFP+ Cable | 69
7D2VCTO1WW | A1PJ | 3m Passive DAC SFP+ Cable | 89
7D2VCTO1WW | A1PK | 5m Passive DAC SFP+ Cable | 159
7D2VCTO1WW | A1PL | 8.5m Passive DAC SFP+ Cable | 329
7D2VCTO1WW | A1RF | 2.8m, 10A/250V, C13 to NEMA 6-15P Line Cord | 15
7D2VCTO1WW | A2X8 | 5m QSFP+ to QSFP+ Cable | 379
7D2VCTO1WW | A2X9 | 7m QSFP+ to QSFP+ Cable | 429
7D2VCTO1WW | A3RG | 0.5m Passive DAC SFP+ Cable | 79
7D2VCTO1WW | A3RH | 7m Passive DAC SFP+ Cable | 179
7D2VCTO1WW | A3SW | 1.2m, 16A/100-250V, 2 Short C13s to Short C20 Rack Power Cable | 55
7D2VCTO1WW | A3SX | 2.5m, 16A/100-250V, 2 Long C13s to Short C20 Rack Power Cable | 75
7D2VCTO1WW | A3SY | 2.8m, 16A/100-250V, 2 Short C13s to Long C20 Rack Power Cable | 79
7D2VCTO1WW | A3SZ | 4.1m, 16A/100-250V, 2 Long C13s to Long C20 Rack Power Cable | 85
7D2VCTO1WW | A4EY | No x Network Adapter | 0
7D2VCTO1WW | A4VP | 1.0m, 10A/100-250V, C13 to IEC 320-C14 Rack Power Cable | 19
7D2VCTO1WW | A51N | 1.5m Passive DAC SFP+ Cable | 89
7D2VCTO1WW | A51P | 2m Passive DAC SFP+ Cable | 89
7D2VCTO1WW | A5DL | SFP 1000Base-T (RJ-45) Transceiver | 89
7D2VCTO1WW | A5UA | Lenovo 1m MPO-4xLC OM3 MMF Breakout Cable | 279
7D2VCTO1WW | A5UB | Lenovo 3m MPO-4xLC OM3 MMF Breakout Cable | 329
7D2VCTO1WW | A5UC | Lenovo 5m MPO-4xLC OM3 MMF Breakout Cable | 379
7D2VCTO1WW | ARZB | 0.75m Mellanox QSFP Passive DAC Cable | 149
7D2VCTO1WW | ARZC | 1m Mellanox QSFP Passive DAC Cable | 159
7D2VCTO1WW | ARZD | 1.25m Mellanox QSFP Passive DAC Cable | 169
7D2VCTO1WW | ARZE | 1.5m Mellanox QSFP Passive DAC Cable | 169
7D2VCTO1WW | ARZF | 3m Mellanox QSFP Passive DAC Cable | 189
7D2VCTO1WW | ASQT | 0.5m Mellanox EDR IB Passive Copper QSFP28 Cable | 229
7D2VCTO1WW | ASQU | 0.75m Mellanox EDR IB Passive Copper QSFP28 Cable | 249
7D2VCTO1WW | ASQV | 1m Mellanox EDR IB Passive Copper QSFP28 Cable | 249
7D2VCTO1WW | ASQW | 1.25m Mellanox EDR IB Passive Copper QSFP28 Cable | 289
7D2VCTO1WW | ASQX | 1.5m Mellanox EDR IB Passive Copper QSFP28 Cable | 289
7D2VCTO1WW | ASQY | 2m Mellanox EDR IB Passive Copper QSFP28 Cable | 289
7D2VCTO1WW | ASQZ | 5m Mellanox EDR IB Optical QSFP28 Cable | 1359
7D2VCTO1WW | ASR0 | 10m Mellanox EDR IB Optical QSFP28 Cable | 1419
7D2VCTO1WW | ASR1 | 15m Mellanox EDR IB Optical QSFP28 Cable | 1509
7D2VCTO1WW | ASR2 | 20m Mellanox EDR IB Optical QSFP28 Cable | 1569
7D2VCTO1WW | ASR3 | 30m Mellanox EDR IB Optical QSFP28 Cable | 1789
7D2VCTO1WW | ASR5 | Lenovo 0.5m LC-LC OM3 MMF Cable | 24
7D2VCTO1WW | ASR6 | Lenovo 1m LC-LC OM3 MMF Cable | 24
7D2VCTO1WW | ASR7 | Lenovo 3m LC-LC OM3 MMF Cable | 24
7D2VCTO1WW | ASR8 | Lenovo 5m LC-LC OM3 MMF Cable | 29
7D2VCTO1WW | ASR9 | Lenovo 10m LC-LC OM3 MMF Cable | 39
7D2VCTO1WW | ASRA | Lenovo 15m LC-LC OM3 MMF Cable | 45
7D2VCTO1WW | ASRB | Lenovo 25m LC-LC OM3 MMF Cable | 54
7D2VCTO1WW | ASRC | Lenovo 30m LC-LC OM3 MMF Cable | 64
7D2VCTO1WW | ASRM | 3m Mellanox EDR IB Passive Copper QSFP28 Cable | 319
7D2VCTO1WW | ASRN | 3m Mellanox EDR IB Optical QSFP28 Cable | 1359
7D2VCTO1WW | ASRP | 50m Mellanox EDR IB Optical QSFP28 Cable | 2329
7D2VCTO1WW | AT2R | Lenovo 1m Active DAC SFP+ Cables | 129
7D2VCTO1WW | AT2S | Lenovo 3m Active DAC SFP+ Cables | 139
7D2VCTO1WW | AT2T | Lenovo 5m Active DAC SFP+ Cables | 159
7D2VCTO1WW | AT2U | Lenovo 10m QSFP+ MPO-MPO OM3 MMF Cable | 169
7D2VCTO1WW | AT2V | Lenovo 30m QSFP+ MPO-MPO OM3 MMF Cable | 329
7D2VCTO1WW | ATPX | Intel X550-T2 Dual Port 10GBase-T Adapter | 599
7D2VCTO1WW | ATTJ | Lenovo Dual Rate 1G/10GB SFP Transceiver | 119
7D2VCTO1WW | ATYX | Lenovo 1m SFP+ to SFP+ Active Optical Cable | 104
7D2VCTO1WW | ATYY | Lenovo 3m SFP+ to SFP+ Active Optical Cable | 99
7D2VCTO1WW | ATYZ | Lenovo 5m SFP+ to SFP+ Active Optical Cable | 114
7D2VCTO1WW | ATZ0 | Lenovo 7m SFP+ to SFP+ Active Optical Cable | 129
7D2VCTO1WW | ATZ1 | Lenovo 15m SFP+ to SFP+ Active Optical Cable | 169
7D2VCTO1WW | ATZ2 | Lenovo 20m SFP+ to SFP+ Active Optical Cable | 169
7D2VCTO1WW | ATZB | QLogic 16Gb Enhanced Gen5 FC Single-port HBA | 979
7D2VCTO1WW | ATZC | QLogic 16Gb Enhanced Gen5 FC Dual-port HBA | 1339
7D2VCTO1WW | ATZU | Emulex 16Gb Gen6 FC Single-port HBA | 949
7D2VCTO1WW | ATZV | Emulex 16Gb Gen6 FC Dual-port HBA | 1309
7D2VCTO1WW | AU0M | 5m Intel OPA 100 Series Active Optical QSFP28 Cable | 899
7D2VCTO1WW | AU0N | 10m Intel OPA 100 Series Active Optical QSFP28 Cable | 929
7D2VCTO1WW | AU0P | 15m Intel OPA 100 Series Active Optical QSFP28 Cable | 949
7D2VCTO1WW | AU0Q | 20m Intel OPA 100 Series Active Optical QSFP28 Cable | 979
7D2VCTO1WW | AUK7 | TPM 2.0 and Secure Boot | 0
7D2VCTO1WW | AUKP | ThinkSystem Broadcom 57416 10GBASE-T 2-Port PCIe Ethernet Adapter | 479
7D2VCTO1WW | AUKX | ThinkSystem Intel X710-DA2 PCIe 10Gb 2-Port SFP+ Ethernet Adapter | 459
7D2VCTO1WW | AULV | ThinkSystem 2.5" 300GB 15K SAS 12Gb Hot Swap 512n HDD | 339
7D2VCTO1WW | AULW | ThinkSystem 2.5" 600GB 15K SAS 12Gb Hot Swap 512n HDD | 469
7D2VCTO1WW | AULX | ThinkSystem 2.5" 900GB 15K SAS 12Gb Hot Swap 512e HDD | 639
7D2VCTO1WW | AULY | ThinkSystem 2.5" 300GB 10K SAS 12Gb Hot Swap 512n HDD | 289
7D2VCTO1WW | AULZ | ThinkSystem 2.5" 600GB 10K SAS 12Gb Hot Swap 512n HDD | 319
7D2VCTO1WW | AUM1 | ThinkSystem 2.5" 1.2TB 10K SAS 12Gb Hot Swap 512n HDD | 389
7D2VCTO1WW | AUM2 | ThinkSystem 2.5" 1.8TB 10K SAS 12Gb Hot Swap 512e HDD | 589
7D2VCTO1WW | AUM5 | ThinkSystem 2.5" 600GB 10K SAS 12Gb Hot Swap 512n HDD SED | 635
7D2VCTO1WW | AUM6 | ThinkSystem 2.5" 1TB 7.2K SAS 12Gb Hot Swap 512n HDD | 469
7D2VCTO1WW | AUM7 | ThinkSystem 2.5" 2TB 7.2K SAS 12Gb Hot Swap 512n HDD | 839
7D2VCTO1WW | AUNG | ThinkSystem RAID 530-8i PCIe 12Gb Adapter | 299
7D2VCTO1WW | AUNJ | ThinkSystem RAID 930-8i 2GB Flash PCIe 12Gb Adapter | 1009
7D2VCTO1WW | AUNK | ThinkSystem RAID 930-16i 4GB Flash PCIe 12Gb Adapter | 1529
7D2VCTO1WW | AUNL | ThinkSystem 430-8i SAS/SATA 12Gb HBA | 299
7D2VCTO1WW | AUNM | ThinkSystem 430-16i SAS/SATA 12Gb HBA | 589
7D2VCTO1WW | AUNN | ThinkSystem 430-16e SAS/SATA 12Gb HBA | 609
7D2VCTO1WW | AUNP | FBU345 SuperCap | 135
7D2VCTO1WW | AUNQ | ThinkSystem RAID 930-8e 4GB Flash PCIe 12Gb Adapter | 1689
7D2VCTO1WW | AUNR | ThinkSystem 430-8e SAS/SATA 12Gb HBA | 299
7D2VCTO1WW | AUPW | ThinkSystem XClarity Controller Standard to Enterprise Upgrade | 100
7D2VCTO1WW | AURR | ThinkSystem M3.5 Screw for Riser 2x2pcs and Planar 5pcs | 0
7D2VCTO1WW | AUSL | ThinkSystem COM Port Upgrade Kit | 19
7D2VCTO1WW | AUU2 | ThinkSystem 3.5" 300GB 15K SAS 12Gb Hot Swap 512n HDD | 359
7D2VCTO1WW | AUU3 | ThinkSystem 3.5" 600GB 15K SAS 12Gb Hot Swap 512n HDD | 479
7D2VCTO1WW | AUU5 | ThinkSystem 3.5" 2TB 7.2K SAS 12Gb Hot Swap 512n HDD | 339
7D2VCTO1WW | AUU6 | ThinkSystem 3.5" 4TB 7.2K SAS 12Gb Hot Swap 512n HDD | 419
7D2VCTO1WW | AUU7 | ThinkSystem 3.5" 6TB 7.2K SAS 12Gb Hot Swap 512e HDD | 549
7D2VCTO1WW | AUU8 | ThinkSystem 3.5" 4TB 7.2K SATA 6Gb Hot Swap 512n HDD | 389
7D2VCTO1WW | AUU9 | ThinkSystem 3.5" 8TB 7.2K SATA 6Gb Hot Swap 512e HDD | 599
7D2VCTO1WW | AUUA | ThinkSystem 3.5" 6TB 7.2K SATA 6Gb Hot Swap 512e HDD | 529
7D2VCTO1WW | AUUB | ThinkSystem 3.5" 10TB 7.2K SATA 6Gb Hot Swap 512e HDD | 829
7D2VCTO1WW | AUUC | ThinkSystem 3.5" 900GB 15K SAS 12Gb Hot Swap 512e HDD | 679
7D2VCTO1WW | AUUD | ThinkSystem 3.5" 2TB 7.2K SATA 6Gb Hot Swap 512n HDD | 319
7D2VCTO1WW | AUUE | ThinkSystem 2.5" 1TB 7.2K SATA 6Gb Hot Swap 512n HDD | 469
7D2VCTO1WW | AUUF | ThinkSystem 3.5" 1TB 7.2K SATA 6Gb Hot Swap 512n HDD | 269
7D2VCTO1WW | AUUG | ThinkSystem 3.5" 10TB 7.2K SAS 12Gb Hot Swap 512e HDD | 849
7D2VCTO1WW | AUUJ | ThinkSystem 2.5" 2TB 7.2K SATA 6Gb Hot Swap 512e HDD | 849
7D2VCTO1WW | AUUL | ThinkSystem M.2 32GB SATA 6Gbps Non-Hot Swap SSD | 109
7D2VCTO1WW | AUUV | ThinkSystem M.2 128GB SATA 6Gbps Non-Hot Swap SSD | 159
7D2VCTO1WW | AUZV | ThinkSystem Broadcom 5719 1GbE RJ45 4-Port PCIe Ethernet Adapter | 159
7D2VCTO1WW | AUZW | ThinkSystem I350-T4 PCIe 1Gb 4-Port RJ45 Ethernet Adapter | 379
7D2VCTO1WW | AUZX | ThinkSystem Broadcom 5720 1GbE RJ45 2-Port PCIe Ethernet Adapter | 129
7D2VCTO1WW | AUZY | ThinkSystem I350-T2 PCIe 1Gb 2-Port RJ45 Ethernet Adapter | 179
7D2VCTO1WW | AUZZ | ThinkSystem I350-F1 PCIe 1Gb 1-Port SFP Ethernet Adapter | 379
7D2VCTO1WW | AV1B | Lenovo 25GBase-SR SFP28 Transceiver | 449
7D2VCTO1WW | AV1D | Lenovo 100GBase-SR4 QSFP28 Transceiver | 1539
7D2VCTO1WW | AV1F | Lenovo 3m 25G SFP28 Active Optical Cable | 489
7D2VCTO1WW | AV1G | Lenovo 5m 25G SFP28 Active Optical Cable | 489
7D2VCTO1WW | AV1H | Lenovo 10m 25G SFP28 Active Optical Cable | 499
7D2VCTO1WW | AV1J | Lenovo 15m 25G SFP28 Active Optical Cable | 497
7D2VCTO1WW | AV1K | Lenovo 20m 25G SFP28 Active Optical Cable | 519
7D2VCTO1WW | AV1L | Lenovo 3m 100G QSFP28 Active Optical Cable | 1059
7D2VCTO1WW | AV1M | Lenovo 5m 100G QSFP28 Active Optical Cable | 1069
7D2VCTO1WW | AV1N | Lenovo 10m 100G QSFP28 Active Optical Cable | 1099
7D2VCTO1WW | AV1P | Lenovo 15m 100G QSFP28 Active Optical Cable | 1079
7D2VCTO1WW | AV1Q | Lenovo 20m 100G QSFP28 Active Optical Cable | 1179
7D2VCTO1WW | AV1R | Lenovo 3m 100G to 4x25G Breakout Active Optical Cable | 1949
7D2VCTO1WW | AV1S | Lenovo 5m 100G to 4x25G Breakout Active Optical Cable | 1975
7D2VCTO1WW | AV1T | Lenovo 10m 100G to 4x25G Breakout Active Optical Cable | 2035
7D2VCTO1WW | AV1U | Lenovo 15m 100G to 4x25G Breakout Active Optical Cable | 2095
7D2VCTO1WW | AV1V | Lenovo 20m 100G to 4x25G Breakout Active Optical Cable | 2149
7D2VCTO1WW | AV1W | Lenovo 1m Passive 25G SFP28 DAC Cable | 69
7D2VCTO1WW | AV1X | Lenovo 3m Passive 25G SFP28 DAC Cable | 79
7D2VCTO1WW | AV1Y | Lenovo 5m Passive 25G SFP28 DAC Cable | 159
7D2VCTO1WW | AV1Z | Lenovo 1m Passive 100G QSFP28 DAC Cable | 99
7D2VCTO1WW | AV20 | Lenovo 3m Passive 100G QSFP28 DAC Cable | 159
7D2VCTO1WW | AV21 | Lenovo 5m Passive 100G QSFP28 DAC Cable | 299
7D2VCTO1WW | AV22 | Lenovo 1m 100G QSFP28 to 4x25G SFP28 Breakout DAC Cable | 179
7D2VCTO1WW | AV23 | Lenovo 3m 100G QSFP28 to 4x25G SFP28 Breakout DAC Cable | 299
7D2VCTO1WW | AV24 | Lenovo 5m 100G QSFP28 to 4x25G SFP28 Breakout DAC Cable | 459
7D2VCTO1WW | AV25 | Lenovo 5m MPO-MPO OM4 MMF Cable | 114
7D2VCTO1WW | AV26 | Lenovo 7m MPO-MPO OM4 MMF Cable | 135
7D2VCTO1WW | AV27 | Lenovo 10m MPO-MPO OM4 MMF Cable | 159
7D2VCTO1WW | AV28 | Lenovo 15m MPO-MPO OM4 MMF Cable | 205
7D2VCTO1WW | AV29 | Lenovo 20m MPO-MPO OM4 MMF Cable | 259
7D2VCTO1WW | AV2A | Lenovo 30m MPO-MPO OM4 MMF Cable | 349
7D2VCTO1WW | AV2B | Lenovo 1m MPO to 4x LC Breakout OM4 MMF Cable | 149
7D2VCTO1WW | AV2C | Lenovo 3m MPO to 4x LC Breakout OM4 MMF Cable | 179
7D2VCTO1WW | AV2D | Lenovo 5m MPO to 4x LC Breakout OM4 MMF Cable | 239
7D2VCTO1WW | AVUT | ThinkSystem XClarity Controller Standard to Advanced Upgrade | 50
7D2VCTO1WW | AVUX | On Board SATA AHCI Mode | 0
7D2VCTO1WW | AVV1 | Lenovo 10GBaseT SFP+ Transceiver | 599
7D2VCTO1WW | AVV8 | ThinkSystem External USB DVD-RW Optical Disk Drive | 79
7D2VCTO1WW | AX8A | 4.3m, 13A/120V, C13 to NEMA 5-15P (US) Line Cord | 19
7D2VCTO1WW | B0ML | Feature Enable TPM on MB | 0
7D2VCTO1WW | B0N4 | 2.0m, 10A/100-250V, C13 to IEC 320-C14 Rack Power Cable | 29
7D2VCTO1WW | B0N5 | 1.0m, 13A/100-250V, C13 to C14 Jumper Cord | 25
7D2VCTO1WW | B0N6 | 1.5m, 13A/100-250V, C13 to C14 Jumper Cord | 29
7D2VCTO1WW | B0RJ | 10GBASE-LR SFP+Transceiver | 350
7D2VCTO1WW | B0YQ | ThinkSystem 3.5" 8TB 7.2K SAS 12Gb Hot Swap 512e HDD FIPS | 1349
7D2VCTO1WW | B0YR | ThinkSystem 3.5" 8TB 7.2K SAS 12Gb Hot Swap 512e HDD | 659
7D2VCTO1WW | B0YS | ThinkSystem 2.5" 2.4TB 10K SAS 12Gb Hot Swap 512e HDD | 629
7D2VCTO1WW | B0YV | ThinkSystem 2.5" 2.4TB 10K SAS 12Gb Hot Swap 512e HDD FIPS | 1299
7D2VCTO1WW | B0YX | ThinkSystem 2.5" 1.2TB 10K SAS 12Gb Hot Swap 512n HDD SED | 749
7D2VCTO1WW | B117 | ThinkSystem 3.5" 12TB 7.2K SAS 12Gb Hot Swap 512e HDD | 949
7D2VCTO1WW | B118 | ThinkSystem 3.5" 12TB 7.2K SATA 6Gb Hot Swap 512e HDD | 1829
7D2VCTO1WW | B135 | ThinkSystem 2U CMA Upgrade Kit for Toolless Slide Rail | 59
7D2VCTO1WW | B173 | Companion Part for XClarity Controller Standard to Enterprise Upgrade in Factory | 0
7D2VCTO1WW | B21X | ThinkSystem U.2 Toshiba CM5-V 1.6TB Mainstream NVMe PCIe 3.0 x4 Hot Swap SSD | 3449
7D2VCTO1WW | B21Y | ThinkSystem U.2 Toshiba CM5-V 3.2TB Mainstream NVMe PCIe 3.0 x4 Hot Swap SSD | 6999
7D2VCTO1WW | B220 | ThinkSystem 3.5" Toshiba CM5-V 1.6TB Mainstream NVMe PCIe 3.0 x4 Hot Swap SSD | 3449
7D2VCTO1WW | B221 | ThinkSystem 3.5" Toshiba CM5-V 3.2TB Mainstream NVMe PCIe 3.0 x4 Hot Swap SSD | 6999
7D2VCTO1WW | B22J | 5m Intel OPA 100 Series Active Optical QSFP28 Low Power Cable | 809
7D2VCTO1WW | B22K | 10m Intel OPA 100 Series Active Optical QSFP28 Low Power Cable | 829
7D2VCTO1WW | B22L | 15m Intel OPA 100 Series Active Optical QSFP28 Low Power Cable | 839
7D2VCTO1WW | B22M | 20m Intel OPA 100 Series Active Optical QSFP28 Low Power Cable | 849
7D2VCTO1WW | B2P9 | Lenovo 0.5m LC-LC OM4 MMF Cable | 34
7D2VCTO1WW | B2PA | Lenovo 1m LC-LC OM4 MMF Cable | 29
7D2VCTO1WW | B2PB | Lenovo 3m LC-LC OM4 MMF Cable | 34
7D2VCTO1WW | B2PC | Lenovo 5m LC-LC OM4 MMF Cable | 44
7D2VCTO1WW | B2PD | Lenovo 10m LC-LC OM4 MMF Cable | 69
7D2VCTO1WW | B2PE | Lenovo 15m LC-LC OM4 MMF Cable | 79
7D2VCTO1WW | B2PF | Lenovo 25m LC-LC OM4 MMF Cable | 114
7D2VCTO1WW | B2UZ | Lenovo 1m 100G QSFP28 Active Optical Cable | 949
7D2VCTO1WW | B306 | Mellanox QSA 100G to 25G Cable Adapter | 149
7D2VCTO1WW | B30W | Custom MFG SVCS Fee - Medium Increment | 30
7D2VCTO1WW | B30X | Custom MFG SVCS Fee - Large Increment | 300
7D2VCTO1WW | B31D | ThinkSystem NVIDIA Quadro P620 2GB PCIe Active GPU | 269
7D2VCTO1WW | B31G | ThinkSystem QLogic QL41134 PCIe 10Gb 4-Port Base-T Ethernet Adapter | 799
7D2VCTO1WW | B34N | ThinkSystem U.2 PM983 1.92TB Entry NVMe PCIe 3.0 x4 Hot Swap SSD | 939
7D2VCTO1WW | B34P | ThinkSystem U.2 PM983 3.84TB Entry NVMe PCIe 3.0 x4 Hot Swap SSD | 1839
7D2VCTO1WW | B34Q | ThinkSystem 3.5" PM983 1.92TB Entry NVMe PCIe 3.0 x4 Hot Swap SSD | 2999
7D2VCTO1WW | B34R | ThinkSystem 3.5" PM983 3.84TB Entry NVMe PCIe 3.0 x4 Hot Swap SSD | 5049
7D2VCTO1WW | B34S | ThinkSystem NVIDIA Tesla V100 32GB PCIe Passive GPU | 25819
7D2VCTO1WW | B42B | ThinkSystem Toolless Friction Rail v2 | 99
7D2VCTO1WW | B496 | ThinkSystem 3.5" 14TB 7.2K SAS 12Gb Hot Swap 512e HDD | 1199
7D2VCTO1WW | B497 | ThinkSystem 3.5" 14TB 7.2K SATA 6Gb Hot Swap 512e HDD | 1149
7D2VCTO1WW | B498 | ThinkSystem 2.5" Intel S4510 240GB Entry SATA 6Gb Hot Swap SSD | 149
7D2VCTO1WW | B499 | ThinkSystem 2.5" Intel S4510 480GB Entry SATA 6Gb Hot Swap SSD | 309
7D2VCTO1WW | B49A | ThinkSystem 2.5" Intel S4510 960GB Entry SATA 6Gb Hot Swap SSD | 529
7D2VCTO1WW | B49B | ThinkSystem 2.5" Intel S4510 1.92TB Entry SATA 6Gb Hot Swap SSD | 1049
7D2VCTO1WW | B49C | ThinkSystem 2.5" Intel S4510 3.84TB Entry SATA 6Gb Hot Swap SSD | 1979
7D2VCTO1WW | B49D | ThinkSystem 3.5" Intel S4510 240GB Entry SATA 6Gb Hot Swap SSD | 149
7D2VCTO1WW | B49E | ThinkSystem 3.5" Intel S4510 480GB Entry SATA 6Gb Hot Swap SSD | 209
7D2VCTO1WW | B49F | ThinkSystem 3.5" Intel S4510 960GB Entry SATA 6Gb Hot Swap SSD | 539
7D2VCTO1WW | B49G | ThinkSystem 3.5" Intel S4510 1.92TB Entry SATA 6Gb Hot Swap SSD | 1059
7D2VCTO1WW | B49H | ThinkSystem 3.5" Intel S4510 3.84TB Entry SATA 6Gb Hot Swap SSD | 1989
7D2VCTO1WW | B49L | ThinkSystem 2.5" Intel S4610 240GB Mainstream SATA 6Gb Hot Swap SSD | 399
7D2VCTO1WW | B49M | ThinkSystem 2.5" Intel S4610 480GB Mainstream SATA 6Gb Hot Swap SSD | 479
7D2VCTO1WW | B49N | ThinkSystem 2.5" Intel S4610 960GB Mainstream SATA 6Gb Hot Swap SSD | 699
7D2VCTO1WW | B49P | ThinkSystem 2.5" Intel S4610 1.92TB Mainstream SATA 6Gb Hot Swap SSD | 1289
7D2VCTO1WW | B49Q | ThinkSystem 2.5" Intel S4610 3.84TB Mainstream SATA 6Gb Hot Swap SSD | 2499
7D2VCTO1WW | B49R | ThinkSystem 3.5" Intel S4610 240GB Mainstream SATA 6Gb Hot Swap SSD | 409
7D2VCTO1WW | B49S | ThinkSystem 3.5" Intel S4610 480GB Mainstream SATA 6Gb Hot Swap SSD | 309
7D2VCTO1WW | B49T | ThinkSystem 3.5" Intel S4610 960GB Mainstream SATA 6Gb Hot Swap SSD | 1029
7D2VCTO1WW | B49U | ThinkSystem 3.5" Intel S4610 1.92TB Mainstream SATA 6Gb Hot Swap SSD | 1799
7D2VCTO1WW | B49V | ThinkSystem 3.5" Intel S4610 3.84TB Mainstream SATA 6Gb Hot Swap SSD | 3579
7D2VCTO1WW | B4PA | ThinkSystem 1610-8P NVMe Switch Adapter | 1199
7D2VCTO1WW | B4QQ | 0.5m Mellanox HDR IB Passive Copper QSFP56 Cable | 299
7D2VCTO1WW | B4QR | 1m Mellanox HDR IB Passive Copper QSFP56 Cable | 399
7D2VCTO1WW | B4QS | 1.5m Mellanox HDR IB Passive Copper QSFP56 Cable | 449
7D2VCTO1WW | B4QT | 2m Mellanox HDR IB Passive Copper QSFP56 Cable | 499
7D2VCTO1WW | B4QW | 3m Mellanox HDR IB Active Optical QSFP56 Cable | 2099
7D2VCTO1WW | B4QX | 5m Mellanox HDR IB Active Optical QSFP56 Cable | 2149
7D2VCTO1WW | B4QY | 10m Mellanox HDR IB Active Optical QSFP56 Cable | 2199
7D2VCTO1WW | B4QZ | 15m Mellanox HDR IB Active Optical QSFP56 Cable | 2249
7D2VCTO1WW | B4R0 | 20m Mellanox HDR IB Active Optical QSFP56 Cable | 2299
7D2VCTO1WW | B4R1 | 1m Mellanox HDR IB to 2x HDR100 Splitter Passive Copper QSFP56 Cable | 399
7D2VCTO1WW | B4R2 | 1.5m Mellanox HDR IB to 2x HDR100 Splitter Passive Copper QSFP56 Cable | 449
7D2VCTO1WW | B4R4 | 3m Mellanox HDR IB to 2x HDR100 Splitter Optical QSFP56 Cable | 2799
7D2VCTO1WW | B4R5 | 5m Mellanox HDR IB to 2x HDR100 Splitter Optical QSFP56 Cable | 2899
7D2VCTO1WW | B4R6 | 10m Mellanox HDR IB to 2x HDR100 Splitter Optical QSFP56 Cable | 2999
7D2VCTO1WW | B4R7 | 15m Mellanox HDR IB to 2x HDR100 Splitter Optical QSFP56 Cable | 3199
7D2VCTO1WW | B4R8 | 20m Mellanox HDR IB to 2x HDR100 Splitter Optical QSFP56 Cable | 3299
7D2VCTO1WW | B4R9 | ThinkSystem Mellanox ConnectX-6 HDR100/100GbE QSFP56 1-port PCIe VPI Adapter | 1779
7D2VCTO1WW | B4RA | ThinkSystem Mellanox ConnectX-6 HDR100/100GbE QSFP56 2-port PCIe VPI Adapter | 2099
7D2VCTO1WW | B4RB | ThinkSystem Mellanox HDR/200GbE 2x PCIe Aux Kit | 639
7D2VCTO1WW | B4RC | ThinkSystem Mellanox ConnectX-6 HDR/200GbE QSFP56 1-port PCIe 4 VPI Adapter | 2209
7D2VCTO1WW | B4Y3 | ThinkSystem 256GB TruDDR4 2933MHz (8Rx4 1.2V) 3DS RDIMM | 9159
7D2VCTO1WW | B4YB | ThinkSystem NVIDIA T4 16GB PCIe Passive GPU | 6279
7D2VCTO1WW | B58F | ThinkSystem U.2 Intel P4510 1.0TB Entry NVMe PCIe3.0 x4 Hot Swap SSD | 539
7D2VCTO1WW | B58G | ThinkSystem U.2 Intel P4510 2.0TB Entry NVMe PCIe3.0 x4 Hot Swap SSD | 1459
7D2VCTO1WW | B5SS | ThinkSystem Broadcom 57416 10GBASE-T 2-port + 5720 1GbE 2-port OCP Ethernet Adapter | 509
7D2VCTO1WW | B5ST | ThinkSystem Broadcom 57416 10GBASE-T 2-port OCP Ethernet Adapter | 449
7D2VCTO1WW | B5SU | ThinkSystem Broadcom 57454 10GBASE-T 4-port PCIe Ethernet Adapter | 719
7D2VCTO1WW | B5SV | ThinkSystem Broadcom 57454 10/25GbE SFP28 4-port OCP Ethernet Adapter | 539
7D2VCTO1WW | B5SW | ThinkSystem Marvell QL41232 10/25GbE SFP28 2-Port OCP Ethernet Adapter | 369
7D2VCTO1WW | B5SX | ThinkSystem Emulex LPe35000 32Gb 1-port PCIe Fibre Channel Adapter | 1739
7D2VCTO1WW | B5SY | ThinkSystem Emulex LPe35002 32Gb 2-port PCIe Fibre Channel Adapter | 2599
7D2VCTO1WW | B5SZ | ThinkSystem Broadcom 57414 10/25GbE SFP28 2-port OCP Ethernet Adapter | 389
7D2VCTO1WW | B5T0 | ThinkSystem Broadcom 57414 10/25GbE SFP28 2-port PCIe Ethernet Adapter | 389
7D2VCTO1WW | B5T1 | ThinkSystem Broadcom 5719 1GbE RJ45 4-port OCP Ethernet Adapter | 159
7D2VCTO1WW | B5T2 | ThinkSystem Mellanox ConnectX-4 Lx 10/25GbE SFP28 2-port OCP Ethernet Adapter | 329
7D2VCTO1WW | B5T3 | ThinkSystem Broadcom 57454 10/25GbE SFP28 4-port PCIe Ethernet Adapter | 559
7D2VCTO1WW | B5T4 | ThinkSystem Broadcom 57454 10GBASE-T 4-port OCP Ethernet Adapter | 739
7D2VCTO1WW | B5VT | ThinkSystem SR655 x8/x8 PCIe Riser3 | 609
7D2VCTO1WW | B5W1 | ThinkSystem SR655 x16/x16 PCIe Riser3 | 719
7D2VCTO1WW | B5WJ | ThinkSystem OCP3 Filler | 19
7D2VCTO1WW | B5XC | ThinkSystem 64GB TruDDR4 3200MHz (2Rx4 1.2V) RDIMM-A | 1089
7D2VCTO1WW | B5XD | ThinkSystem 16GB TruDDR4 3200MHz (2Rx8 1.2V) RDIMM-A | 299
7D2VCTO1WW | B5XE | ThinkSystem 32GB TruDDR4 3200MHz (2Rx4 1.2V) RDIMM-A | 539
7D2VCTO1WW | B5XF | ThinkSystem AMD EPYC 7742 64C 225W 2.25 GHz Processor | 12289
7D2VCTO1WW | B5XG | ThinkSystem AMD EPYC 7502 32C 180W 2.5GHz Processor | 4599
7D2VCTO1WW | B5XH | ThinkSystem M.2 SATA 2-Bay RAID Enablement Kit | 119
7D2VCTO1WW | B5XJ | ThinkSystem M.2 SATA/NVMe 2-Bay Enablement Kit | 79
7D2VCTO1WW | B652 | ThinkSystem Marvell QL41232 10/25GbE SFP28 2-Port PCIe Ethernet Adapter | 339
7D2VCTO1WW | B653 | ThinkSystem Mellanox ConnectX-4 Lx 10/25GbE SFP28 2-port PCIe Ethernet Adapter | 379
7D2VCTO1WW | B68K | 30m Mellanox HDR IB to 2x HDR100 Splitter Optical QSFP56 Cable | 3499
7D2VCTO1WW | B68L | 2m Mellanox HDR IB to 2x HDR100 Splitter Passive Copper QSFP56 Cable | 499
7D2VCTO1WW | B68M | 100m Mellanox HDR IB Optical QSFP56 Cable | 5099
7D2VCTO1WW | B68N | 50m Mellanox HDR IB Optical QSFP56 Cable | 3699
7D2VCTO1WW | B68P | 30m Mellanox HDR IB Optical QSFP56 Cable | 2399
7D2VCTO1WW | B6TR | ThinkSystem AMD EPYC 7702 64C 200W 2.0GHz Processor | 11399
7D2VCTO1WW | B6TS | ThinkSystem AMD EPYC 7262 8C 155W 3.2GHz Processor | 1059
7D2VCTO1WW | B6TT | ThinkSystem AMD EPYC 7402P 24C 180W 2.8GHz Processor | 2209
7D2VCTO1WW | B6TU | ThinkSystem AMD EPYC 7452 32C 155W 2.35 GHz Processor | 3579
7D2VCTO1WW | B6TV | ThinkSystem AMD EPYC 7302 16C 155W 3.0GHz Processor | 1729
7D2VCTO1WW | B6VU | ThinkSystem AMD EPYC 7252 8C 120W 3.1GHz Processor | 1129
7D2VCTO1WW | B6VV | ThinkSystem AMD EPYC 7302P 16C 155W 3.0GHz Processor | 1519
7D2VCTO1WW | B6VW | ThinkSystem AMD EPYC 7402 24C 180W 2.8GHz Processor | 3149
7D2VCTO1WW | B6VX | ThinkSystem AMD EPYC 7502P 32C 180W 2.5GHz Processor | 4069
7D2VCTO1WW | B6VY | ThinkSystem AMD EPYC 7702P 64C 200W 2.0GHz Processor | 7819
7D2VCTO1WW | B6VZ | ThinkSystem AMD EPYC 7282 16C 120W 2.8GHz Processor | 1539
7D2VCTO1WW | B6W0 | ThinkSystem AMD EPYC 7352 24C 155W 2.3GHz Processor | 3069
7D2VCTO1WW | B6W1 | ThinkSystem AMD EPYC 7552 48C 200W 2.2GHz Processor | 9159
7D2VCTO1WW | B6W2 | ThinkSystem AMD EPYC 7542 32C 225W 2.9GHz Processor | 7739
7D2VCTO1WW | B6W3 | ThinkSystem AMD EPYC 7642 48C 225W 2.3GHz Processor | 10869
7D2VCTO1WW | B766 | ThinkSystem AMD EPYC 7232P 8C 120W 3.1GHz Processor | 1069
7D2VCTO1WW | B767 | ThinkSystem AMD EPYC 7272 12C 120W 2.9GHz Processor | 1479
7D2VCTO1WW | B7EW | ThinkSystem 2.5" 5210 1.92TB Entry SATA 6Gb Hot Swap QLC SSD | 759
7D2VCTO1WW | B7EX | ThinkSystem 2.5" 5210 3.84TB Entry SATA 6Gb Hot Swap QLC SSD | 1489
7D2VCTO1WW | B7EY | ThinkSystem 2.5" 5210 7.68TB Entry SATA 6Gb Hot Swap QLC SSD | 2779
7D2VCTO1WW | B7EZ | ThinkSystem 3.5" 16TB 7.2K SAS 12Gb Hot Swap 512e HDD | 1309
7D2VCTO1WW | B7F0 | ThinkSystem 3.5" 16TB 7.2K SATA 6Gb Hot Swap 512e HDD | 1289
7D2VCTO1WW | B87R | Mellanox CX6 Socket-Direct Adapter Cable Assemble Way | 0
7D2VCTO1WW | B88T | VMware ESXi 6.7 U3 (factory installed) | 0
7D2VCTO1WW | B8HP | ThinkSystem 2.5" 5300 960GB Entry SATA 6Gb Hot Swap SSD | 489
7D2VCTO1WW | B8HQ | ThinkSystem 3.5" 5300 3.84TB Entry SATA 6Gb Hot Swap SSD | 2179
7D2VCTO1WW | B8HR | ThinkSystem 3.5" 5300 1.92TB Mainstream SATA 6Gb Hot Swap SSD | 1829
7D2VCTO1WW | B8HS | ThinkSystem M.2 5300 240GB SATA 6Gbps Non-Hot Swap SSD | 359
7D2VCTO1WW | B8HT | ThinkSystem 3.5" PM1645a 800GB Mainstream SAS 12Gb Hot Swap SSD | 829
7D2VCTO1WW | B8HU | ThinkSystem 2.5" PM1645a 800GB Mainstream SAS 12Gb Hot Swap SSD | 819
7D2VCTO1WW | B8HV | ThinkSystem 2.5" 5300 240GB Entry SATA 6Gb Hot Swap SSD | 359
7D2VCTO1WW | B8HW | ThinkSystem HHHL PM1735 3.2TB Mainstream NVMe PCIe4.0 x8 Flash Adapter | 3179
7D2VCTO1WW | B8HX | ThinkSystem 3.5" 5300 3.84TB Mainstream SATA 6Gb Hot Swap SSD | 3119
7D2VCTO1WW | B8HY | ThinkSystem 2.5" 5300 480GB Mainstream SATA 6Gb Hot Swap SSD | 429
7D2VCTO1WW | B8HZ | ThinkSystem 3.5" 5300 1.92TB Entry SATA 6Gb Hot Swap SSD | 1139
7D2VCTO1WW | B8J0 | ThinkSystem 3.5" 5300 960GB Mainstream SATA 6Gb Hot Swap SSD | 929
7D2VCTO1WW | B8J1 | ThinkSystem 2.5" 5300 240GB Mainstream SATA 6Gb Hot Swap SSD | 409
7D2VCTO1WW | B8J2 | ThinkSystem 2.5" 5300 7.68TB Entry SATA 6Gb Hot Swap SSD | 3649
7D2VCTO1WW | B8J3 | ThinkSystem 3.5" 5300 7.68TB Entry SATA 6Gb Hot Swap SSD | 4119
7D2VCTO1WW | B8J4 | ThinkSystem 2.5" PM1645a 1.6TB Mainstream SAS 12Gb Hot Swap SSD | 1379
7D2VCTO1WW | B8J5 | ThinkSystem 2.5" 5300 1.92TB Entry SATA 6Gb Hot Swap SSD | 939
7D2VCTO1WW | B8J6 | ThinkSystem 2.5" 5300 960GB Mainstream SATA 6Gb Hot Swap SSD | 729
7D2VCTO1WW | B8J7 | ThinkSystem 2.5" 5300 3.84TB Mainstream SATA 6Gb Hot Swap SSD | 2179
7D2VCTO1WW | B8J9 | ThinkSystem 3.5" 5300 480GB Entry SATA 6Gb Hot Swap SSD | 379
7D2VCTO1WW | B8JA | ThinkSystem 2.5" PM1645a 6.4TB Mainstream SAS 12Gb Hot Swap SSD | 6049
7D2VCTO1WW | B8JB | ThinkSystem 3.5" 5300 240GB Entry SATA 6Gb Hot Swap SSD | 369
7D2VCTO1WW | B8JC | ThinkSystem 3.5" 5300 960GB Entry SATA 6Gb Hot Swap SSD | 629
7D2VCTO1WW | B8JD | ThinkSystem 2.5" PM1645a 3.2TB Mainstream SAS 12Gb Hot Swap SSD | 2579
7D2VCTO1WW | B8JE | ThinkSystem 2.5" 5300 1.92TB Mainstream SATA 6Gb Hot Swap SSD | 1279
7D2VCTO1WW | B8JF | ThinkSystem 3.5" 5300 480GB Mainstream SATA 6Gb Hot Swap SSD | 529
7D2VCTO1WW | B8JG | ThinkSystem 3.5" PM1645a 6.4TB Mainstream SAS 12Gb Hot Swap SSD | 6059
7D2VCTO1WW | B8JH | ThinkSystem HHHL PM1735 1.6TB Mainstream NVMe PCIe4.0 x8 Flash Adapter | 1799
7D2VCTO1WW | B8JJ | ThinkSystem M.2 5300 960GB SATA 6Gbps Non-Hot Swap SSD | 539
7D2VCTO1WW | B8JK | ThinkSystem 3.5" PM1645a 3.2TB Mainstream SAS 12Gb Hot Swap SSD | 2589
7D2VCTO1WW | B8JL | ThinkSystem 3.5" 5300 240GB Mainstream SATA 6Gb Hot Swap SSD | 419
7D2VCTO1WW | B8JM | ThinkSystem 2.5" 5300 480GB Entry SATA 6Gb Hot Swap SSD | 309
7D2VCTO1WW | B8JN | ThinkSystem 3.5" PM1645a 1.6TB Mainstream SAS 12Gb Hot Swap SSD | 1389
7D2VCTO1WW | B8JP | ThinkSystem 2.5" 5300 3.84TB Entry SATA 6Gb Hot Swap SSD | 1789
7D2VCTO1WW | B8JQ | ThinkSystem 7mm 5300 240GB Entry SATA 6Gb SSD | 359
7D2VCTO1WW | B8JR | ThinkSystem M.2 PM983 960GB NVMe PCIe 3.0 x4 Non-Hot Swap SSD | 589
7D2VCTO1WW | B8JS | ThinkSystem 7mm 5300 960GB Entry SATA 6Gb SSD | 629
7D2VCTO1WW | B8JT | ThinkSystem 7mm 5300 480GB Entry SATA 6Gb SSD | 359
7D2VCTO1WW | B8L1 | ThinkSystem SR665 MB | 2339
7D2VCTO1WW | B8L3 | ThinkSystem 1U/2U 4x3.5" SAS/SATA Backplane | 139
7D2VCTO1WW | B8L4 | ThinkSystem 7mm Tray Filler | 9
7D2VCTO1WW | B8L5 | ThinkSystem 1U MS Height CPU dummy | 9
7D2VCTO1WW | B8L7 | ThinkSystem 2U EIA Latch Standard (Left) | 39
7D2VCTO1WW | B8LA | ThinkSystem Toolless Slide Rail Kit v2 | 109
7D2VCTO1WW | B8LB | ThinkSystem Toolless Slide Rail Kit v2 Enhanced | 129
7D2VCTO1WW | B8LJ | ThinkSystem 2U PCIe Gen4 x16/x8/x8 Riser 1 or 2 | 149
7D2VCTO1WW | B8LK | ThinkSystem 2U 12x3.5" AnyBay Backplane | 609
7D2VCTO1WW | B8LL | ThinkSystem 2U PCIe Gen3 x16/x8/x8 Riser 1 or 2 | 79
7D2VCTO1WW | B8LM | ThinkSystem 2U/4U 8x2.5" AnyBay Backplane | 309
7D2VCTO1WW | B8LP | ThinkSystem 2U 8x3.5" SAS/SATA Backplane | 209
7D2VCTO1WW | B8LQ | ThinkSystem 2U PCIe Gen4 x16/x16 Slot 1&2 Riser 1 or 2 | 139
7D2VCTO1WW | B8LR | ThinkSystem 2U PCIe Gen4 x16/x16 Slot 2&3 Riser 1 or 2 | 129
7D2VCTO1WW | B8LS | ThinkSystem 2U PCIe Gen4 x16 Riser 1 or 2 | 109
7D2VCTO1WW | B8LT | ThinkSystem 2U 12x3.5" SAS/SATA Backplane | 319
7D2VCTO1WW | B8LU | ThinkSystem 2U 8x2.5" SAS/SATA Backplane | 129
7D2VCTO1WW | B8LV | ThinkSystem 2U 4x2.5" SAS/SATA Backplane | 99
7D2VCTO1WW | B8LX | ThinkSystem SR665 Standard Fan Option Kit | 29
7D2VCTO1WW | B8LY | ThinkSystem SR665 Performance Fan Option Kit | 79
7D2VCTO1WW | B8LZ | ThinkSystem 2U 2.5" Chassis with 8, 16 or 24 Bays | 649
7D2VCTO1WW | B8M0 | ThinkSystem 2U 3.5" Chassis with 8 or 12 Bays | 669
7D2VCTO1WW | B8M1 | ThinkSystem 2U MS 1FH Riser Filler | 2
7D2VCTO1WW | B8M2 | ThinkSystem 2U New Security Bezel | 59
7D2VCTO1WW | B8M3 | ThinkSystem 2U MS 1FH Riser2 Cage | 9
7D2VCTO1WW | B8M5 | ThinkSystem 2U MS Rear 8x2.5" HDD Cage | 49
7D2VCTO1WW | B8M6 | ThinkSystem 2U 4x3.5" Fixed Filler | 9
7D2VCTO1WW | B8M7 | ThinkSystem 2U MS 3FH Riser2 Cage | 29
7D2VCTO1WW | B8M8 | Screw for PCIe Card BKT | 0
7D2VCTO1WW | B8M9 | ThinkSystem 2U EIA Latch with FIO (right) | 59
7D2VCTO1WW | B8MB | ThinkSystem 2U MS GPU Air Duct Filler | 2
7D2VCTO1WW | B8MC | ThinkSystem 2U EIA Latch standard (right) | 19
7D2VCTO1WW | B8MD | ThinkSystem 2U MS GPU Airduct | 79
7D2VCTO1WW | B8ME | ThinkSystem 2U EIA Latch w/ VGA and External Diagnostics Port Upgrade Kit | 49
7D2VCTO1WW | B8MG | ThinkSystem 2U MS GPU extend Air Duct | 9
7D2VCTO1WW | B8MJ | ThinkSystem 2U MS 2FH+7mm SSD Riser1 Cage | 99
7D2VCTO1WW | B8MK | ThinkSystem 2U PCIe Gen4 x16/x16 PCIe Riser 3 | 189
7D2VCTO1WW | B8ML | ThinkSystem 2U MS 1FH Riser1 Cage | 9
7D2VCTO1WW | B8MM | ThinkSystem 2U MS 3FH Riser Filler | 2
7D2VCTO1WW | B8MN | ThinkSystem 2U MS 3FH Riser1 Cage | 29
7D2VCTO1WW | B8MP | ThinkSystem 2U MS Air Duct Filler(For 2U Gap) | 2
7D2VCTO1WW | B8MQ | L1 BThinkSystem 2U MS Super Cap Holder | 2
7D2VCTO1WW | B8MS | ThinkSystem 2U 16x2.5" Front Operator Panel | 119
7D2VCTO1WW | B8MT | ThinkSystem 2U MS Fan Dummy | 2
7D2VCTO1WW | B8NT | ThinkSystem 128GB TruDDR4 3200MHz (4Rx4, 1.2V) 3DS RDIMM-A | 3549
7D2VCTO1WW | B8NU | ThinkSystem 32GB TruDDR4 3200 MHz (2Rx8 1.2V) RDIMM-A | 589
7D2VCTO1WW | B8NV | ThinkSystem 32GB USB Flash Drive | 39
7D2VCTO1WW | B8NW | ThinkSystem RAID 940-8i 8GB Flash PCIe Gen4 12Gb Adapter | 1759
7D2VCTO1WW | B8NY | ThinkSystem Raid 940-8i 4GB Flash PCIe Gen4 12Gb Adapter | 1179
7D2VCTO1WW | B8NZ | ThinkSystem RAID 940-16i 8GB Flash PCIe Gen4 12Gb Adapter | 2049
7D2VCTO1WW | B8P0 | ThinkSystem Raid 940-16i 8GB Flash PCIe Gen4 12Gb Internal Adapter | 2069
7D2VCTO1WW | B8P1 | ThinkSystem 440-16i SAS/SATA PCIe Gen4 12Gb Internal HBA | 699
7D2VCTO1WW | B8P2 | ThinkSystem 2U 7mm Drive Kit w/ SATA RAID | 249
7D2VCTO1WW | B8P3 | ThinkSystem 2U 7mm Drive Kit w/ NVMe RAID | 639
7D2VCTO1WW | B8P6 | ThinkSystem 48 port 12Gb Internal Expander | 979
7D2VCTO1WW | B8P7 | ThinkSystem 440-16e SAS/SATA PCIe Gen4 12Gb HBA | 679
7D2VCTO1WW | B8P8 | ThinkSystem RAID 940-32i 8GB Flash PCIe Gen4 12Gb Adapter | 2359
7D2VCTO1WW | B8P9 | ThinkSystem M.2 NVMe 2-Bay RAID Enablement Kit | 219
7D2VCTO1WW | B8PP | ThinkSystem Mellanox ConnectX-6 Dx 100GbE QSFP56 2-port PCIe Ethernet Adapter | 1019
7D2VCTO1WW | B8Q9 | ThinkSystem 500W(230V/115V) V2 Platinum Hot-Swap Power Supply | 229
7D2VCTO1WW | B8QA | ThinkSystem 750W (230/115V) V2 Platinum Hot-Swap Power Supply | 259
7D2VCTO1WW | B8QB | ThinkSystem V2 1800W (230V) Platinum Hot-Swap Power Supply | 519
7D2VCTO1WW | B8QC | ThinkSystem 1100W (230V/115V) V2 Platinum Hot-Swap Power Supply | 369
7D2VCTO1WW | B8QD | ThinkSystem 750W (230V) V2 Titanium Hot-Swap Power Supply | 389
7D2VCTO1WW | B8QE | ThinkSystem 1100W -48V DC v2 Power Supply | 789
7D2VCTO1WW | B919 | ThinkSystem M.2 5300 480GB SATA 6Gbps Non-Hot Swap SSD | 369
7D2VCTO1WW | B91A | ThinkSystem 2.5" PM1643a 960GB Entry SAS 12Gb Hot Swap SSD | 819
7D2VCTO1WW | B91B | ThinkSystem 2.5" PM1643a 1.92TB Entry SAS 12Gb Hot Swap SSD | 1379
7D2VCTO1WW | B91C | ThinkSystem 2.5" PM1643a 3.84TB Entry SAS 12Gb Hot Swap SSD | 2579
7D2VCTO1WW | B91D | ThinkSystem 2.5" PM1643a 7.68TB Entry SAS 12Gb Hot Swap SSD | 5019
7D2VCTO1WW | B91E | ThinkSystem 3.5" PM1643a 3.84TB Entry SAS 12Gb Hot Swap SSD | 1729
7D2VCTO1WW | B91M | ThinkSystem 2U Steel cable wall BKT for 32NVME | 9
7D2VCTO1WW | B91Y | ThinkSystem Toolless Slide Rail Kit v2 with 2U CMA | 169
7D2VCTO1WW | B93E | ThinkSystem Intel I350 1GbE RJ45 4-port OCP Ethernet Adapter | 179
7D2VCTO1WW | B96F | ThinkSystem Broadcom 57508 100GbE QSFP56 2-port PCIe 4 Ethernet Adapter | 1059
7D2VCTO1WW | B96K | ThinkSystem 3.5" Kioxia CM6-V 3.2TB Mainstream NVMe PCIe4.0 x4 Hot Swap SSD | 3469
7D2VCTO1WW | B96M | ThinkSystem HHHL PM1735 6.4TB Mainstream NVMe PCIe4.0 x4 Flash Adapter | 5579
7D2VCTO1WW | B96P | ThinkSystem U.3 Kioxia CM6-V 6.4TB Mainstream NVMe PCIe4.0 x4 Hot Swap SSD | 6789
7D2VCTO1WW | B96T | ThinkSystem U.3 Kioxia CM6-V 3.2TB Mainstream NVMe PCIe4.0 x4 Hot Swap SSD | 3459
7D2VCTO1WW | B96V | ThinkSystem 3.5" Kioxia CM6-V 1.6TB Mainstream NVMe PCIe4.0 x4 Hot Swap SSD | 1919
7D2VCTO1WW | B96W | ThinkSystem 3.5" Kioxia CM6-V 6.4TB Mainstream NVMe PCIe4.0 x4 Hot Swap SSD | 6799
7D2VCTO1WW | B96Z | ThinkSystem U.3 Kioxia CM6-V 1.6TB Mainstream NVMe PCIe4.0 x4 Hot Swap SSD | 1919
7D2VCTO1WW | B97N | ThinkSystem Toolless Slide Rail Kit v2 Enhanced with 2U CMA | 179
7D2VCTO1WW | B97P | ThinkSystem 2U MidBay 8 2.5" SATA/SAS HDD Cage | 169
7D2VCTO1WW | B97R | ThinkSystem 2U MS 2FH+7mm SSD Riser2 Cage | 99
7D2VCTO1WW | B97S | ThinkSystem 2U Rear 4X3.5" SAS/SATA HDD Cage | 99
7D2VCTO1WW | B97T | ThinkSystem 2U MidBay 4X3.5" HDD Cage | 119
7D2VCTO1WW | B97U | ThinkSystem 2U MS Rear 2 3.5" SATA/SAS HDD Cage | 49
7D2VCTO1WW | B97V | ThinkSystem 2U MS Rear 4 2.5" HDD Cage | 69
7D2VCTO1WW | B97W | ThinkSystem 2U MidBay 8 2.5" NVMe HDD Cage | 169
7D2VCTO1WW | B97X | ThinkSystem 2U 8x2.5" SAS/SATA Rear Backplane | 129
7D2VCTO1WW | B97Z | ThinkSystem 2U PCIe Gen4 x8/x8 PCIe Riser 3 | 169
7D2VCTO1WW | B98C | ThinkSystem 4-Port PCIe Gen4 NVMe Retimer Adapter | 369
7D2VCTO1WW | B9AC | ThinkSystem 2.5" 5210 960GB Entry SATA 6Gb Hot Swap QLC SSD | 419
7D2VCTO1WW | B9V7 | Controller 5 HW RAID Array 1 HDDs | 0
7D2VCTO1WW | B9XB | Controller 1 No RAID Array | 0
7D2VCTO1WW | B9XC | Controller 1 HW RAID Array 1 RAID 0 | 0
7D2VCTO1WW | B9XD | Controller 1 HW RAID Array 1 RAID 1 | 0
7D2VCTO1WW | B9XE | Controller 1 HW RAID Array 1 RAID 5 | 0
7D2VCTO1WW | B9XF | Controller 1 HW RAID Array 1 RAID 6 | 0
7D2VCTO1WW | B9XG | Controller 1 HW RAID Array 1 RAID 10 | 0
7D2VCTO1WW | B9XH | Controller 1 HW RAID Array 2 RAID 0 | 0
7D2VCTO1WW | B9XJ | Controller 1 HW RAID Array 2 RAID 1 | 0
7D2VCTO1WW | B9XK | Controller 1 HW RAID Array 2 RAID 5 | 0
7D2VCTO1WW | B9XL | Controller 1 HW RAID Array 2 RAID 6 | 0
7D2VCTO1WW | B9XM | Controller 1 HW RAID Array 2 RAID 10 | 0
7D2VCTO1WW | B9XN | Controller 1 HW RAID Array 3 RAID 0 | 0
7D2VCTO1WW | B9XP | Controller 1 HW RAID Array 3 RAID 1 | 0
7D2VCTO1WW | B9XQ | Controller 1 HW RAID Array 3 RAID 5 | 0
7D2VCTO1WW | B9XR | Controller 1 HW RAID Array 3 RAID 6 | 0
7D2VCTO1WW | B9XS | Controller 1 HW RAID Array 3 RAID 10 | 0
7D2VCTO1WW | B9XT | Controller 2 No RAID Array | 0
7D2VCTO1WW | B9XU | Controller 2 HW RAID Array 1 RAID 0 | 0
7D2VCTO1WW | B9XV | Controller 2 HW RAID Array 1 RAID 1 | 0
7D2VCTO1WW | B9XW | Controller 2 HW RAID Array 1 RAID 5 | 0
7D2VCTO1WW | B9XX | Controller 2 HW RAID Array 1 RAID 6 | 0
7D2VCTO1WW | B9XY | Controller 2 HW RAID Array 1 RAID 10 | 0
7D2VCTO1WW | B9XZ | Controller 2 HW RAID Array 2 RAID 0 | 0
7D2VCTO1WW | B9Y0 | Controller 2 HW RAID Array 2 RAID 1 | 0
7D2VCTO1WW | B9Y1 | Controller 2 HW RAID Array 2 RAID 5 | 0
7D2VCTO1WW | B9Y2 | Controller 2 HW RAID Array 2 RAID 6 | 0
7D2VCTO1WW | B9Y3 | Controller 2 HW RAID Array 2 RAID 10 | 0
7D2VCTO1WW | B9Y4 | Controller 2 HW RAID Array 3 RAID 0 | 0
7D2VCTO1WW | B9Y5 | Controller 2 HW RAID Array 3 RAID 1 | 0
7D2VCTO1WW | B9Y6 | Controller 2 HW RAID Array 3 RAID 5 | 0
7D2VCTO1WW | B9Y7 | Controller 2 HW RAID Array 3 RAID 6 | 0
7D2VCTO1WW | B9Y8 | Controller 2 HW RAID Array 3 RAID 10 | 0
7D2VCTO1WW | B9Y9 | Controller 3 No RAID Array | 0
7D2VCTO1WW | B9YA | Controller 3 HW RAID Array 1 RAID 0 | 0
7D2VCTO1WW | B9YB | Controller 3 HW RAID Array 1 RAID 1 | 0
7D2VCTO1WW | B9YC | Controller 3 HW RAID Array 1 RAID 5 | 0
7D2VCTO1WW | B9YD | Controller 3 HW RAID Array 1 RAID 6 | 0
7D2VCTO1WW | B9YE | Controller 3 HW RAID Array 1 RAID 10 | 0
7D2VCTO1WW | B9YF | Controller 3 HW RAID Array 2 RAID 0 | 0
7D2VCTO1WW | B9YG | Controller 3 HW RAID Array 2 RAID 1 | 0
7D2VCTO1WW | B9YH | Controller 3 HW RAID Array 2 RAID 5 | 0
7D2VCTO1WW | B9YJ | Controller 3 HW RAID Array 2 RAID 6 | 0
7D2VCTO1WW | B9YK | Controller 3 HW RAID Array 2 RAID 10 | 0
7D2VCTO1WW | B9YR | Controller 4 No RAID Array | 0
7D2VCTO1WW | B9YS | Controller 4 HW RAID Array 1 RAID 0 | 0
7D2VCTO1WW | B9YT | Controller 4 HW RAID Array 1 RAID 1 | 0
7D2VCTO1WW | B9YU | Controller 4 HW RAID Array 1 RAID 5 | 0
7D2VCTO1WW | B9YV | Controller 4 HW RAID Array 1 RAID 6 | 0
7D2VCTO1WW | B9YW | Controller 4 HW RAID Array 1 RAID 10 | 0
7D2VCTO1WW | B9YX | Controller 4 HW RAID Array 2 RAID 0 | 0
7D2VCTO1WW | B9YY | Controller 4 HW RAID Array 2 RAID 1 | 0
7D2VCTO1WW | B9YZ | Controller 4 HW RAID Array 2 RAID 5 | 0
7D2VCTO1WW | B9Z0 | Controller 4 HW RAID Array 2 RAID 6 | 0
7D2VCTO1WW | B9Z1 | Controller 4 HW RAID Array 2 RAID 10 | 0
7D2VCTO1WW | B9Z7 | Controller 5 No RAID Array | 0
7D2VCTO1WW | BA12 | Controller 1 HW RAID Array 1 HDDs | 0
7D2VCTO1WW | BA13 | Controller 1 HW RAID Array 2 HDDs | 0
7D2VCTO1WW | BA14 | Controller 1 HW RAID Array 3 HDDs | 0
7D2VCTO1WW | BA15 | Controller 2 HW RAID Array 1 HDDs | 0
7D2VCTO1WW | BA16 | Controller 2 HW RAID Array 2 HDDs | 0
7D2VCTO1WW | BA17 | Controller 2 HW RAID Array 3 HDDs | 0
7D2VCTO1WW | BA18 | Controller 3 HW RAID Array 1 HDDs | 0
7D2VCTO1WW | BA19 | Controller 3 HW RAID Array 2 HDDs | 0
7D2VCTO1WW | BA1A | Controller 3 HW RAID Array 3 HDDs | 0
7D2VCTO1WW | BA1B | Controller 4 HW RAID Array 1 HDDs | 0
7D2VCTO1WW | BA1C | Controller 4 HW RAID Array 2 HDDs | 0
7D2VCTO1WW | BA1D | Controller 4 HW RAID Array 3 HDDs | 0
7D2VCTO1WW | BA1F | ThinkSystem QLogic QLE2772 32Gb 2-Port PCIe Fibre Channel Adapter | 2309
7D2VCTO1WW | BA1G | ThinkSystem QLogic QLE2770 32Gb 1-Port PCIe Fibre Channel Adapter | 1529
7D2VCTO1WW | BA3J | ThinkSystem 2U 2.5" 8 NVMe Backplane | 0
7D2VCTO1WW | BABN | ThinkSystem AMD EPYC 7662 64C 225W 2.0GHz Processor | 11549
7D2VCTO1WW | BABP | ThinkSystem AMD EPYC 7532 32C 200W 2.4GHz Processor | 6289
7D2VCTO1WW | BABW | ThinkSystem 2U MS 7mm SSD Riser2 Cage | 29
7D2VCTO1WW | BAG7 | ThinkSystem 2U 2x3.5" SAS/SATA Rear Backplane | 89
7D2VCTO1WW | BAVP | ThinkSystem AMD EPYC 7H12 64C 280W 2.6GHz Processor | 13619
7D2VCTO1WW | BB2E | ThinkSystem NVIDIA Tesla V100S 32GB PCIe Passive GPU | 26079
7D2VCTO1WW | BB63 | ThinkSystem 7mm PM983 960GB Entry NVMe PCIe 3.0 x4 Hot Swap SSD | 599
7D2VCTO1WW | BB8U | ThinkSystem Marvell QL41132 10GBASE-T 2-port OCP Ethernet Adapter | 509
7D2VCTO1WW | BBAL | G4 x16/x8/x8 PCIe Riser B8LJ for Riser 1 Placement | 0
7D2VCTO1WW | BBAM | G3 x16/x8/x8 PCIe Riser B8LL for Riser 1 Placement | 0
7D2VCTO1WW | BBAN | G4 x16/x16/E PCIe Riser B8LQ for Riser 1 Placement | 0
7D2VCTO1WW | BBAP | G4 E/x16/x16 PCIe Riser B8LR for Riser 1 Placement | 0
7D2VCTO1WW | BBAQ | G4 x16 PCIe Riser B8LS for Riser 1 Placement | 0
7D2VCTO1WW | BBAR | G4 x16/x8/x8 PCIe Riser B8LJ for Riser 2 Placement | 0
7D2VCTO1WW | BBAS | G3 x16/x8/x8 PCIe Riser B8LL for Riser 2 Placement | 0
7D2VCTO1WW | BBAT | G4 x16/x16/E PCIe Riser B8LQ for Riser 2 Placement | 0
7D2VCTO1WW | BBAU | G4 E/x16/x16 PCIe Riser B8LR for Riser 2 Placement | 0
7D2VCTO1WW | BBAV | G4 x16 PCIe Riser B8LS for Riser 2 Placement | 0
7D2VCTO1WW | BBN2 | Controller 1 Array 2 No RAID | 0
7D2VCTO1WW | BBN3 | Controller 1 Array 3 No RAID | 0
7D2VCTO1WW | BBN4 | Controller 2 Array 2 No RAID | 0
7D2VCTO1WW | BBN5 | Controller 2 Array 3 No RAID | 0
7D2VCTO1WW | BBN6 | Controller 3 Array 2 No RAID | 0
7D2VCTO1WW | BBN8 | Controller 4 Array 2 No RAID | 0
7D2VCTO1WW | BBNW | Controller 1 SAS HDD Hot Spare | 0
7D2VCTO1WW | BBNX | Controller 2 SAS HDD Hot Spare | 0
7D2VCTO1WW | BBNY | Controller 3 SAS HDD Hot Spare | 0
7D2VCTO1WW | BBNZ | Controller 4 SAS HDD Hot Spare | 0
7D2VCTO1WW | BBPG | Controller 1 NVMe SSD Hot Spare | 0
7D2VCTO1WW | BBPH | Controller 2 NVMe SSD Hot Spare | 0
7D2VCTO1WW | BBQ8 | Controller 1 SATA SSD Hot Spare | 0
7D2VCTO1WW | BBQ9 | Controller 1 SAS SSD Hot Spare | 0
7D2VCTO1WW | BBQA | Controller 1 SATA HDD Hot Spare | 0
7D2VCTO1WW | BBQB | Controller 2 SATA SSD Hot Spare | 0
7D2VCTO1WW | BBQC | Controller 2 SAS SSD Hot Spare | 0
7D2VCTO1WW | BBQD | Controller 2 SATA HDD Hot Spare | 0
7D2VCTO1WW | BBQE | Controller 3 SATA SSD Hot Spare | 0
7D2VCTO1WW | BBQF | Controller 3 SAS SSD Hot Spare | 0
7D2VCTO1WW | BBQG | Controller 3 SATA HDD Hot Spare | 0
7D2VCTO1WW | BBQH | Controller 4 SATA SSD Hot Spare | 0
7D2VCTO1WW | BBQJ | Controller 4 SAS SSD Hot Spare | 0
7D2VCTO1WW | BBQK | Controller 4 SATA HDD Hot Spare | 0
7D2VCTO1WW | BBZG | VMware ESXi 7.0 (Factory Installed) | 2
7D2VCTO1WW | BC4R | ThinkSystem 2.5" PM1643a 15.36TB Entry SAS 12Gb Hot Swap SSD | 10029
7D2VCTO1WW | BC4V | Non RAID NVMe | 0
7D2VCTO1WW | BC4X | MS 2FH Riser Filler | 19
7D2VCTO1WW | BC4Y | ThinkSystem U.2 PM1733 1.92TB Entry NVMe PCIe 4.0 x4 Hot Swap SSD | 1909
7D2VCTO1WW | BC4Z | ThinkSystem U.2 PM1733 3.84TB Entry NVMe PCIe 4.0 x4 Hot Swap SSD | 3369
7D2VCTO1WW | BC72 | ThinkSystem 2U Rack Shipping BKT and Screw | 2
7D2VCTO1WW | BCD5 | ThinkSystem Intel X710-T2L 10GBASE-T 2-port OCP Ethernet Adapter | 369
7D2VCTO1WW | BCD6 | ThinkSystem Intel E810-DA2 10/25GbE SFP28 2-Port PCIe Ethernet Adapter | 519
7D2VCTO1WW | BCE8 | ThinkSystem AMD EPYC 7F52 16C 240W 3.5GHz Processor | 5819
7D2VCTO1WW | BCE9 | ThinkSystem AMD EPYC 7F32 8C 180W 3.7GHz Processor | 3939
7D2VCTO1WW | BCEA | ThinkSystem AMD EPYC 7F72 24C 240W 3.2GHz Processor | 6759
7D2VCTO1WW | BCEC | ThinkSystem 2U 8x3.5" SAS/SATA Backplane | 0
7D2VCTO1WW | BCED | ThinkSystem 2U 8x2.5" SAS/SATA Backplane | 0
7D2VCTO1WW | BCEE | ThinkSystem 2U 8x2.5" AnyBay Backplane | 0
7D2VCTO1WW | BCEF | ThinkSystem 2U 12x3.5" SAS/SATA Backplane | 0
7D2VCTO1WW | BCEG | ThinkSystem 2U 12x3.5" AnyBay Backplane | 0
7D2VCTO1WW | BCFH | ThinkSystem 3.5" 18TB 7.2K SATA 6Gb Hot Swap 512e HDD | 1589
7D2VCTO1WW | BCFJ | ThinkSystem 3.5" Intel P5600 3.2TB Mainstream NVMe PCIe 4.0 x4 Hot Swap SSD | 3829
7D2VCTO1WW | BCFM | ThinkSystem 3.5" Intel P5600 1.6TB Mainstream NVMe PCIe 4.0 x4 Hot Swap SSD | 1929
7D2VCTO1WW | BCFP | ThinkSystem 3.5" 18TB 7.2K SAS 12Gb Hot Swap 512e HDD | 1609
7D2VCTO1WW | BCFQ | ThinkSystem 3.5" Intel P5600 6.4TB Mainstream NVMe PCIe 4.0 x4 Hot Swap SSD | 7649
7D2VCTO1WW | BCFR | ThinkSystem U.2 Intel P5600 3.2TB Mainstream NVMe PCIe 4.0 x4 Hot Swap SSD | 3829
7D2VCTO1WW | BCFS | ThinkSystem U.2 Intel P5600 6.4TB Mainstream NVMe PCIe 4.0 x4 Hot Swap SSD | 7639
7D2VCTO1WW | BCFT | ThinkSystem U.2 Intel P5500 1.92TB Entry NVMe PCIe 4.0 x4 Hot Swap SSD | 1479
7D2VCTO1WW | BCFU | ThinkSystem U.2 Intel P5500 7.68TB Entry NVMe PCIe 4.0 x4 Hot Swap SSD | 5359
7D2VCTO1WW | BCFV | ThinkSystem U.2 Intel P5600 1.6TB Mainstream NVMe PCIe 4.0 x4 Hot Swap SSD | 1919
7D2VCTO1WW | BCFW | ThinkSystem U.2 Intel P5500 3.84TB Entry NVMe PCIe 4.0 x4 Hot Swap SSD | 2689
7D2VCTO1WW | BCKH | ThinkSystem SR665 3.5" Chassis Front Backplane SAS/SATA Cable Kit | 409
7D2VCTO1WW | BCKJ | ThinkSystem SR665 3.5" Chassis Front Backplane Anybay Cable Kit | 619
7D2VCTO1WW | BCKK | ThinkSystem SR665 3.5" Chassis Rear Backplane SAS/SATA Cable Kit | 299
7D2VCTO1WW | BCKL | ThinkSystem SR665 3.5" Chassis Middle Backplane SAS/SATA Cable Kit | 249
7D2VCTO1WW | BCKM | ThinkSystem SR665 3.5" Chassis Middle Backplane NVMe Cable Kit | 239
7D2VCTO1WW | BCKN | ThinkSystem SR665 Internal RAID Adapter Input Cable Kit | 259
7D2VCTO1WW | BCKP | ThinkSystem SR665 2.5" Chassis Front BP1 SAS/SATA Cable Kit | 349
7D2VCTO1WW | BCKQ | ThinkSystem SR665 2.5" Chassis Front BP1 NVMe Cable Kit | 249
7D2VCTO1WW | BCKR | ThinkSystem SR665 2.5" Chassis Front BP2 SAS/SATA Cable Kit | 289
7D2VCTO1WW | BCKS | ThinkSystem SR665 2.5" Chassis Front BP2 NVMe Cable Kit | 289
7D2VCTO1WW | BCKT | ThinkSystem SR665 2.5" Chassis Front BP3 SAS/SATA Cable Kit | 279
7D2VCTO1WW | BCKU | ThinkSystem SR665 2.5" Chassis Front BP3 NVMe Cable Kit | 249
7D2VCTO1WW | BCKV | ThinkSystem SR665 2.5" Chassis Rear Backplane SAS/SATA Cable Kit | 299
7D2VCTO1WW | BCKW | ThinkSystem SR665 2.5" Chassis Middle Backplane SAS/SATA Cable Kit | 99
7D2VCTO1WW | BCKX | ThinkSystem SR665 2.5" Chassis Front BP1+2 16x NVMe System+Adapter Cable Kit | 579
7D2VCTO1WW | BCKY | ThinkSystem SR665 2.5" Chassis Front BP2+3 16x NVMe System+Adapter Cable Kit | 549
7D2VCTO1WW | BCKZ | ThinkSystem SR665 2.5" Chassis 24x and 32x NVMe Cable Kit | 989
7D2VCTO1WW | BCQK | ThinkSystem 2U 4x3.5" SAS/SATA Middle Backplane | 139
7D2VCTO1WW | BCQL | ThinkSystem 2U 4x2.5" SAS/SATA Middle Backplane | 99
7D2VCTO1WW | BCQM | ThinkSystem 2U/4U 8x2.5" NVMe Backplane | 309
7D2VCTO1WW | BCTC | ThinkSystem 2.5" Multi Vendor 240GB Entry SATA 6Gb Hot Swap SSD | 219
7D2VCTO1WW | BCTD | ThinkSystem 2.5" Multi Vendor 480GB Entry SATA 6Gb Hot Swap SSD | 219
7D2VCTO1WW | BCTE | ThinkSystem 2.5" Multi Vendor 960GB Entry SATA 6Gb Hot Swap SSD | 659
7D2VCTO1WW | BCTF | ThinkSystem 2.5" Multi Vendor 1.92TB Entry SATA 6Gb Hot Swap SSD | 1289
7D2VCTO1WW | BCTG | ThinkSystem 2.5" Multi Vendor 3.84TB Entry SATA 6Gb Hot Swap SSD | 1259
7D2VCTO1WW | BCTH | ThinkSystem 3.5" Multi Vendor 240GB Entry SATA 6Gb Hot Swap SSD | 229
7D2VCTO1WW | BCTJ | ThinkSystem 3.5" Multi Vendor 480GB Entry SATA 6Gb Hot Swap SSD | 219
7D2VCTO1WW | BCTK | ThinkSystem 3.5" Multi Vendor 960GB Entry SATA 6Gb Hot Swap SSD | 669
7D2VCTO1WW | BCTL | ThinkSystem 3.5" Multi Vendor 1.92TB Entry SATA 6Gb Hot Swap SSD | 1289
7D2VCTO1WW | BCTM | ThinkSystem 3.5" Multi Vendor 3.84TB Entry SATA 6Gb Hot Swap SSD | 1269
7D2VCTO1WW | BCZY | ThinkSystem 32GB TruDDR4 Performance+ 3200 MHz (2Rx8 1.2V) RDIMM-A | 449
7D2VCTO1WW | BCZZ | ThinkSystem 64GB TruDDR4 Performance+ 3200 MHz (2Rx4 1.2V) RDIMM-A | 899
7D2VCTO1WW | BD49 | ThinkSystem Broadcom 57454 10/25GbE SFP28 4-port PCIe Ethernet Adapter V2 | 549
7D2VCTO1WW | BDY4 | ThinkSystem Raid 940-16i 8GB Flash PCIe Gen4 12Gb Adapter for U.3 | 2139
7D2VCTO1WW | BDY7 | ThinkSystem 2U 4x2.5" Middle NVMe Backplane | 139
7D2VCTO1WW | BE03 | ThinkSystem U.3 Kioxia CM6-V 800GB Mainstream NVMe PCIe 4.0 x4 Hot Swap SSD | 1439
7D2VCTO1WW | BE04 | ThinkSystem 3.5" Kioxia CM6-V 800GB Mainstream NVMe PCIe 4.0 x4 Hot Swap SSD | 1449
7D2VCTO1WW | BE2A | ThinkSystem U.2 PM1733 3.84TB Entry NVMe PCIe 4.0 x4 Hot Swap SSD SED | 2979
7D2VCTO1WW | BE2B | ThinkSystem U.2 PM1733 7.68TB Entry NVMe PCIe 4.0 x4 Hot Swap SSD SED | 5579
7D2VCTO1WW | BE2C | ThinkSystem U.3 Kioxia CM6-R 3.84TB Entry NVMe PCIe 4.0 x4 Hot Swap SSD SED | 3419
7D2VCTO1WW | BE2D | ThinkSystem U.3 Kioxia CM6-R 7.68TB Entry NVMe PCIe 4.0 x4 Hot Swap SSD SED | 6669
7D2VCTO1WW | BE2E | ThinkSystem U.2 PM1733 7.68TB Entry NVMe PCIe 4.0 x4 Hot Swap SSD | 5579
7D2VCTO1WW | BE2F | ThinkSystem U.2 PM1733 15.36TB Entry NVMe PCIe 4.0 x4 Hot Swap SSD | 10969
7D2VCTO1WW | BE2G | ThinkSystem U.3 Kioxia CM6-R 3.84TB Entry NVMe PCIe 4.0 x4 Hot Swap SSD | 3379
7D2VCTO1WW | BE2H | ThinkSystem U.3 Kioxia CM6-R 7.68TB Entry NVMe PCIe 4.0 x4 Hot Swap SSD | 6639
7D2VCTO1WW | BE38 | 940 Series Flash Adapter for U.3 Trimode Setting | 0
7D2VCTO1WW | BE4T | ThinkSystem Mellanox ConnectX-6 Lx 10/25GbE SFP28 2-Port OCP Ethernet Adapter | 409
7D2VCTO1WW | BE4U | ThinkSystem Mellanox ConnectX-6 Lx 10/25GbE SFP28 2-Port PCIe Ethernet Adapter | 409
7D2VCTO1WW | BE5E | VMware ESXi 7.0 U1 (Factory Installed) | 0
7D2VCTO1WW | BEL4 | ThinkSystem NVIDIA A40 48GB PCIe Gen4 Passive GPU | 14289
7D2VCTO1WW | BEL5 | ThinkSystem NVIDIA A100 40GB PCIe Gen4 Passive GPU | 35939
7D2VCTO1WW | BEUX | ThinkSystem External Diagnostics Handset | 139
7D2VCTO1WW | BEVK | ThinkSystem 3.5" PM1643a 7.68TB Entry SAS 12Gb Hot Swap SSD | 5589
7D2VCTO1WW | BF10 | Lenovo Dual Rate 10G/25G SFP28 85C Transceiver | 399
7D2VCTO1WW | BF6Z | ThinkSystem SR665 MB for 7003, TPM 2.0 | 2319
7D2VCTO1WW | BF70 | ThinkSystem AMD EPYC 7713P 64C 225W 2.0GHz Processor | 10599
7D2VCTO1WW | BF71 | ThinkSystem AMD EPYC 7543P 32C 225W 2.8GHz Processor | 5519
7D2VCTO1WW | BF72 | ThinkSystem AMD EPYC 7443 24C 200W 2.85GHz Processor | 3979
7D2VCTO1WW | BF73 | ThinkSystem AMD EPYC 7763 64C 280W 2.45GHz Processor | 16689
7D2VCTO1WW | BF74 | ThinkSystem AMD EPYC 7453 28C 225W 2.75GHz Processor | 3879
7D2VCTO1WW | BF75 | ThinkSystem AMD EPYC 7663 56C 240W 2.0GHz Processor | 13169
7D2VCTO1WW | BF76 | ThinkSystem AMD EPYC 7313 16C 155W 3.0GHz Processor | 2139
7D2VCTO1WW | BF77 | ThinkSystem AMD EPYC 7543 32C 225W 2.8GHz Processor | 7519
7D2VCTO1WW | BF78 | ThinkSystem AMD EPYC 7413 24C 180W 2.65GHz Processor | 3609
7D2VCTO1WW | BF79 | ThinkSystem AMD EPYC 7443P 24C 200W 2.85GHz Processor | 2639
7D2VCTO1WW | BF7A | ThinkSystem AMD EPYC 7513 32C 200W 2.6GHz Processor | 5749
7D2VCTO1WW | BF7B | ThinkSystem AMD EPYC 7313P 16C 155W 3.0GHz Processor | 1809
7D2VCTO1WW | BF7C | ThinkSystem AMD EPYC 7713 64C 225W 2.0GHz Processor | 14939
7D2VCTO1WW | BF7D | ThinkSystem AMD EPYC 73F3 16C 240W 3.5GHz Processor | 7449
7D2VCTO1WW | BF7E | ThinkSystem AMD EPYC 7343 16C 190W 3.2GHz Processor | 3099
7D2VCTO1WW | BF7F | ThinkSystem AMD EPYC 75F3 32C 280W 2.95GHz Processor | 10279
7D2VCTO1WW | BF7G | ThinkSystem AMD EPYC 74F3 24C 240W 3.2GHz Processor | 6139
7D2VCTO1WW | BF7H | ThinkSystem AMD EPYC 72F3 8C 180W 3.7GHz Processor | 5219
7D2VCTO1WW | BFH1 | Lenovo 100Gb SR4 QSFP28 Ethernet Transceiver | 689
7D2VCTO1WW | BFPU | ThinkSystem Xilinx Alveo U25 25GbE SFP28 2-Port PCIe FPGA Adapter | 6489
7D2VCTO1WW | BFY5 | ThinkSystem RAID 530-16i PCIe 12Gb Adapter | 579
7D2VCTO1WW | BFYA | Operating mode selection for: "Maximum Efficiency Mode" | 0
7D2VCTO1WW | BFYB | Operating mode selection for: "Maximum Performance Mode" | 0
7D2VCTO1WW | BFZZ | ThinkSystem 2.5" Nytro 3732 800GB Performance SAS 12Gb Hot Swap SSD SED | 1669
7D2VCTO1WW | BG00 | ThinkSystem 3.5" Nytro 3732 3.2TB Performance SAS 12Gb Hot Swap SSD | 6219
7D2VCTO1WW | BG01 | ThinkSystem 3.5" Nytro 3732 1.6TB Performance SAS 12Gb Hot Swap SSD | 3239
7D2VCTO1WW | BG02 | ThinkSystem 3.5" Nytro 3732 800GB Performance SAS 12Gb Hot Swap SSD | 1669
7D2VCTO1WW | BG03 | ThinkSystem 3.5" Nytro 3732 400GB Performance SAS 12Gb Hot Swap SSD | 1029
7D2VCTO1WW | BG04 | ThinkSystem 2.5" Nytro 3732 3.2TB Performance SAS 12Gb Hot Swap SSD | 6259
7D2VCTO1WW | BG05 | ThinkSystem 2.5" Nytro 3732 1.6TB Performance SAS 12Gb Hot Swap SSD | 3259
7D2VCTO1WW | BG06 | ThinkSystem 2.5" Nytro 3732 800GB Performance SAS 12Gb Hot Swap SSD | 1669
7D2VCTO1WW | BG07 | ThinkSystem 2.5" Nytro 3732 400GB Performance SAS 12Gb Hot Swap SSD | 1029
7D2VCTO1WW | BGM0 | ThinkSystem RAID 940-8i 8GB Flash PCIe Gen4 12Gb Adapter for U.3 | 1839
7D2VCTO1WW | BGM1 | ThinkSystem RAID 940-8i 4GB Flash PCIe Gen4 12Gb Adapter for U.3 | 1229
7D2VCTO1WW | BGM2 | ThinkSystem RAID 940-16i 8GB Flash PCIe Gen4 12Gb Internal Adapter for U.3 | 2159
7D2VCTO1WW | BGQ5 | ThinkSystem AMD EPYC 7643 48C 225W 2.3GHz Processor | 10109
7D2VCTO1WW | BHE2 | ThinkSystem Solarflare X2522-Plus 10/25GbE SFP28 2-Port PCIe Ethernet Adapter | 3489
7D2VCTO1WW | BHSR | VMware ESXi 7.0 U2 (Factory Installed) | 0
7D2VCTO1WW | BHSS | MI for PXE with RJ45 Network port | 0
7D2VCTO1WW | BHWJ | ThinkSystem 2U MS 3FH Riser1 Cage v2 | 29
7D2VCTO1WW | BHWK | ThinkSystem 2U x16/x16 PCIe Riser3 Kit v2 | 179
7D2VCTO1WW | BHWL | ThinkSystem 2U MS 3FH Riser2 new Cage | 29
7D2VCTO1WW | BJ3G | ThinkSystem Emulex LPe35000 32Gb 1-port PCIe Fibre Channel Adapter v2 | 1729
7D2VCTO1WW | BJ3H | ThinkSystem Emulex LPe35002 32Gb 2-port PCIe Fibre Channel Adapter v2 | 2589
7D2VCTO1WW | BJP4 | ThinkSystem SR665 MB for 7002, TPM 1.2/2.0 | 2459
7D2VCTOLWW | 64 | QLogic 10Gb SFP+ SR Optical Transceiver | 909
7D2VCTOLWW | 69 | Brocade 10Gb SFP+ SR Optical Transceiver | 909
7D2VCTOLWW | 747 | UID Asset Tag Label | 20
7D2VCTOLWW | 2302 | RAID Configuration | 149
7D2VCTOLWW | 2306 | Integration >1U Component | 125
7D2VCTOLWW | 2321 | Custom MFG SVCS Fee - Small Increment | 3
7D2VCTOLWW | 3269 | SFP SX Transceiver | 149
7D2VCTOLWW | 5053 | SFP+ SR Transceiver | 699
7D2VCTOLWW | 5341 | Virtual Media Conversion Option Gen2 (VCO2) | 129
7D2VCTOLWW | 5977 | Select Storage devices - no configured RAID required | 0
7D2VCTOLWW | 5978 | Select Storage devices - configured RAID | 0
7D2VCTOLWW | 6139 | SF Instruction | 0
7D2VCTOLWW | 6201 | 1.5m, 10A/100-250V, C13 to IEC 320-C14 Rack Power Cable | 19
7D2VCTOLWW | 6204 | 2.8m, 10A/100-250V, C13 to IEC 320-C20 Rack Power Cable | 19
7D2VCTOLWW | 6263 | 4.3m, 10A/100-250V, C13 to IEC 320-C14 Rack Power Cable | 19
7D2VCTOLWW | 6311 | 2.8m, 10A/100-250V, C13 to IEC 320-C14 Rack Power Cable | 9
7D2VCTOLWW | 6313 | 2.8m, 10A/120V, C13 to NEMA 5-15P (US) Line Cord | 19
7D2VCTOLWW | 6370 | 4.3m, 10A/125V, C13 to NEMA 5-15P (US) Line Cord | 10
7D2VCTOLWW | 6373 | 4.3m, 10A/250V, C13 to NEMA 6-15P (US) Line Cord | 15
7D2VCTOLWW | 6400 | 2.8m, 13A/100-250V, C13 to C14 Jumper Cord | 9
7D2VCTOLWW | 6401 | 2.8m, 13A/120V, C13 to NEMA 5-15P (US) Line Cord | 29
7D2VCTOLWW | 6570 | 2.0m, 13A/100-250V, C13 to C14 Jumper Cord | 19
7D2VCTOLWW | 6583 | 4.3m, 13A/100-250V, C13 to C14 Rack Power Cable | 19
7D2VCTOLWW | 7831 | Customer Solution Center Services | 0
7D2VCTOLWW | 8067 | TAA Compliant Order | 0
7D2VCTOLWW | 8072 | General Racking Solution | 0
7D2VCTOLWW | 8086 | No Publications Selected | 0
7D2VCTOLWW | 8971 | Integrate in manufacturing | 0
7D2VCTOLWW | 8972 | Ship Uninstalled (Safety) | 0
7D2VCTOLWW | 9013 | Hot Spare | 0
7D2VCTOLWW | A102 | Advanced Grouping | 0
7D2VCTOLWW | A103 | System x Cluster Upgrade | 0
7D2VCTOLWW | A1DP | 1m QSFP to QSFP+ Cable | 269
7D2VCTOLWW | A1DQ | 3m QSFP+ to QSFP+ Cable | 329
7D2VCTOLWW | A1PH | 1m Passive DAC SFP+ Cable | 69
7D2VCTOLWW | A1PJ | 3m Passive DAC SFP+ Cable | 89
7D2VCTOLWW | A1PK | 5m Passive DAC SFP+ Cable | 159
7D2VCTOLWW | A1PL | 8.5m Passive DAC SFP+ Cable | 329
7D2VCTOLWW | A1RF | 2.8m, 10A/250V, C13 to NEMA 6-15P Line Cord | 15
7D2VCTOLWW | A2X8 | 5m QSFP+ to QSFP+ Cable | 379
7D2VCTOLWW | A2X9 | 7m QSFP+ to QSFP+ Cable | 429
7D2VCTOLWW | A3RG | 0.5m Passive DAC SFP+ Cable | 79
7D2VCTOLWW | A3RH | 7m Passive DAC SFP+ Cable | 179
7D2VCTOLWW | A3SW | 1.2m, 16A/100-250V, 2 Short C13s to Short C20 Rack Power Cable | 55
7D2VCTOLWW | A3SX | 2.5m, 16A/100-250V, 2 Long C13s to Short C20 Rack Power Cable | 75
7D2VCTOLWW | A3SY | 2.8m, 16A/100-250V, 2 Short C13s to Long C20 Rack Power Cable | 79
7D2VCTOLWW | A3SZ | 4.1m, 16A/100-250V, 2 Long C13s to Long C20 Rack Power Cable | 85
7D2VCTOLWW | A4EY | No x Network Adapter | 0
7D2VCTOLWW | A4VP | 1.0m, 10A/100-250V, C13 to IEC 320-C14 Rack Power Cable | 19
7D2VCTOLWW | A51N | 1.5m Passive DAC SFP+ Cable | 89
7D2VCTOLWW | A51P | 2m Passive DAC SFP+ Cable | 89
7D2VCTOLWW | A5DL | SFP 1000Base-T (RJ-45) Transceiver | 89
7D2VCTOLWW | A5UA | Lenovo 1m MPO-4xLC OM3 MMF Breakout Cable | 279
7D2VCTOLWW | A5UB | Lenovo 3m MPO-4xLC OM3 MMF Breakout Cable | 329
7D2VCTOLWW | A5UC | Lenovo 5m MPO-4xLC OM3 MMF Breakout Cable | 379
7D2VCTOLWW | ARZB | 0.75m Mellanox QSFP Passive DAC Cable | 149
7D2VCTOLWW | ARZC | 1m Mellanox QSFP Passive DAC Cable | 159
7D2VCTOLWW | ARZD | 1.25m Mellanox QSFP Passive DAC Cable | 169
7D2VCTOLWW | ARZE | 1.5m Mellanox QSFP Passive DAC Cable | 169
7D2VCTOLWW | ARZF | 3m Mellanox QSFP Passive DAC Cable | 189
7D2VCTOLWW | ASQT | 0.5m Mellanox EDR IB Passive Copper QSFP28 Cable | 229
7D2VCTOLWW | ASQU | 0.75m Mellanox EDR IB Passive Copper QSFP28 Cable | 249
7D2VCTOLWW | ASQV | 1m Mellanox EDR IB Passive Copper QSFP28 Cable | 249
7D2VCTOLWW | ASQW | 1.25m Mellanox EDR IB Passive Copper QSFP28 Cable | 289
7D2VCTOLWW | ASQX | 1.5m Mellanox EDR IB Passive Copper QSFP28 Cable | 289
7D2VCTOLWW | ASQY | 2m Mellanox EDR IB Passive Copper QSFP28 Cable | 289
7D2VCTOLWW | ASQZ | 5m Mellanox EDR IB Optical QSFP28 Cable | 1359
7D2VCTOLWW | ASR0 | 10m Mellanox EDR IB Optical QSFP28 Cable | 1419
7D2VCTOLWW | ASR1 | 15m Mellanox EDR IB Optical QSFP28 Cable | 1509
7D2VCTOLWW | ASR2 | 20m Mellanox EDR IB Optical QSFP28 Cable | 1569
7D2VCTOLWW | ASR3 | 30m Mellanox EDR IB Optical QSFP28 Cable | 1789
7D2VCTOLWW | ASR5 | Lenovo 0.5m LC-LC OM3 MMF Cable | 24
7D2VCTOLWW | ASR6 | Lenovo 1m LC-LC OM3 MMF Cable | 24
7D2VCTOLWW | ASR7 | Lenovo 3m LC-LC OM3 MMF Cable | 24
7D2VCTOLWW | ASR8 | Lenovo 5m LC-LC OM3 MMF Cable | 29
7D2VCTOLWW | ASR9 | Lenovo 10m LC-LC OM3 MMF Cable | 39
7D2VCTOLWW | ASRA | Lenovo 15m LC-LC OM3 MMF Cable | 45
7D2VCTOLWW | ASRB | Lenovo 25m LC-LC OM3 MMF Cable | 54
7D2VCTOLWW | ASRC | Lenovo 30m LC-LC OM3 MMF Cable | 64
7D2VCTOLWW | ASRM | 3m Mellanox EDR IB Passive Copper QSFP28 Cable | 319
7D2VCTOLWW | ASRN | 3m Mellanox EDR IB Optical QSFP28 Cable | 1359
7D2VCTOLWW | ASRP | 50m Mellanox EDR IB Optical QSFP28 Cable | 2329
7D2VCTOLWW | AT2R | Lenovo 1m Active DAC SFP+ Cables | 129
7D2VCTOLWW | AT2S | Lenovo 3m Active DAC SFP+ Cables | 139
7D2VCTOLWW | AT2T | Lenovo 5m Active DAC SFP+ Cables | 159
7D2VCTOLWW | AT2U | Lenovo 10m QSFP+ MPO-MPO OM3 MMF Cable | 169
7D2VCTOLWW | AT2V | Lenovo 30m QSFP+ MPO-MPO OM3 MMF Cable | 329
7D2VCTOLWW | ATPX | Intel X550-T2 Dual Port 10GBase-T Adapter | 599
7D2VCTOLWW | ATTJ | Lenovo Dual Rate 1G/10GB SFP Transceiver | 119
7D2VCTOLWW | ATYX | Lenovo 1m SFP+ to SFP+ Active Optical Cable | 104
7D2VCTOLWW | ATYY | Lenovo 3m SFP+ to SFP+ Active Optical Cable | 99
7D2VCTOLWW | ATYZ | Lenovo 5m SFP+ to SFP+ Active Optical Cable | 114
7D2VCTOLWW | ATZ0 | Lenovo 7m SFP+ to SFP+ Active Optical Cable | 129
7D2VCTOLWW | ATZ1 | Lenovo 15m SFP+ to SFP+ Active Optical Cable | 169
7D2VCTOLWW | ATZ2 | Lenovo 20m SFP+ to SFP+ Active Optical Cable | 169
7D2VCTOLWW | ATZB | QLogic 16Gb Enhanced Gen5 FC Single-port HBA | 979
7D2VCTOLWW | ATZC | QLogic 16Gb Enhanced Gen5 FC Dual-port HBA | 1339
7D2VCTOLWW | ATZU | Emulex 16Gb Gen6 FC Single-port HBA | 949
7D2VCTOLWW | ATZV | Emulex 16Gb Gen6 FC Dual-port HBA | 1309
7D2VCTOLWW | AU0M | 5m Intel OPA 100 Series Active Optical QSFP28 Cable | 899
7D2VCTOLWW | AU0N | 10m Intel OPA 100 Series Active Optical QSFP28 Cable | 929
7D2VCTOLWW | AU0P | 15m Intel OPA 100 Series Active Optical QSFP28 Cable | 949
7D2VCTOLWW | AU0Q | 20m Intel OPA 100 Series Active Optical QSFP28 Cable | 979
7D2VCTOLWW | AUK7 | TPM 2.0 and Secure Boot | 0
7D2VCTOLWW | AUKP | ThinkSystem Broadcom 57416 10GBASE-T 2-Port PCIe Ethernet Adapter | 479
7D2VCTOLWW | AUKX | ThinkSystem Intel X710-DA2 PCIe 10Gb 2-Port SFP+ Ethernet Adapter | 459
7D2VCTOLWW | AULV | ThinkSystem 2.5" 300GB 15K SAS 12Gb Hot Swap 512n HDD | 339
7D2VCTOLWW | AULW | ThinkSystem 2.5" 600GB 15K SAS 12Gb Hot Swap 512n HDD | 469
7D2VCTOLWW | AULX | ThinkSystem 2.5" 900GB 15K SAS 12Gb Hot Swap 512e HDD | 639
7D2VCTOLWW | AULY | ThinkSystem 2.5" 300GB 10K SAS 12Gb Hot Swap 512n HDD | 289
7D2VCTOLWW | AULZ | ThinkSystem 2.5" 600GB 10K SAS 12Gb Hot Swap 512n HDD | 319
7D2VCTOLWW | AUM1 | ThinkSystem 2.5" 1.2TB 10K SAS 12Gb Hot Swap 512n HDD | 389
7D2VCTOLWW | AUM2 | ThinkSystem 2.5" 1.8TB 10K SAS 12Gb Hot Swap 512e HDD | 589
7D2VCTOLWW | AUM5 | ThinkSystem 2.5" 600GB 10K SAS 12Gb Hot Swap 512n HDD SED | 635
7D2VCTOLWW | AUM6 | ThinkSystem 2.5" 1TB 7.2K SAS 12Gb Hot Swap 512n HDD | 469
7D2VCTOLWW | AUM7 | ThinkSystem 2.5" 2TB 7.2K SAS 12Gb Hot Swap 512n HDD | 839
7D2VCTOLWW | AUNG | ThinkSystem RAID 530-8i PCIe 12Gb Adapter | 299
7D2VCTOLWW | AUNJ | ThinkSystem RAID 930-8i 2GB Flash PCIe 12Gb Adapter | 1009
7D2VCTOLWW | AUNK | ThinkSystem RAID 930-16i 4GB Flash PCIe 12Gb Adapter | 1529
7D2VCTOLWW | AUNL | ThinkSystem 430-8i SAS/SATA 12Gb HBA | 299
7D2VCTOLWW | AUNM | ThinkSystem 430-16i SAS/SATA 12Gb HBA | 589
7D2VCTOLWW | AUNN | ThinkSystem 430-16e SAS/SATA 12Gb HBA | 609
7D2VCTOLWW | AUNP | FBU345 SuperCap | 135
7D2VCTOLWW | AUNQ | ThinkSystem RAID 930-8e 4GB Flash PCIe 12Gb Adapter | 1689
7D2VCTOLWW | AUNR | ThinkSystem 430-8e SAS/SATA 12Gb HBA | 299
7D2VCTOLWW | AUPW | ThinkSystem XClarity Controller Standard to Enterprise Upgrade | 100
7D2VCTOLWW | AURR | ThinkSystem M3.5 Screw for Riser 2x2pcs and Planar 5pcs | 0
7D2VCTOLWW | AUSL | ThinkSystem COM Port Upgrade Kit | 19
7D2VCTOLWW | AUU2 | ThinkSystem 3.5" 300GB 15K SAS 12Gb Hot Swap 512n HDD | 359
7D2VCTOLWW | AUU3 | ThinkSystem 3.5" 600GB 15K SAS 12Gb Hot Swap 512n HDD | 479
7D2VCTOLWW | AUU5 | ThinkSystem 3.5" 2TB 7.2K SAS 12Gb Hot Swap 512n HDD | 339
7D2VCTOLWW | AUU6 | ThinkSystem 3.5" 4TB 7.2K SAS 12Gb Hot Swap 512n HDD | 419
7D2VCTOLWW | AUU7 | ThinkSystem 3.5" 6TB 7.2K SAS 12Gb Hot Swap 512e HDD | 549
7D2VCTOLWW | AUU8 | ThinkSystem 3.5" 4TB 7.2K SATA 6Gb Hot Swap 512n HDD | 389
7D2VCTOLWW | AUU9 | ThinkSystem 3.5" 8TB 7.2K SATA 6Gb Hot Swap 512e HDD | 599
7D2VCTOLWW | AUUA | ThinkSystem 3.5" 6TB 7.2K SATA 6Gb Hot Swap 512e HDD | 529
7D2VCTOLWW | AUUB | ThinkSystem 3.5" 10TB 7.2K SATA 6Gb Hot Swap 512e HDD | 829
7D2VCTOLWW | AUUC | ThinkSystem 3.5" 900GB 15K SAS 12Gb Hot Swap 512e HDD | 679
7D2VCTOLWW | AUUD | ThinkSystem 3.5" 2TB 7.2K SATA 6Gb Hot Swap 512n HDD | 319
7D2VCTOLWW | AUUE | ThinkSystem 2.5" 1TB 7.2K SATA 6Gb Hot Swap 512n HDD | 469
7D2VCTOLWW | AUUF | ThinkSystem 3.5" 1TB 7.2K SATA 6Gb Hot Swap 512n HDD | 269
7D2VCTOLWW | AUUG | ThinkSystem 3.5" 10TB 7.2K SAS 12Gb Hot Swap 512e HDD | 849
7D2VCTOLWW | AUUJ | ThinkSystem 2.5" 2TB 7.2K SATA 6Gb Hot Swap 512e HDD | 849
7D2VCTOLWW | AUUL | ThinkSystem M.2 32GB SATA 6Gbps Non-Hot Swap SSD | 109
7D2VCTOLWW | AUUV | ThinkSystem M.2 128GB SATA 6Gbps Non-Hot Swap SSD | 159
7D2VCTOLWW | AUZV | ThinkSystem Broadcom 5719 1GbE RJ45 4-Port PCIe Ethernet Adapter | 159
7D2VCTOLWW | AUZW | ThinkSystem I350-T4 PCIe 1Gb 4-Port RJ45 Ethernet Adapter | 379
7D2VCTOLWW | AUZX | ThinkSystem Broadcom 5720 1GbE RJ45 2-Port PCIe Ethernet Adapter | 129
7D2VCTOLWW | AUZY | ThinkSystem I350-T2 PCIe 1Gb 2-Port RJ45 Ethernet Adapter | 179
7D2VCTOLWW | AUZZ | ThinkSystem I350-F1 PCIe 1Gb 1-Port SFP Ethernet Adapter | 379
7D2VCTOLWW | AV1B | Lenovo 25GBase-SR SFP28 Transceiver | 449
7D2VCTOLWW | AV1D | Lenovo 100GBase-SR4 QSFP28 Transceiver | 1539
7D2VCTOLWW | AV1F | Lenovo 3m 25G SFP28 Active Optical Cable | 489
7D2VCTOLWW | AV1G | Lenovo 5m 25G SFP28 Active Optical Cable | 489
7D2VCTOLWW | AV1H | Lenovo 10m 25G SFP28 Active Optical Cable | 499
7D2VCTOLWW | AV1J | Lenovo 15m 25G SFP28 Active Optical Cable | 497
7D2VCTOLWW | AV1K | Lenovo 20m 25G SFP28 Active Optical Cable | 519
7D2VCTOLWW | AV1L | Lenovo 3m 100G QSFP28 Active Optical Cable | 1059
7D2VCTOLWW | AV1M | Lenovo 5m 100G QSFP28 Active Optical Cable | 1069
7D2VCTOLWW | AV1N | Lenovo 10m 100G QSFP28 Active Optical Cable | 1099
7D2VCTOLWW | AV1P | Lenovo 15m 100G QSFP28 Active Optical Cable | 1079
7D2VCTOLWW | AV1Q | Lenovo 20m 100G QSFP28 Active Optical Cable | 1179
7D2VCTOLWW | AV1R | Lenovo 3m 100G to 4x25G Breakout Active Optical Cable | 1949
7D2VCTOLWW | AV1S | Lenovo 5m 100G to 4x25G Breakout Active Optical Cable | 1975
7D2VCTOLWW | AV1T | Lenovo 10m 100G to 4x25G Breakout Active Optical Cable | 2035
7D2VCTOLWW | AV1U | Lenovo 15m 100G to 4x25G Breakout Active Optical Cable | 2095
7D2VCTOLWW | AV1V | Lenovo 20m 100G to 4x25G Breakout Active Optical Cable | 2149
7D2VCTOLWW | AV1W | Lenovo 1m Passive 25G SFP28 DAC Cable | 69
7D2VCTOLWW | AV1X | Lenovo 3m Passive 25G SFP28 DAC Cable | 79
7D2VCTOLWW | AV1Y | Lenovo 5m Passive 25G SFP28 DAC Cable | 159
7D2VCTOLWW | AV1Z | Lenovo 1m Passive 100G QSFP28 DAC Cable | 99
7D2VCTOLWW | AV20 | Lenovo 3m Passive 100G QSFP28 DAC Cable | 159
7D2VCTOLWW | AV21 | Lenovo 5m Passive 100G QSFP28 DAC Cable | 299
7D2VCTOLWW | AV22 | Lenovo 1m 100G QSFP28 to 4x25G SFP28 Breakout DAC Cable | 179
7D2VCTOLWW | AV23 | Lenovo 3m 100G QSFP28 to 4x25G SFP28 Breakout DAC Cable | 299
7D2VCTOLWW | AV24 | Lenovo 5m 100G QSFP28 to 4x25G SFP28 Breakout DAC Cable | 459
7D2VCTOLWW | AV25 | Lenovo 5m MPO-MPO OM4 MMF Cable | 114
7D2VCTOLWW | AV26 | Lenovo 7m MPO-MPO OM4 MMF Cable | 135
7D2VCTOLWW | AV27 | Lenovo 10m MPO-MPO OM4 MMF Cable | 159
7D2VCTOLWW | AV28 | Lenovo 15m MPO-MPO OM4 MMF Cable | 205
7D2VCTOLWW | AV29 | Lenovo 20m MPO-MPO OM4 MMF Cable | 259
7D2VCTOLWW | AV2A | Lenovo 30m MPO-MPO OM4 MMF Cable | 349
7D2VCTOLWW | AV2B | Lenovo 1m MPO to 4x LC Breakout OM4 MMF Cable | 149
7D2VCTOLWW | AV2C | Lenovo 3m MPO to 4x LC Breakout OM4 MMF Cable | 179
7D2VCTOLWW | AV2D | Lenovo 5m MPO to 4x LC Breakout OM4 MMF Cable | 239
7D2VCTOLWW | AVUT | ThinkSystem XClarity Controller Standard to Advanced Upgrade | 50
7D2VCTOLWW | AVUX | On Board SATA AHCI Mode | 0
7D2VCTOLWW | AVV1 | Lenovo 10GBaseT SFP+ Transceiver | 599
7D2VCTOLWW | AVV8 | ThinkSystem External USB DVD-RW Optical Disk Drive | 79
7D2VCTOLWW | AX8A | 4.3m, 13A/120V, C13 to NEMA 5-15P (US) Line Cord | 19
7D2VCTOLWW | B0ML | Feature Enable TPM on MB | 0
7D2VCTOLWW | B0N4 | 2.0m, 10A/100-250V, C13 to IEC 320-C14 Rack Power Cable | 29
7D2VCTOLWW | B0N5 | 1.0m, 13A/100-250V, C13 to C14 Jumper Cord | 25
7D2VCTOLWW | B0N6 | 1.5m, 13A/100-250V, C13 to C14 Jumper Cord | 29
7D2VCTOLWW | B0RJ | 10GBASE-LR SFP+Transceiver | 350
7D2VCTOLWW | B0YQ | ThinkSystem 3.5" 8TB 7.2K SAS 12Gb Hot Swap 512e HDD FIPS | 1349
7D2VCTOLWW | B0YR | ThinkSystem 3.5" 8TB 7.2K SAS 12Gb Hot Swap 512e HDD | 659
7D2VCTOLWW | B0YS | ThinkSystem 2.5" 2.4TB 10K SAS 12Gb Hot Swap 512e HDD | 629
7D2VCTOLWW | B0YV | ThinkSystem 2.5" 2.4TB 10K SAS 12Gb Hot Swap 512e HDD FIPS | 1299
7D2VCTOLWW | B0YX | ThinkSystem 2.5" 1.2TB 10K SAS 12Gb Hot Swap 512n HDD SED | 749
7D2VCTOLWW | B117 | ThinkSystem 3.5" 12TB 7.2K SAS 12Gb Hot Swap 512e HDD | 949
7D2VCTOLWW | B118 | ThinkSystem 3.5" 12TB 7.2K SATA 6Gb Hot Swap 512e HDD | 1829
7D2VCTOLWW | B135 | ThinkSystem 2U CMA Upgrade Kit for Toolless Slide Rail | 59
7D2VCTOLWW | B173 | Companion Part for XClarity Controller Standard to Enterprise Upgrade in Factory | 0
7D2VCTOLWW | B21X | ThinkSystem U.2 Toshiba CM5-V 1.6TB Mainstream NVMe PCIe 3.0 x4 Hot Swap SSD | 3449
7D2VCTOLWW | B21Y | ThinkSystem U.2 Toshiba CM5-V 3.2TB Mainstream NVMe PCIe 3.0 x4 Hot Swap SSD | 6999
7D2VCTOLWW | B220 | ThinkSystem 3.5" Toshiba CM5-V 1.6TB Mainstream NVMe PCIe 3.0 x4 Hot Swap SSD | 3449
7D2VCTOLWW | B221 | ThinkSystem 3.5" Toshiba CM5-V 3.2TB Mainstream NVMe PCIe 3.0 x4 Hot Swap SSD | 6999
7D2VCTOLWW | B22J | 5m Intel OPA 100 Series Active Optical QSFP28 Low Power Cable | 809
7D2VCTOLWW | B22K | 10m Intel OPA 100 Series Active Optical QSFP28 Low Power Cable | 829
7D2VCTOLWW | B22L | 15m Intel OPA 100 Series Active Optical QSFP28 Low Power Cable | 839
7D2VCTOLWW | B22M | 20m Intel OPA 100 Series Active Optical QSFP28 Low Power Cable | 849
7D2VCTOLWW | B2P9 | Lenovo 0.5m LC-LC OM4 MMF Cable | 34
7D2VCTOLWW | B2PA | Lenovo 1m LC-LC OM4 MMF Cable | 29
7D2VCTOLWW | B2PB | Lenovo 3m LC-LC OM4 MMF Cable | 34
7D2VCTOLWW | B2PC | Lenovo 5m LC-LC OM4 MMF Cable | 44
7D2VCTOLWW | B2PD | Lenovo 10m LC-LC OM4 MMF Cable | 69
7D2VCTOLWW | B2PE | Lenovo 15m LC-LC OM4 MMF Cable | 79
7D2VCTOLWW | B2PF | Lenovo 25m LC-LC OM4 MMF Cable | 114
7D2VCTOLWW | B2UZ | Lenovo 1m 100G QSFP28 Active Optical Cable | 949
7D2VCTOLWW | B306 | Mellanox QSA 100G to 25G Cable Adapter | 149
7D2VCTOLWW | B30W | Custom MFG SVCS Fee - Medium Increment | 30
7D2VCTOLWW | B30X | Custom MFG SVCS Fee - Large Increment | 300
7D2VCTOLWW | B31D | ThinkSystem NVIDIA Quadro P620 2GB PCIe Active GPU | 269
7D2VCTOLWW | B31G | ThinkSystem QLogic QL41134 PCIe 10Gb 4-Port Base-T Ethernet Adapter | 799
7D2VCTOLWW | B34N | ThinkSystem U.2 PM983 1.92TB Entry NVMe PCIe 3.0 x4 Hot Swap SSD | 939
7D2VCTOLWW | B34P | ThinkSystem U.2 PM983 3.84TB Entry NVMe PCIe 3.0 x4 Hot Swap SSD | 1839
7D2VCTOLWW | B34Q | ThinkSystem 3.5" PM983 1.92TB Entry NVMe PCIe 3.0 x4 Hot Swap SSD | 2999
7D2VCTOLWW | B34R | ThinkSystem 3.5" PM983 3.84TB Entry NVMe PCIe 3.0 x4 Hot Swap SSD | 5049
7D2VCTOLWW | B42B | ThinkSystem Toolless Friction Rail v2 | 99
7D2VCTOLWW | B496 | ThinkSystem 3.5" 14TB 7.2K SAS 12Gb Hot Swap 512e HDD | 1199
7D2VCTOLWW | B497 | ThinkSystem 3.5" 14TB 7.2K SATA 6Gb Hot Swap 512e HDD | 1149
7D2VCTOLWW | B498 | ThinkSystem 2.5" Intel S4510 240GB Entry SATA 6Gb Hot Swap SSD | 149
7D2VCTOLWW | B499 | ThinkSystem 2.5" Intel S4510 480GB Entry SATA 6Gb Hot Swap SSD | 309
7D2VCTOLWW | B49A | ThinkSystem 2.5" Intel S4510 960GB Entry SATA 6Gb Hot Swap SSD | 529
7D2VCTOLWW | B49B | ThinkSystem 2.5" Intel S4510 1.92TB Entry SATA 6Gb Hot Swap SSD | 1049
7D2VCTOLWW | B49C | ThinkSystem 2.5" Intel S4510 3.84TB Entry SATA 6Gb Hot Swap SSD | 1979
7D2VCTOLWW | B49D | ThinkSystem 3.5" Intel S4510 240GB Entry SATA 6Gb Hot Swap SSD | 149
7D2VCTOLWW | B49E | ThinkSystem 3.5" Intel S4510 480GB Entry SATA 6Gb Hot Swap SSD | 209
7D2VCTOLWW | B49F | ThinkSystem 3.5" Intel S4510 960GB Entry SATA 6Gb Hot Swap SSD | 539
7D2VCTOLWW | B49G | ThinkSystem 3.5" Intel S4510 1.92TB Entry SATA 6Gb Hot Swap SSD | 1059
7D2VCTOLWW | B49H | ThinkSystem 3.5" Intel S4510 3.84TB Entry SATA 6Gb Hot Swap SSD | 1989
7D2VCTOLWW | B49L | ThinkSystem 2.5" Intel S4610 240GB Mainstream SATA 6Gb Hot Swap SSD | 399
7D2VCTOLWW | B49M | ThinkSystem 2.5" Intel S4610 480GB Mainstream SATA 6Gb Hot Swap SSD | 479
7D2VCTOLWW | B49N | ThinkSystem 2.5" Intel S4610 960GB Mainstream SATA 6Gb Hot Swap SSD | 699
7D2VCTOLWW | B49P | ThinkSystem 2.5" Intel S4610 1.92TB Mainstream SATA 6Gb Hot Swap SSD | 1289
7D2VCTOLWW | B49Q | ThinkSystem 2.5" Intel S4610 3.84TB Mainstream SATA 6Gb Hot Swap SSD | 2499
7D2VCTOLWW | B49R | ThinkSystem 3.5" Intel S4610 240GB Mainstream SATA 6Gb Hot Swap SSD | 409
7D2VCTOLWW | B49S | ThinkSystem 3.5" Intel S4610 480GB Mainstream SATA 6Gb Hot Swap SSD | 309
7D2VCTOLWW | B49T | ThinkSystem 3.5" Intel S4610 960GB Mainstream SATA 6Gb Hot Swap SSD | 1029
7D2VCTOLWW | B49U | ThinkSystem 3.5" Intel S4610 1.92TB Mainstream SATA 6Gb Hot Swap SSD | 1799
7D2VCTOLWW | B49V | ThinkSystem 3.5" Intel S4610 3.84TB Mainstream SATA 6Gb Hot Swap SSD | 3579
7D2VCTOLWW | B4PA | ThinkSystem 1610-8P NVMe Switch Adapter | 1199
7D2VCTOLWW | B4QQ | 0.5m Mellanox HDR IB Passive Copper QSFP56 Cable | 299
7D2VCTOLWW | B4QR | 1m Mellanox HDR IB Passive Copper QSFP56 Cable | 399
7D2VCTOLWW | B4QS | 1.5m Mellanox HDR IB Passive Copper QSFP56 Cable | 449
7D2VCTOLWW | B4QT | 2m Mellanox HDR IB Passive Copper QSFP56 Cable | 499
7D2VCTOLWW | B4QW | 3m Mellanox HDR IB Active Optical QSFP56 Cable | 2099
7D2VCTOLWW | B4QX | 5m Mellanox HDR IB Active Optical QSFP56 Cable | 2149
7D2VCTOLWW | B4QY | 10m Mellanox HDR IB Active Optical QSFP56 Cable | 2199
7D2VCTOLWW | B4QZ | 15m Mellanox HDR IB Active Optical QSFP56 Cable | 2249
7D2VCTOLWW | B4R0 | 20m Mellanox HDR IB Active Optical QSFP56 Cable | 2299
7D2VCTOLWW | B4R1 | 1m Mellanox HDR IB to 2x HDR100 Splitter Passive Copper QSFP56 Cable | 399
7D2VCTOLWW | B4R2 | 1.5m Mellanox HDR IB to 2x HDR100 Splitter Passive Copper QSFP56 Cable | 449
7D2VCTOLWW | B4R4 | 3m Mellanox HDR IB to 2x HDR100 Splitter Optical QSFP56 Cable | 2799
7D2VCTOLWW | B4R5 | 5m Mellanox HDR IB to 2x HDR100 Splitter Optical QSFP56 Cable | 2899
7D2VCTOLWW | B4R6 | 10m Mellanox HDR IB to 2x HDR100 Splitter Optical QSFP56 Cable | 2999
7D2VCTOLWW | B4R7 | 15m Mellanox HDR IB to 2x HDR100 Splitter Optical QSFP56 Cable | 3199
7D2VCTOLWW | B4R8 | 20m Mellanox HDR IB to 2x HDR100 Splitter Optical QSFP56 Cable | 3299
7D2VCTOLWW | B4R9 | ThinkSystem Mellanox ConnectX-6 HDR100/100GbE QSFP56 1-port PCIe VPI Adapter | 1779
7D2VCTOLWW | B4RA | ThinkSystem Mellanox ConnectX-6 HDR100/100GbE QSFP56 2-port PCIe VPI Adapter | 2099
7D2VCTOLWW | B4RB | ThinkSystem Mellanox HDR/200GbE 2x PCIe Aux Kit | 639
7D2VCTOLWW | B4RC | ThinkSystem Mellanox ConnectX-6 HDR/200GbE QSFP56 1-port PCIe 4 VPI Adapter | 2209
7D2VCTOLWW | B4Y3 | ThinkSystem 256GB TruDDR4 2933MHz (8Rx4 1.2V) 3DS RDIMM | 9159
7D2VCTOLWW | B4YB | ThinkSystem NVIDIA T4 16GB PCIe Passive GPU | 6279
7D2VCTOLWW | B58F | ThinkSystem U.2 Intel P4510 1.0TB Entry NVMe PCIe3.0 x4 Hot Swap SSD | 539
7D2VCTOLWW | B58G | ThinkSystem U.2 Intel P4510 2.0TB Entry NVMe PCIe3.0 x4 Hot Swap SSD | 1459
7D2VCTOLWW | B5SS | ThinkSystem Broadcom 57416 10GBASE-T 2-port + 5720 1GbE 2-port OCP Ethernet Adapter | 509
7D2VCTOLWW | B5ST | ThinkSystem Broadcom 57416 10GBASE-T 2-port OCP Ethernet Adapter | 449
7D2VCTOLWW | B5SU | ThinkSystem Broadcom 57454 10GBASE-T 4-port PCIe Ethernet Adapter | 719
7D2VCTOLWW | B5SV | ThinkSystem Broadcom 57454 10/25GbE SFP28 4-port OCP Ethernet Adapter | 539
7D2VCTOLWW | B5SW | ThinkSystem Marvell QL41232 10/25GbE SFP28 2-Port OCP Ethernet Adapter | 369
7D2VCTOLWW | B5SX | ThinkSystem Emulex LPe35000 32Gb 1-port PCIe Fibre Channel Adapter | 1739
7D2VCTOLWW | B5SY | ThinkSystem Emulex LPe35002 32Gb 2-port PCIe Fibre Channel Adapter | 2599
7D2VCTOLWW | B5SZ | ThinkSystem Broadcom 57414 10/25GbE SFP28 2-port OCP Ethernet Adapter | 389
7D2VCTOLWW | B5T0 | ThinkSystem Broadcom 57414 10/25GbE SFP28 2-port PCIe Ethernet Adapter | 389
7D2VCTOLWW | B5T1 | ThinkSystem Broadcom 5719 1GbE RJ45 4-port OCP Ethernet Adapter | 159
7D2VCTOLWW | B5T2 | ThinkSystem Mellanox ConnectX-4 Lx 10/25GbE SFP28 2-port OCP Ethernet Adapter | 329
7D2VCTOLWW | B5T3 | ThinkSystem Broadcom 57454 10/25GbE SFP28 4-port PCIe Ethernet Adapter | 559
7D2VCTOLWW | B5T4 | ThinkSystem Broadcom 57454 10GBASE-T 4-port OCP Ethernet Adapter | 739
7D2VCTOLWW | B5WJ | ThinkSystem OCP3 Filler | 19
7D2VCTOLWW | B5XC | ThinkSystem 64GB TruDDR4 3200MHz (2Rx4 1.2V) RDIMM-A | 1089
7D2VCTOLWW | B5XD | ThinkSystem 16GB TruDDR4 3200MHz (2Rx8 1.2V) RDIMM-A | 299
7D2VCTOLWW | B5XE | ThinkSystem 32GB TruDDR4 3200MHz (2Rx4 1.2V) RDIMM-A | 539
7D2VCTOLWW | B5XF | ThinkSystem AMD EPYC 7742 64C 225W 2.25 GHz Processor | 12289
7D2VCTOLWW | B5XG | ThinkSystem AMD EPYC 7502 32C 180W 2.5GHz Processor | 4599
7D2VCTOLWW | B5XH | ThinkSystem M.2 SATA 2-Bay RAID Enablement Kit | 119
7D2VCTOLWW | B5XJ | ThinkSystem M.2 SATA/NVMe 2-Bay Enablement Kit | 79
7D2VCTOLWW | B652 | ThinkSystem Marvell QL41232 10/25GbE SFP28 2-Port PCIe Ethernet Adapter | 339
7D2VCTOLWW | B653 | ThinkSystem Mellanox ConnectX-4 Lx 10/25GbE SFP28 2-port PCIe Ethernet Adapter | 379
7D2VCTOLWW | B68K | 30m Mellanox HDR IB to 2x HDR100 Splitter Optical QSFP56 Cable | 3499
7D2VCTOLWW | B68L | 2m Mellanox HDR IB to 2x HDR100 Splitter Passive Copper QSFP56 Cable | 499
7D2VCTOLWW | B68M | 100m Mellanox HDR IB Optical QSFP56 Cable | 5099
7D2VCTOLWW | B68N | 50m Mellanox HDR IB Optical QSFP56 Cable | 3699
7D2VCTOLWW | B68P | 30m Mellanox HDR IB Optical QSFP56 Cable | 2399
7D2VCTOLWW | B6TR | ThinkSystem AMD EPYC 7702 64C 200W 2.0GHz Processor | 11399
7D2VCTOLWW | B6TS | ThinkSystem AMD EPYC 7262 8C 155W 3.2GHz Processor | 1059
7D2VCTOLWW | B6TT | ThinkSystem AMD EPYC 7402P 24C 180W 2.8GHz Processor | 2209
7D2VCTOLWW | B6TU | ThinkSystem AMD EPYC 7452 32C 155W 2.35 GHz Processor | 3579
7D2VCTOLWW | B6TV | ThinkSystem AMD EPYC 7302 16C 155W 3.0GHz Processor | 1729
7D2VCTOLWW | B6VU | ThinkSystem AMD EPYC 7252 8C 120W 3.1GHz Processor | 1129
7D2VCTOLWW | B6VV | ThinkSystem AMD EPYC 7302P 16C 155W 3.0GHz Processor | 1519
7D2VCTOLWW | B6VW | ThinkSystem AMD EPYC 7402 24C 180W 2.8GHz Processor | 3149
7D2VCTOLWW | B6VX | ThinkSystem AMD EPYC 7502P 32C 180W 2.5GHz Processor | 4069
7D2VCTOLWW | B6VY | ThinkSystem AMD EPYC 7702P 64C 200W 2.0GHz Processor | 7819
7D2VCTOLWW | B6VZ | ThinkSystem AMD EPYC 7282 16C 120W 2.8GHz Processor | 1539
7D2VCTOLWW | B6W0 | ThinkSystem AMD EPYC 7352 24C 155W 2.3GHz Processor | 3069
7D2VCTOLWW | B6W1 | ThinkSystem AMD EPYC 7552 48C 200W 2.2GHz Processor | 9159
7D2VCTOLWW | B6W2 | ThinkSystem AMD EPYC 7542 32C 225W 2.9GHz Processor | 7739
7D2VCTOLWW | B6W3 | ThinkSystem AMD EPYC 7642 48C 225W 2.3GHz Processor | 10869
7D2VCTOLWW | B766 | ThinkSystem AMD EPYC 7232P 8C 120W 3.1GHz Processor | 1069
7D2VCTOLWW | B767 | ThinkSystem AMD EPYC 7272 12C 120W 2.9GHz Processor | 1479
7D2VCTOLWW | B7EW | ThinkSystem 2.5" 5210 1.92TB Entry SATA 6Gb Hot Swap QLC SSD | 759
7D2VCTOLWW | B7EX | ThinkSystem 2.5" 5210 3.84TB Entry SATA 6Gb Hot Swap QLC SSD | 1489
7D2VCTOLWW | B7EY | ThinkSystem 2.5" 5210 7.68TB Entry SATA 6Gb Hot Swap QLC SSD | 2779
7D2VCTOLWW | B7EZ | ThinkSystem 3.5" 16TB 7.2K SAS 12Gb Hot Swap 512e HDD | 1309
7D2VCTOLWW | B7F0 | ThinkSystem 3.5" 16TB 7.2K SATA 6Gb Hot Swap 512e HDD | 1289
7D2VCTOLWW | B87R | Mellanox CX6 Socket-Direct Adapter Cable Assemble Way | 0
7D2VCTOLWW | B88T | VMware ESXi 6.7 U3 (factory installed) | 0
7D2VCTOLWW | B8HP | ThinkSystem 2.5" 5300 960GB Entry SATA 6Gb Hot Swap SSD | 489
7D2VCTOLWW | B8HQ | ThinkSystem 3.5" 5300 3.84TB Entry SATA 6Gb Hot Swap SSD | 2179
7D2VCTOLWW | B8HR | ThinkSystem 3.5" 5300 1.92TB Mainstream SATA 6Gb Hot Swap SSD | 1829
7D2VCTOLWW | B8HS | ThinkSystem M.2 5300 240GB SATA 6Gbps Non-Hot Swap SSD | 359
7D2VCTOLWW | B8HT | ThinkSystem 3.5" PM1645a 800GB Mainstream SAS 12Gb Hot Swap SSD | 829
7D2VCTOLWW | B8HU | ThinkSystem 2.5" PM1645a 800GB Mainstream SAS 12Gb Hot Swap SSD | 819
7D2VCTOLWW | B8HV | ThinkSystem 2.5" 5300 240GB Entry SATA 6Gb Hot Swap SSD | 359
7D2VCTOLWW | B8HW | ThinkSystem HHHL PM1735 3.2TB Mainstream NVMe PCIe4.0 x8 Flash Adapter | 3179
7D2VCTOLWW | B8HX | ThinkSystem 3.5" 5300 3.84TB Mainstream SATA 6Gb Hot Swap SSD | 3119
7D2VCTOLWW | B8HY | ThinkSystem 2.5" 5300 480GB Mainstream SATA 6Gb Hot Swap SSD | 429
7D2VCTOLWW | B8HZ | ThinkSystem 3.5" 5300 1.92TB Entry SATA 6Gb Hot Swap SSD | 1139
7D2VCTOLWW | B8J0 | ThinkSystem 3.5" 5300 960GB Mainstream SATA 6Gb Hot Swap SSD | 929
7D2VCTOLWW | B8J1 | ThinkSystem 2.5" 5300 240GB Mainstream SATA 6Gb Hot Swap SSD | 409
7D2VCTOLWW | B8J2 | ThinkSystem 2.5" 5300 7.68TB Entry SATA 6Gb Hot Swap SSD | 3649
7D2VCTOLWW | B8J3 | ThinkSystem 3.5" 5300 7.68TB Entry SATA 6Gb Hot Swap SSD | 4119
7D2VCTOLWW | B8J4 | ThinkSystem 2.5" PM1645a 1.6TB Mainstream SAS 12Gb Hot Swap SSD | 1379
7D2VCTOLWW | B8J5 | ThinkSystem 2.5" 5300 1.92TB Entry SATA 6Gb Hot Swap SSD | 939
7D2VCTOLWW | B8J6 | ThinkSystem 2.5" 5300 960GB Mainstream SATA 6Gb Hot Swap SSD | 729
7D2VCTOLWW | B8J7 | ThinkSystem 2.5" 5300 3.84TB Mainstream SATA 6Gb Hot Swap SSD | 2179
7D2VCTOLWW | B8J9 | ThinkSystem 3.5" 5300 480GB Entry SATA 6Gb Hot Swap SSD | 379
7D2VCTOLWW | B8JA | ThinkSystem 2.5" PM1645a 6.4TB Mainstream SAS 12Gb Hot Swap SSD | 6049
7D2VCTOLWW | B8JB | ThinkSystem 3.5" 5300 240GB Entry SATA 6Gb Hot Swap SSD | 369
7D2VCTOLWW | B8JC | ThinkSystem 3.5" 5300 960GB Entry SATA 6Gb Hot Swap SSD | 629
7D2VCTOLWW | B8JD | ThinkSystem 2.5" PM1645a 3.2TB Mainstream SAS 12Gb Hot Swap SSD | 2579
7D2VCTOLWW | B8JE | ThinkSystem 2.5" 5300 1.92TB Mainstream SATA 6Gb Hot Swap SSD | 1279
7D2VCTOLWW | B8JF | ThinkSystem 3.5" 5300 480GB Mainstream SATA 6Gb Hot Swap SSD | 529
7D2VCTOLWW | B8JG | ThinkSystem 3.5" PM1645a 6.4TB Mainstream SAS 12Gb Hot Swap SSD | 6059
7D2VCTOLWW | B8JH | ThinkSystem HHHL PM1735 1.6TB Mainstream NVMe PCIe4.0 x8 Flash Adapter | 1799
7D2VCTOLWW | B8JJ | ThinkSystem M.2 5300 960GB SATA 6Gbps Non-Hot Swap SSD | 539
7D2VCTOLWW | B8JK | ThinkSystem 3.5" PM1645a 3.2TB Mainstream SAS 12Gb Hot Swap SSD | 2589
7D2VCTOLWW | B8JL | ThinkSystem 3.5" 5300 240GB Mainstream SATA 6Gb Hot Swap SSD | 419
7D2VCTOLWW | B8JM | ThinkSystem 2.5" 5300 480GB Entry SATA 6Gb Hot Swap SSD | 309
7D2VCTOLWW | B8JN | ThinkSystem 3.5" PM1645a 1.6TB Mainstream SAS 12Gb Hot Swap SSD | 1389
7D2VCTOLWW | B8JP | ThinkSystem 2.5" 5300 3.84TB Entry SATA 6Gb Hot Swap SSD | 1789
7D2VCTOLWW | B8JQ | ThinkSystem 7mm 5300 240GB Entry SATA 6Gb SSD | 359
7D2VCTOLWW | B8JR | ThinkSystem M.2 PM983 960GB NVMe PCIe 3.0 x4 Non-Hot Swap SSD | 589
7D2VCTOLWW | B8JS | ThinkSystem 7mm 5300 960GB Entry SATA 6Gb SSD | 629
7D2VCTOLWW | B8JT | ThinkSystem 7mm 5300 480GB Entry SATA 6Gb SSD | 359
7D2VCTOLWW | B8L1 | ThinkSystem SR665 MB | 2339
7D2VCTOLWW | B8L3 | ThinkSystem 1U/2U 4x3.5" SAS/SATA Backplane | 139
7D2VCTOLWW | B8L4 | ThinkSystem 7mm Tray Filler | 9
7D2VCTOLWW | B8L5 | ThinkSystem 1U MS Height CPU dummy | 9
7D2VCTOLWW | B8L7 | ThinkSystem 2U EIA Latch Standard (Left) | 39
7D2VCTOLWW | B8LA | ThinkSystem Toolless Slide Rail Kit v2 | 109
7D2VCTOLWW | B8LB | ThinkSystem Toolless Slide Rail Kit v2 Enhanced | 129
7D2VCTOLWW | B8LJ | ThinkSystem 2U PCIe Gen4 x16/x8/x8 Riser 1 or 2 | 149
7D2VCTOLWW | B8LK | ThinkSystem 2U 12x3.5" AnyBay Backplane | 609
7D2VCTOLWW | B8LL | ThinkSystem 2U PCIe Gen3 x16/x8/x8 Riser 1 or 2 | 79
7D2VCTOLWW | B8LM | ThinkSystem 2U/4U 8x2.5" AnyBay Backplane | 309
7D2VCTOLWW | B8LP | ThinkSystem 2U 8x3.5" SAS/SATA Backplane | 209
7D2VCTOLWW | B8LQ | ThinkSystem 2U PCIe Gen4 x16/x16 Slot 1&2 Riser 1 or 2 | 139
7D2VCTOLWW | B8LR | ThinkSystem 2U PCIe Gen4 x16/x16 Slot 2&3 Riser 1 or 2 | 129
7D2VCTOLWW | B8LS | ThinkSystem 2U PCIe Gen4 x16 Riser 1 or 2 | 109
7D2VCTOLWW | B8LT | ThinkSystem 2U 12x3.5" SAS/SATA Backplane | 319
7D2VCTOLWW | B8LU | ThinkSystem 2U 8x2.5" SAS/SATA Backplane | 129
7D2VCTOLWW | B8LV | ThinkSystem 2U 4x2.5" SAS/SATA Backplane | 99
7D2VCTOLWW | B8LX | ThinkSystem SR665 Standard Fan Option Kit | 29
7D2VCTOLWW | B8LY | ThinkSystem SR665 Performance Fan Option Kit | 79
7D2VCTOLWW | B8LZ | ThinkSystem 2U 2.5" Chassis with 8, 16 or 24 Bays | 649
7D2VCTOLWW | B8M0 | ThinkSystem 2U 3.5" Chassis with 8 or 12 Bays | 669
7D2VCTOLWW | B8M1 | ThinkSystem 2U MS 1FH Riser Filler | 2
7D2VCTOLWW | B8M2 | ThinkSystem 2U New Security Bezel | 59
7D2VCTOLWW | B8M3 | ThinkSystem 2U MS 1FH Riser2 Cage | 9
7D2VCTOLWW | B8M5 | ThinkSystem 2U MS Rear 8x2.5" HDD Cage | 49
7D2VCTOLWW | B8M6 | ThinkSystem 2U 4x3.5" Fixed Filler | 9
7D2VCTOLWW | B8M7 | ThinkSystem 2U MS 3FH Riser2 Cage | 29
7D2VCTOLWW | B8M8 | Screw for PCIe Card BKT | 0
7D2VCTOLWW | B8M9 | ThinkSystem 2U EIA Latch with FIO (right) | 59
7D2VCTOLWW | B8MB | ThinkSystem 2U MS GPU Air Duct Filler | 2
7D2VCTOLWW | B8MC | ThinkSystem 2U EIA Latch standard (right) | 19
7D2VCTOLWW | B8MD | ThinkSystem 2U MS GPU Airduct | 79
7D2VCTOLWW | B8ME | ThinkSystem 2U EIA Latch w/ VGA and External Diagnostics Port Upgrade Kit | 49
7D2VCTOLWW | B8MG | ThinkSystem 2U MS GPU extend Air Duct | 9
7D2VCTOLWW | B8MJ | ThinkSystem 2U MS 2FH+7mm SSD Riser1 Cage | 99
7D2VCTOLWW | B8MK | ThinkSystem 2U PCIe Gen4 x16/x16 PCIe Riser 3 | 189
7D2VCTOLWW | B8ML | ThinkSystem 2U MS 1FH Riser1 Cage | 9
7D2VCTOLWW | B8MM | ThinkSystem 2U MS 3FH Riser Filler | 2
7D2VCTOLWW | B8MN | ThinkSystem 2U MS 3FH Riser1 Cage | 29
7D2VCTOLWW | B8MP | ThinkSystem 2U MS Air Duct Filler(For 2U Gap) | 2
7D2VCTOLWW | B8MQ | L1 BThinkSystem 2U MS Super Cap Holder | 2
7D2VCTOLWW | B8MS | ThinkSystem 2U 16x2.5" Front Operator Panel | 119
7D2VCTOLWW | B8MT | ThinkSystem 2U MS Fan Dummy | 2
7D2VCTOLWW | B8NT | ThinkSystem 128GB TruDDR4 3200MHz (4Rx4, 1.2V) 3DS RDIMM-A | 3549
7D2VCTOLWW | B8NU | ThinkSystem 32GB TruDDR4 3200 MHz (2Rx8 1.2V) RDIMM-A | 589
7D2VCTOLWW | B8NV | ThinkSystem 32GB USB Flash Drive | 39
7D2VCTOLWW | B8NW | ThinkSystem RAID 940-8i 8GB Flash PCIe Gen4 12Gb Adapter | 1759
7D2VCTOLWW | B8NY | ThinkSystem Raid 940-8i 4GB Flash PCIe Gen4 12Gb Adapter | 1179
7D2VCTOLWW | B8NZ | ThinkSystem RAID 940-16i 8GB Flash PCIe Gen4 12Gb Adapter | 2049
7D2VCTOLWW | B8P0 | ThinkSystem Raid 940-16i 8GB Flash PCIe Gen4 12Gb Internal Adapter | 2069
7D2VCTOLWW | B8P1 | ThinkSystem 440-16i SAS/SATA PCIe Gen4 12Gb Internal HBA | 699
7D2VCTOLWW | B8P2 | ThinkSystem 2U 7mm Drive Kit w/ SATA RAID | 249
7D2VCTOLWW | B8P3 | ThinkSystem 2U 7mm Drive Kit w/ NVMe RAID | 639
7D2VCTOLWW | B8P6 | ThinkSystem 48 port 12Gb Internal Expander | 979
7D2VCTOLWW | B8P7 | ThinkSystem 440-16e SAS/SATA PCIe Gen4 12Gb HBA | 679
7D2VCTOLWW | B8P8 | ThinkSystem RAID 940-32i 8GB Flash PCIe Gen4 12Gb Adapter | 2359
7D2VCTOLWW | B8P9 | ThinkSystem M.2 NVMe 2-Bay RAID Enablement Kit | 219
7D2VCTOLWW | B8PP | ThinkSystem Mellanox ConnectX-6 Dx 100GbE QSFP56 2-port PCIe Ethernet Adapter | 1019
7D2VCTOLWW | B8Q9 | ThinkSystem 500W(230V/115V) V2 Platinum Hot-Swap Power Supply | 229
7D2VCTOLWW | B8QA | ThinkSystem 750W (230/115V) V2 Platinum Hot-Swap Power Supply | 259
7D2VCTOLWW | B8QB | ThinkSystem V2 1800W (230V) Platinum Hot-Swap Power Supply | 519
7D2VCTOLWW | B8QC | ThinkSystem 1100W (230V/115V) V2 Platinum Hot-Swap Power Supply | 369
7D2VCTOLWW | B8QD | ThinkSystem 750W (230V) V2 Titanium Hot-Swap Power Supply | 389
7D2VCTOLWW | B8QE | ThinkSystem 1100W -48V DC v2 Power Supply | 789
7D2VCTOLWW | B919 | ThinkSystem M.2 5300 480GB SATA 6Gbps Non-Hot Swap SSD | 369
7D2VCTOLWW | B91A | ThinkSystem 2.5" PM1643a 960GB Entry SAS 12Gb Hot Swap SSD | 819
7D2VCTOLWW | B91B | ThinkSystem 2.5" PM1643a 1.92TB Entry SAS 12Gb Hot Swap SSD | 1379
7D2VCTOLWW | B91C | ThinkSystem 2.5" PM1643a 3.84TB Entry SAS 12Gb Hot Swap SSD | 2579
7D2VCTOLWW | B91D | ThinkSystem 2.5" PM1643a 7.68TB Entry SAS 12Gb Hot Swap SSD | 5019
7D2VCTOLWW | B91E | ThinkSystem 3.5" PM1643a 3.84TB Entry SAS 12Gb Hot Swap SSD | 1729
7D2VCTOLWW | B91M | ThinkSystem 2U Steel cable wall BKT for 32NVME | 9
7D2VCTOLWW | B91Y | ThinkSystem Toolless Slide Rail Kit v2 with 2U CMA | 169
7D2VCTOLWW | B93E | ThinkSystem Intel I350 1GbE RJ45 4-port OCP Ethernet Adapter | 179
7D2VCTOLWW | B96F | ThinkSystem Broadcom 57508 100GbE QSFP56 2-port PCIe 4 Ethernet Adapter | 1059
7D2VCTOLWW | B96K | ThinkSystem 3.5" Kioxia CM6-V 3.2TB Mainstream NVMe PCIe4.0 x4 Hot Swap SSD | 3469
7D2VCTOLWW | B96M | ThinkSystem HHHL PM1735 6.4TB Mainstream NVMe PCIe4.0 x4 Flash Adapter | 5579
7D2VCTOLWW | B96P | ThinkSystem U.3 Kioxia CM6-V 6.4TB Mainstream NVMe PCIe4.0 x4 Hot Swap SSD | 6789
7D2VCTOLWW | B96T | ThinkSystem U.3 Kioxia CM6-V 3.2TB Mainstream NVMe PCIe4.0 x4 Hot Swap SSD | 3459
7D2VCTOLWW | B96V | ThinkSystem 3.5" Kioxia CM6-V 1.6TB Mainstream NVMe PCIe4.0 x4 Hot Swap SSD | 1919
7D2VCTOLWW | B96W | ThinkSystem 3.5" Kioxia CM6-V 6.4TB Mainstream NVMe PCIe4.0 x4 Hot Swap SSD | 6799
7D2VCTOLWW | B96Z | ThinkSystem U.3 Kioxia CM6-V 1.6TB Mainstream NVMe PCIe4.0 x4 Hot Swap SSD | 1919
7D2VCTOLWW | B97N | ThinkSystem Toolless Slide Rail Kit v2 Enhanced with 2U CMA | 179
7D2VCTOLWW | B97P | ThinkSystem 2U MidBay 8 2.5" SATA/SAS HDD Cage | 169
7D2VCTOLWW | B97R | ThinkSystem 2U MS 2FH+7mm SSD Riser2 Cage | 99
7D2VCTOLWW | B97S | ThinkSystem 2U Rear 4X3.5" SAS/SATA HDD Cage | 99
7D2VCTOLWW | B97T | ThinkSystem 2U MidBay 4X3.5" HDD Cage | 119
7D2VCTOLWW | B97U | ThinkSystem 2U MS Rear 2 3.5" SATA/SAS HDD Cage | 49
7D2VCTOLWW | B97V | ThinkSystem 2U MS Rear 4 2.5" HDD Cage | 69
7D2VCTOLWW | B97W | ThinkSystem 2U MidBay 8 2.5" NVMe HDD Cage | 169
7D2VCTOLWW | B97X | ThinkSystem 2U 8x2.5" SAS/SATA Rear Backplane | 129
7D2VCTOLWW | B97Z | ThinkSystem 2U PCIe Gen4 x8/x8 PCIe Riser 3 | 169
7D2VCTOLWW | B98C | ThinkSystem 4-Port PCIe Gen4 NVMe Retimer Adapter | 369
7D2VCTOLWW | B9AC | ThinkSystem 2.5" 5210 960GB Entry SATA 6Gb Hot Swap QLC SSD | 419
7D2VCTOLWW | B9V7 | Controller 5 HW RAID Array 1 HDDs | 0
7D2VCTOLWW | B9XB | Controller 1 No RAID Array | 0
7D2VCTOLWW | B9XC | Controller 1 HW RAID Array 1 RAID 0 | 0
7D2VCTOLWW | B9XD | Controller 1 HW RAID Array 1 RAID 1 | 0
7D2VCTOLWW | B9XE | Controller 1 HW RAID Array 1 RAID 5 | 0
7D2VCTOLWW | B9XF | Controller 1 HW RAID Array 1 RAID 6 | 0
7D2VCTOLWW | B9XG | Controller 1 HW RAID Array 1 RAID 10 | 0
7D2VCTOLWW | B9XH | Controller 1 HW RAID Array 2 RAID 0 | 0
7D2VCTOLWW | B9XJ | Controller 1 HW RAID Array 2 RAID 1 | 0
7D2VCTOLWW | B9XK | Controller 1 HW RAID Array 2 RAID 5 | 0
7D2VCTOLWW | B9XL | Controller 1 HW RAID Array 2 RAID 6 | 0
7D2VCTOLWW | B9XM | Controller 1 HW RAID Array 2 RAID 10 | 0
7D2VCTOLWW | B9XN | Controller 1 HW RAID Array 3 RAID 0 | 0
7D2VCTOLWW | B9XP | Controller 1 HW RAID Array 3 RAID 1 | 0
7D2VCTOLWW | B9XQ | Controller 1 HW RAID Array 3 RAID 5 | 0
7D2VCTOLWW | B9XR | Controller 1 HW RAID Array 3 RAID 6 | 0
7D2VCTOLWW | B9XS | Controller 1 HW RAID Array 3 RAID 10 | 0
7D2VCTOLWW | B9XT | Controller 2 No RAID Array | 0
7D2VCTOLWW | B9XU | Controller 2 HW RAID Array 1 RAID 0 | 0
7D2VCTOLWW | B9XV | Controller 2 HW RAID Array 1 RAID 1 | 0
7D2VCTOLWW | B9XW | Controller 2 HW RAID Array 1 RAID 5 | 0
7D2VCTOLWW | B9XX | Controller 2 HW RAID Array 1 RAID 6 | 0
7D2VCTOLWW | B9XY | Controller 2 HW RAID Array 1 RAID 10 | 0
7D2VCTOLWW | B9XZ | Controller 2 HW RAID Array 2 RAID 0 | 0
7D2VCTOLWW | B9Y0 | Controller 2 HW RAID Array 2 RAID 1 | 0
7D2VCTOLWW | B9Y1 | Controller 2 HW RAID Array 2 RAID 5 | 0
7D2VCTOLWW | B9Y2 | Controller 2 HW RAID Array 2 RAID 6 | 0
7D2VCTOLWW | B9Y3 | Controller 2 HW RAID Array 2 RAID 10 | 0
7D2VCTOLWW | B9Y4 | Controller 2 HW RAID Array 3 RAID 0 | 0
7D2VCTOLWW | B9Y5 | Controller 2 HW RAID Array 3 RAID 1 | 0
7D2VCTOLWW | B9Y6 | Controller 2 HW RAID Array 3 RAID 5 | 0
7D2VCTOLWW | B9Y7 | Controller 2 HW RAID Array 3 RAID 6 | 0
7D2VCTOLWW | B9Y8 | Controller 2 HW RAID Array 3 RAID 10 | 0
7D2VCTOLWW | B9Y9 | Controller 3 No RAID Array | 0
7D2VCTOLWW | B9YA | Controller 3 HW RAID Array 1 RAID 0 | 0
7D2VCTOLWW | B9YB | Controller 3 HW RAID Array 1 RAID 1 | 0
7D2VCTOLWW | B9YC | Controller 3 HW RAID Array 1 RAID 5 | 0
7D2VCTOLWW | B9YD | Controller 3 HW RAID Array 1 RAID 6 | 0
7D2VCTOLWW | B9YE | Controller 3 HW RAID Array 1 RAID 10 | 0
7D2VCTOLWW | B9YF | Controller 3 HW RAID Array 2 RAID 0 | 0
7D2VCTOLWW | B9YG | Controller 3 HW RAID Array 2 RAID 1 | 0
7D2VCTOLWW | B9YH | Controller 3 HW RAID Array 2 RAID 5 | 0
7D2VCTOLWW | B9YJ | Controller 3 HW RAID Array 2 RAID 6 | 0
7D2VCTOLWW | B9YK | Controller 3 HW RAID Array 2 RAID 10 | 0
7D2VCTOLWW | B9YR | Controller 4 No RAID Array | 0
7D2VCTOLWW | B9YS | Controller 4 HW RAID Array 1 RAID 0 | 0
7D2VCTOLWW | B9YT | Controller 4 HW RAID Array 1 RAID 1 | 0
7D2VCTOLWW | B9YU | Controller 4 HW RAID Array 1 RAID 5 | 0
7D2VCTOLWW | B9YV | Controller 4 HW RAID Array 1 RAID 6 | 0
7D2VCTOLWW | B9YW | Controller 4 HW RAID Array 1 RAID 10 | 0
7D2VCTOLWW | B9YX | Controller 4 HW RAID Array 2 RAID 0 | 0
7D2VCTOLWW | B9YY | Controller 4 HW RAID Array 2 RAID 1 | 0
7D2VCTOLWW | B9YZ | Controller 4 HW RAID Array 2 RAID 5 | 0
7D2VCTOLWW | B9Z0 | Controller 4 HW RAID Array 2 RAID 6 | 0
7D2VCTOLWW | B9Z1 | Controller 4 HW RAID Array 2 RAID 10 | 0
7D2VCTOLWW | B9Z7 | Controller 5 No RAID Array | 0
7D2VCTOLWW | BA12 | Controller 1 HW RAID Array 1 HDDs | 0
7D2VCTOLWW | BA13 | Controller 1 HW RAID Array 2 HDDs | 0
7D2VCTOLWW | BA14 | Controller 1 HW RAID Array 3 HDDs | 0
7D2VCTOLWW | BA15 | Controller 2 HW RAID Array 1 HDDs | 0
7D2VCTOLWW | BA16 | Controller 2 HW RAID Array 2 HDDs | 0
7D2VCTOLWW | BA17 | Controller 2 HW RAID Array 3 HDDs | 0
7D2VCTOLWW | BA18 | Controller 3 HW RAID Array 1 HDDs | 0
7D2VCTOLWW | BA19 | Controller 3 HW RAID Array 2 HDDs | 0
7D2VCTOLWW | BA1A | Controller 3 HW RAID Array 3 HDDs | 0
7D2VCTOLWW | BA1B | Controller 4 HW RAID Array 1 HDDs | 0
7D2VCTOLWW | BA1C | Controller 4 HW RAID Array 2 HDDs | 0
7D2VCTOLWW | BA1D | Controller 4 HW RAID Array 3 HDDs | 0
7D2VCTOLWW | BA1F | ThinkSystem QLogic QLE2772 32Gb 2-Port PCIe Fibre Channel Adapter | 2309
7D2VCTOLWW | BA1G | ThinkSystem QLogic QLE2770 32Gb 1-Port PCIe Fibre Channel Adapter | 1529
7D2VCTOLWW | BA3J | ThinkSystem 2U 2.5" 8 NVMe Backplane | 0
7D2VCTOLWW | BABN | ThinkSystem AMD EPYC 7662 64C 225W 2.0GHz Processor | 11549
7D2VCTOLWW | BABP | ThinkSystem AMD EPYC 7532 32C 200W 2.4GHz Processor | 6289
7D2VCTOLWW | BABW | ThinkSystem 2U MS 7mm SSD Riser2 Cage | 29
7D2VCTOLWW | BAG7 | ThinkSystem 2U 2x3.5" SAS/SATA Rear Backplane | 89
7D2VCTOLWW | BAVP | ThinkSystem AMD EPYC 7H12 64C 280W 2.6GHz Processor | 13619
7D2VCTOLWW | BB2E | ThinkSystem NVIDIA Tesla V100S 32GB PCIe Passive GPU | 26079
7D2VCTOLWW | BB63 | ThinkSystem 7mm PM983 960GB Entry NVMe PCIe 3.0 x4 Hot Swap SSD | 599
7D2VCTOLWW | BB8U | ThinkSystem Marvell QL41132 10GBASE-T 2-port OCP Ethernet Adapter | 509
7D2VCTOLWW | BBAL | G4 x16/x8/x8 PCIe Riser B8LJ for Riser 1 Placement | 0
7D2VCTOLWW | BBAM | G3 x16/x8/x8 PCIe Riser B8LL for Riser 1 Placement | 0
7D2VCTOLWW | BBAN | G4 x16/x16/E PCIe Riser B8LQ for Riser 1 Placement | 0
7D2VCTOLWW | BBAP | G4 E/x16/x16 PCIe Riser B8LR for Riser 1 Placement | 0
7D2VCTOLWW | BBAQ | G4 x16 PCIe Riser B8LS for Riser 1 Placement | 0
7D2VCTOLWW | BBAR | G4 x16/x8/x8 PCIe Riser B8LJ for Riser 2 Placement | 0
7D2VCTOLWW | BBAS | G3 x16/x8/x8 PCIe Riser B8LL for Riser 2 Placement | 0
7D2VCTOLWW | BBAT | G4 x16/x16/E PCIe Riser B8LQ for Riser 2 Placement | 0
7D2VCTOLWW | BBAU | G4 E/x16/x16 PCIe Riser B8LR for Riser 2 Placement | 0
7D2VCTOLWW | BBAV | G4 x16 PCIe Riser B8LS for Riser 2 Placement | 0
7D2VCTOLWW | BBN2 | Controller 1 Array 2 No RAID | 0
7D2VCTOLWW | BBN3 | Controller 1 Array 3 No RAID | 0
7D2VCTOLWW | BBN4 | Controller 2 Array 2 No RAID | 0
7D2VCTOLWW | BBN5 | Controller 2 Array 3 No RAID | 0
7D2VCTOLWW | BBN6 | Controller 3 Array 2 No RAID | 0
7D2VCTOLWW | BBN8 | Controller 4 Array 2 No RAID | 0
7D2VCTOLWW | BBNW | Controller 1 SAS HDD Hot Spare | 0
7D2VCTOLWW | BBNX | Controller 2 SAS HDD Hot Spare | 0
7D2VCTOLWW | BBNY | Controller 3 SAS HDD Hot Spare | 0
7D2VCTOLWW | BBNZ | Controller 4 SAS HDD Hot Spare | 0
7D2VCTOLWW | BBPG | Controller 1 NVMe SSD Hot Spare | 0
7D2VCTOLWW | BBPH | Controller 2 NVMe SSD Hot Spare | 0
7D2VCTOLWW | BBQ8 | Controller 1 SATA SSD Hot Spare | 0
7D2VCTOLWW | BBQ9 | Controller 1 SAS SSD Hot Spare | 0
7D2VCTOLWW | BBQA | Controller 1 SATA HDD Hot Spare | 0
7D2VCTOLWW | BBQB | Controller 2 SATA SSD Hot Spare | 0
7D2VCTOLWW | BBQC | Controller 2 SAS SSD Hot Spare | 0
7D2VCTOLWW | BBQD | Controller 2 SATA HDD Hot Spare | 0
7D2VCTOLWW | BBQE | Controller 3 SATA SSD Hot Spare | 0
7D2VCTOLWW | BBQF | Controller 3 SAS SSD Hot Spare | 0
7D2VCTOLWW | BBQG | Controller 3 SATA HDD Hot Spare | 0
7D2VCTOLWW | BBQH | Controller 4 SATA SSD Hot Spare | 0
7D2VCTOLWW | BBQJ | Controller 4 SAS SSD Hot Spare | 0
7D2VCTOLWW | BBQK | Controller 4 SATA HDD Hot Spare | 0
7D2VCTOLWW | BBZG | VMware ESXi 7.0 (Factory Installed) | 2
7D2VCTOLWW | BC4R | ThinkSystem 2.5" PM1643a 15.36TB Entry SAS 12Gb Hot Swap SSD | 10029
7D2VCTOLWW | BC4V | Non RAID NVMe | 0
7D2VCTOLWW | BC4X | MS 2FH Riser Filler | 19
7D2VCTOLWW | BC4Y | ThinkSystem U.2 PM1733 1.92TB Entry NVMe PCIe 4.0 x4 Hot Swap SSD | 1909
7D2VCTOLWW | BC4Z | ThinkSystem U.2 PM1733 3.84TB Entry NVMe PCIe 4.0 x4 Hot Swap SSD | 3369
7D2VCTOLWW | BC72 | ThinkSystem 2U Rack Shipping BKT and Screw | 2
7D2VCTOLWW | BCD5 | ThinkSystem Intel X710-T2L 10GBASE-T 2-port OCP Ethernet Adapter | 369
7D2VCTOLWW | BCD6 | ThinkSystem Intel E810-DA2 10/25GbE SFP28 2-Port PCIe Ethernet Adapter | 519
7D2VCTOLWW | BCE8 | ThinkSystem AMD EPYC 7F52 16C 240W 3.5GHz Processor | 5819
7D2VCTOLWW | BCE9 | ThinkSystem AMD EPYC 7F32 8C 180W 3.7GHz Processor | 3939
7D2VCTOLWW | BCEA | ThinkSystem AMD EPYC 7F72 24C 240W 3.2GHz Processor | 6759
7D2VCTOLWW | BCEC | ThinkSystem 2U 8x3.5" SAS/SATA Backplane | 0
7D2VCTOLWW | BCED | ThinkSystem 2U 8x2.5" SAS/SATA Backplane | 0
7D2VCTOLWW | BCEE | ThinkSystem 2U 8x2.5" AnyBay Backplane | 0
7D2VCTOLWW | BCEF | ThinkSystem 2U 12x3.5" SAS/SATA Backplane | 0
7D2VCTOLWW | BCEG | ThinkSystem 2U 12x3.5" AnyBay Backplane | 0
7D2VCTOLWW | BCFH | ThinkSystem 3.5" 18TB 7.2K SATA 6Gb Hot Swap 512e HDD | 1589
7D2VCTOLWW | BCFJ | ThinkSystem 3.5" Intel P5600 3.2TB Mainstream NVMe PCIe 4.0 x4 Hot Swap SSD | 3829
7D2VCTOLWW | BCFM | ThinkSystem 3.5" Intel P5600 1.6TB Mainstream NVMe PCIe 4.0 x4 Hot Swap SSD | 1929
7D2VCTOLWW | BCFP | ThinkSystem 3.5" 18TB 7.2K SAS 12Gb Hot Swap 512e HDD | 1609
7D2VCTOLWW | BCFQ | ThinkSystem 3.5" Intel P5600 6.4TB Mainstream NVMe PCIe 4.0 x4 Hot Swap SSD | 7649
7D2VCTOLWW | BCFR | ThinkSystem U.2 Intel P5600 3.2TB Mainstream NVMe PCIe 4.0 x4 Hot Swap SSD | 3829
7D2VCTOLWW | BCFS | ThinkSystem U.2 Intel P5600 6.4TB Mainstream NVMe PCIe 4.0 x4 Hot Swap SSD | 7639
7D2VCTOLWW | BCFT | ThinkSystem U.2 Intel P5500 1.92TB Entry NVMe PCIe 4.0 x4 Hot Swap SSD | 1479
7D2VCTOLWW | BCFU | ThinkSystem U.2 Intel P5500 7.68TB Entry NVMe PCIe 4.0 x4 Hot Swap SSD | 5359
7D2VCTOLWW | BCFV | ThinkSystem U.2 Intel P5600 1.6TB Mainstream NVMe PCIe 4.0 x4 Hot Swap SSD | 1919
7D2VCTOLWW | BCFW | ThinkSystem U.2 Intel P5500 3.84TB Entry NVMe PCIe 4.0 x4 Hot Swap SSD | 2689
7D2VCTOLWW | BCKH | ThinkSystem SR665 3.5" Chassis Front Backplane SAS/SATA Cable Kit | 409
7D2VCTOLWW | BCKJ | ThinkSystem SR665 3.5" Chassis Front Backplane Anybay Cable Kit | 619
7D2VCTOLWW | BCKK | ThinkSystem SR665 3.5" Chassis Rear Backplane SAS/SATA Cable Kit | 299
7D2VCTOLWW | BCKL | ThinkSystem SR665 3.5" Chassis Middle Backplane SAS/SATA Cable Kit | 249
7D2VCTOLWW | BCKM | ThinkSystem SR665 3.5" Chassis Middle Backplane NVMe Cable Kit | 239
7D2VCTOLWW | BCKN | ThinkSystem SR665 Internal RAID Adapter Input Cable Kit | 259
7D2VCTOLWW | BCKP | ThinkSystem SR665 2.5" Chassis Front BP1 SAS/SATA Cable Kit | 349
7D2VCTOLWW | BCKQ | ThinkSystem SR665 2.5" Chassis Front BP1 NVMe Cable Kit | 249
7D2VCTOLWW | BCKR | ThinkSystem SR665 2.5" Chassis Front BP2 SAS/SATA Cable Kit | 289
7D2VCTOLWW | BCKS | ThinkSystem SR665 2.5" Chassis Front BP2 NVMe Cable Kit | 289
7D2VCTOLWW | BCKT | ThinkSystem SR665 2.5" Chassis Front BP3 SAS/SATA Cable Kit | 279
7D2VCTOLWW | BCKU | ThinkSystem SR665 2.5" Chassis Front BP3 NVMe Cable Kit | 249
7D2VCTOLWW | BCKV | ThinkSystem SR665 2.5" Chassis Rear Backplane SAS/SATA Cable Kit | 299
7D2VCTOLWW | BCKW | ThinkSystem SR665 2.5" Chassis Middle Backplane SAS/SATA Cable Kit | 99
7D2VCTOLWW | BCKX | ThinkSystem SR665 2.5" Chassis Front BP1+2 16x NVMe System+Adapter Cable Kit | 579
7D2VCTOLWW | BCKY | ThinkSystem SR665 2.5" Chassis Front BP2+3 16x NVMe System+Adapter Cable Kit | 549
7D2VCTOLWW | BCKZ | ThinkSystem SR665 2.5" Chassis 24x and 32x NVMe Cable Kit | 989
7D2VCTOLWW | BCQK | ThinkSystem 2U 4x3.5" SAS/SATA Middle Backplane | 139
7D2VCTOLWW | BCQL | ThinkSystem 2U 4x2.5" SAS/SATA Middle Backplane | 99
7D2VCTOLWW | BCQM | ThinkSystem 2U/4U 8x2.5" NVMe Backplane | 309
7D2VCTOLWW | BCTC | ThinkSystem 2.5" Multi Vendor 240GB Entry SATA 6Gb Hot Swap SSD | 219
7D2VCTOLWW | BCTD | ThinkSystem 2.5" Multi Vendor 480GB Entry SATA 6Gb Hot Swap SSD | 219
7D2VCTOLWW | BCTE | ThinkSystem 2.5" Multi Vendor 960GB Entry SATA 6Gb Hot Swap SSD | 659
7D2VCTOLWW | BCTF | ThinkSystem 2.5" Multi Vendor 1.92TB Entry SATA 6Gb Hot Swap SSD | 1289
7D2VCTOLWW | BCTG | ThinkSystem 2.5" Multi Vendor 3.84TB Entry SATA 6Gb Hot Swap SSD | 1259
7D2VCTOLWW | BCTH | ThinkSystem 3.5" Multi Vendor 240GB Entry SATA 6Gb Hot Swap SSD | 229
7D2VCTOLWW | BCTJ | ThinkSystem 3.5" Multi Vendor 480GB Entry SATA 6Gb Hot Swap SSD | 219
7D2VCTOLWW | BCTK | ThinkSystem 3.5" Multi Vendor 960GB Entry SATA 6Gb Hot Swap SSD | 669
7D2VCTOLWW | BCTL | ThinkSystem 3.5" Multi Vendor 1.92TB Entry SATA 6Gb Hot Swap SSD | 1289
7D2VCTOLWW | BCTM | ThinkSystem 3.5" Multi Vendor 3.84TB Entry SATA 6Gb Hot Swap SSD | 1269
7D2VCTOLWW | BCZY | ThinkSystem 32GB TruDDR4 Performance+ 3200 MHz (2Rx8 1.2V) RDIMM-A | 449
7D2VCTOLWW | BCZZ | ThinkSystem 64GB TruDDR4 Performance+ 3200 MHz (2Rx4 1.2V) RDIMM-A | 899
7D2VCTOLWW | BD49 | ThinkSystem Broadcom 57454 10/25GbE SFP28 4-port PCIe Ethernet Adapter V2 | 549
7D2VCTOLWW | BDY4 | ThinkSystem Raid 940-16i 8GB Flash PCIe Gen4 12Gb Adapter for U.3 | 2139
7D2VCTOLWW | BDY7 | ThinkSystem 2U 4x2.5" Middle NVMe Backplane | 139
7D2VCTOLWW | BE03 | ThinkSystem U.3 Kioxia CM6-V 800GB Mainstream NVMe PCIe 4.0 x4 Hot Swap SSD | 1439
7D2VCTOLWW | BE04 | ThinkSystem 3.5" Kioxia CM6-V 800GB Mainstream NVMe PCIe 4.0 x4 Hot Swap SSD | 1449
7D2VCTOLWW | BE2A | ThinkSystem U.2 PM1733 3.84TB Entry NVMe PCIe 4.0 x4 Hot Swap SSD SED | 2979
7D2VCTOLWW | BE2B | ThinkSystem U.2 PM1733 7.68TB Entry NVMe PCIe 4.0 x4 Hot Swap SSD SED | 5579
7D2VCTOLWW | BE2C | ThinkSystem U.3 Kioxia CM6-R 3.84TB Entry NVMe PCIe 4.0 x4 Hot Swap SSD SED | 3419
7D2VCTOLWW | BE2D | ThinkSystem U.3 Kioxia CM6-R 7.68TB Entry NVMe PCIe 4.0 x4 Hot Swap SSD SED | 6669
7D2VCTOLWW | BE2E | ThinkSystem U.2 PM1733 7.68TB Entry NVMe PCIe 4.0 x4 Hot Swap SSD | 5579
7D2VCTOLWW | BE2F | ThinkSystem U.2 PM1733 15.36TB Entry NVMe PCIe 4.0 x4 Hot Swap SSD | 10969
7D2VCTOLWW | BE2G | ThinkSystem U.3 Kioxia CM6-R 3.84TB Entry NVMe PCIe 4.0 x4 Hot Swap SSD | 3379
7D2VCTOLWW | BE2H | ThinkSystem U.3 Kioxia CM6-R 7.68TB Entry NVMe PCIe 4.0 x4 Hot Swap SSD | 6639
7D2VCTOLWW | BE38 | 940 Series Flash Adapter for U.3 Trimode Setting | 0
7D2VCTOLWW | BE4T | ThinkSystem Mellanox ConnectX-6 Lx 10/25GbE SFP28 2-Port OCP Ethernet Adapter | 409
7D2VCTOLWW | BE4U | ThinkSystem Mellanox ConnectX-6 Lx 10/25GbE SFP28 2-Port PCIe Ethernet Adapter | 409
7D2VCTOLWW | BE5E | VMware ESXi 7.0 U1 (Factory Installed) | 0
7D2VCTOLWW | BEL4 | ThinkSystem NVIDIA A40 48GB PCIe Gen4 Passive GPU | 14289
7D2VCTOLWW | BEL5 | ThinkSystem NVIDIA A100 40GB PCIe Gen4 Passive GPU | 35939
7D2VCTOLWW | BEUX | ThinkSystem External Diagnostics Handset | 139
7D2VCTOLWW | BEVK | ThinkSystem 3.5" PM1643a 7.68TB Entry SAS 12Gb Hot Swap SSD | 5589
7D2VCTOLWW | BF10 | Lenovo Dual Rate 10G/25G SFP28 85C Transceiver | 399
7D2VCTOLWW | BF6Z | ThinkSystem SR665 MB for 7003, TPM 2.0 | 2319
7D2VCTOLWW | BF70 | ThinkSystem AMD EPYC 7713P 64C 225W 2.0GHz Processor | 10599
7D2VCTOLWW | BF71 | ThinkSystem AMD EPYC 7543P 32C 225W 2.8GHz Processor | 5519
7D2VCTOLWW | BF72 | ThinkSystem AMD EPYC 7443 24C 200W 2.85GHz Processor | 3979
7D2VCTOLWW | BF73 | ThinkSystem AMD EPYC 7763 64C 280W 2.45GHz Processor | 16689
7D2VCTOLWW | BF74 | ThinkSystem AMD EPYC 7453 28C 225W 2.75GHz Processor | 3879
7D2VCTOLWW | BF75 | ThinkSystem AMD EPYC 7663 56C 240W 2.0GHz Processor | 13169
7D2VCTOLWW | BF76 | ThinkSystem AMD EPYC 7313 16C 155W 3.0GHz Processor | 2139
7D2VCTOLWW | BF77 | ThinkSystem AMD EPYC 7543 32C 225W 2.8GHz Processor | 7519
7D2VCTOLWW | BF78 | ThinkSystem AMD EPYC 7413 24C 180W 2.65GHz Processor | 3609
7D2VCTOLWW | BF79 | ThinkSystem AMD EPYC 7443P 24C 200W 2.85GHz Processor | 2639
7D2VCTOLWW | BF7A | ThinkSystem AMD EPYC 7513 32C 200W 2.6GHz Processor | 5749
7D2VCTOLWW | BF7B | ThinkSystem AMD EPYC 7313P 16C 155W 3.0GHz Processor | 1809
7D2VCTOLWW | BF7C | ThinkSystem AMD EPYC 7713 64C 225W 2.0GHz Processor | 14939
7D2VCTOLWW | BF7D | ThinkSystem AMD EPYC 73F3 16C 240W 3.5GHz Processor | 7449
7D2VCTOLWW | BF7E | ThinkSystem AMD EPYC 7343 16C 190W 3.2GHz Processor | 3099
7D2VCTOLWW | BF7F | ThinkSystem AMD EPYC 75F3 32C 280W 2.95GHz Processor | 10279
7D2VCTOLWW | BF7G | ThinkSystem AMD EPYC 74F3 24C 240W 3.2GHz Processor | 6139
7D2VCTOLWW | BF7H | ThinkSystem AMD EPYC 72F3 8C 180W 3.7GHz Processor | 5219
7D2VCTOLWW | BFH1 | Lenovo 100Gb SR4 QSFP28 Ethernet Transceiver | 689
7D2VCTOLWW | BFPU | ThinkSystem Xilinx Alveo U25 25GbE SFP28 2-Port PCIe FPGA Adapter | 6489
7D2VCTOLWW | BFY5 | ThinkSystem RAID 530-16i PCIe 12Gb Adapter | 579
7D2VCTOLWW | BFYA | Operating mode selection for: "Maximum Efficiency Mode" | 0
7D2VCTOLWW | BFYB | Operating mode selection for: "Maximum Performance Mode" | 0
7D2VCTOLWW | BFZZ | ThinkSystem 2.5" Nytro 3732 800GB Performance SAS 12Gb Hot Swap SSD SED | 1669
7D2VCTOLWW | BG00 | ThinkSystem 3.5" Nytro 3732 3.2TB Performance SAS 12Gb Hot Swap SSD | 6219
7D2VCTOLWW | BG01 | ThinkSystem 3.5" Nytro 3732 1.6TB Performance SAS 12Gb Hot Swap SSD | 3239
7D2VCTOLWW | BG02 | ThinkSystem 3.5" Nytro 3732 800GB Performance SAS 12Gb Hot Swap SSD | 1669
7D2VCTOLWW | BG03 | ThinkSystem 3.5" Nytro 3732 400GB Performance SAS 12Gb Hot Swap SSD | 1029
7D2VCTOLWW | BG04 | ThinkSystem 2.5" Nytro 3732 3.2TB Performance SAS 12Gb Hot Swap SSD | 6259
7D2VCTOLWW | BG05 | ThinkSystem 2.5" Nytro 3732 1.6TB Performance SAS 12Gb Hot Swap SSD | 3259
7D2VCTOLWW | BG06 | ThinkSystem 2.5" Nytro 3732 800GB Performance SAS 12Gb Hot Swap SSD | 1669
7D2VCTOLWW | BG07 | ThinkSystem 2.5" Nytro 3732 400GB Performance SAS 12Gb Hot Swap SSD | 1029
7D2VCTOLWW | BGM0 | ThinkSystem RAID 940-8i 8GB Flash PCIe Gen4 12Gb Adapter for U.3 | 1839
7D2VCTOLWW | BGM1 | ThinkSystem RAID 940-8i 4GB Flash PCIe Gen4 12Gb Adapter for U.3 | 1229
7D2VCTOLWW | BGM2 | ThinkSystem RAID 940-16i 8GB Flash PCIe Gen4 12Gb Internal Adapter for U.3 | 2159
7D2VCTOLWW | BGQ5 | ThinkSystem AMD EPYC 7643 48C 225W 2.3GHz Processor | 10109
7D2VCTOLWW | BHE2 | ThinkSystem Solarflare X2522-Plus 10/25GbE SFP28 2-Port PCIe Ethernet Adapter | 3489
7D2VCTOLWW | BHSR | VMware ESXi 7.0 U2 (Factory Installed) | 0
7D2VCTOLWW | BHSS | MI for PXE with RJ45 Network port | 0
7D2VCTOLWW | BHWJ | ThinkSystem 2U MS 3FH Riser1 Cage v2 | 29
7D2VCTOLWW | BHWK | ThinkSystem 2U x16/x16 PCIe Riser3 Kit v2 | 179
7D2VCTOLWW | BHWL | ThinkSystem 2U MS 3FH Riser2 new Cage | 29
7D2VCTOLWW | BJ3G | ThinkSystem Emulex LPe35000 32Gb 1-port PCIe Fibre Channel Adapter v2 | 1729
7D2VCTOLWW | BJ3H | ThinkSystem Emulex LPe35002 32Gb 2-port PCIe Fibre Channel Adapter v2 | 2589
7D2VCTOLWW | BJP4 | ThinkSystem SR665 MB for 7002, TPM 1.2/2.0 | 2459
7D2WCTO1WW | 64 | QLogic 10Gb SFP+ SR Optical Transceiver | 909
7D2WCTO1WW | 69 | Brocade 10Gb SFP+ SR Optical Transceiver | 909
7D2WCTO1WW | 747 | UID Asset Tag Label | 20
7D2WCTO1WW | 2302 | RAID Configuration | 149
7D2WCTO1WW | 2306 | Integration >1U Component | 125
7D2WCTO1WW | 2321 | Custom MFG SVCS Fee - Small Increment | 3
7D2WCTO1WW | 3269 | SFP SX Transceiver | 149
7D2WCTO1WW | 5053 | SFP+ SR Transceiver | 699
7D2WCTO1WW | 5341 | Virtual Media Conversion Option Gen2 (VCO2) | 129
7D2WCTO1WW | 5977 | Select Storage devices - no configured RAID required | 0
7D2WCTO1WW | 5978 | Select Storage devices - configured RAID | 0
7D2WCTO1WW | 6139 | SF Instruction | 0
7D2WCTO1WW | 6201 | 1.5m, 10A/100-250V, C13 to IEC 320-C14 Rack Power Cable | 19
7D2WCTO1WW | 6204 | 2.8m, 10A/100-250V, C13 to IEC 320-C20 Rack Power Cable | 19
7D2WCTO1WW | 6263 | 4.3m, 10A/100-250V, C13 to IEC 320-C14 Rack Power Cable | 19
7D2WCTO1WW | 6311 | 2.8m, 10A/100-250V, C13 to IEC 320-C14 Rack Power Cable | 9
7D2WCTO1WW | 6313 | 2.8m, 10A/120V, C13 to NEMA 5-15P (US) Line Cord | 19
7D2WCTO1WW | 6370 | 4.3m, 10A/125V, C13 to NEMA 5-15P (US) Line Cord | 10
7D2WCTO1WW | 6373 | 4.3m, 10A/250V, C13 to NEMA 6-15P (US) Line Cord | 15
7D2WCTO1WW | 6400 | 2.8m, 13A/100-250V, C13 to C14 Jumper Cord | 9
7D2WCTO1WW | 6401 | 2.8m, 13A/120V, C13 to NEMA 5-15P (US) Line Cord | 29
7D2WCTO1WW | 6570 | 2.0m, 13A/100-250V, C13 to C14 Jumper Cord | 19
7D2WCTO1WW | 6583 | 4.3m, 13A/100-250V, C13 to C14 Rack Power Cable | 19
7D2WCTO1WW | 7831 | Customer Solution Center Services | 0
7D2WCTO1WW | 8067 | TAA Compliant Order | 0
7D2WCTO1WW | 8072 | General Racking Solution | 0
7D2WCTO1WW | 8086 | No Publications Selected | 0
7D2WCTO1WW | 8971 | Integrate in manufacturing | 0
7D2WCTO1WW | 8972 | Ship Uninstalled (Safety) | 0
7D2WCTO1WW | 9013 | Hot Spare | 0
7D2WCTO1WW | A102 | Advanced Grouping | 0
7D2WCTO1WW | A103 | System x Cluster Upgrade | 0
7D2WCTO1WW | A1DP | 1m QSFP to QSFP+ Cable | 269
7D2WCTO1WW | A1DQ | 3m QSFP+ to QSFP+ Cable | 329
7D2WCTO1WW | A1PH | 1m Passive DAC SFP+ Cable | 69
7D2WCTO1WW | A1PJ | 3m Passive DAC SFP+ Cable | 89
7D2WCTO1WW | A1PK | 5m Passive DAC SFP+ Cable | 159
7D2WCTO1WW | A1PL | 8.5m Passive DAC SFP+ Cable | 329
7D2WCTO1WW | A1RF | 2.8m, 10A/250V, C13 to NEMA 6-15P Line Cord | 15
7D2WCTO1WW | A2X8 | 5m QSFP+ to QSFP+ Cable | 379
7D2WCTO1WW | A2X9 | 7m QSFP+ to QSFP+ Cable | 429
7D2WCTO1WW | A3RG | 0.5m Passive DAC SFP+ Cable | 79
7D2WCTO1WW | A3RH | 7m Passive DAC SFP+ Cable | 179
7D2WCTO1WW | A3SW | 1.2m, 16A/100-250V, 2 Short C13s to Short C20 Rack Power Cable | 55
7D2WCTO1WW | A3SX | 2.5m, 16A/100-250V, 2 Long C13s to Short C20 Rack Power Cable | 75
7D2WCTO1WW | A3SY | 2.8m, 16A/100-250V, 2 Short C13s to Long C20 Rack Power Cable | 79
7D2WCTO1WW | A3SZ | 4.1m, 16A/100-250V, 2 Long C13s to Long C20 Rack Power Cable | 85
7D2WCTO1WW | A4EY | No x Network Adapter | 0
7D2WCTO1WW | A4VP | 1.0m, 10A/100-250V, C13 to IEC 320-C14 Rack Power Cable | 19
7D2WCTO1WW | A51N | 1.5m Passive DAC SFP+ Cable | 89
7D2WCTO1WW | A51P | 2m Passive DAC SFP+ Cable | 89
7D2WCTO1WW | A5DL | SFP 1000Base-T (RJ-45) Transceiver | 89
7D2WCTO1WW | A5UA | Lenovo 1m MPO-4xLC OM3 MMF Breakout Cable | 279
7D2WCTO1WW | A5UB | Lenovo 3m MPO-4xLC OM3 MMF Breakout Cable | 329
7D2WCTO1WW | A5UC | Lenovo 5m MPO-4xLC OM3 MMF Breakout Cable | 379
7D2WCTO1WW | ARZB | 0.75m Mellanox QSFP Passive DAC Cable | 149
7D2WCTO1WW | ARZC | 1m Mellanox QSFP Passive DAC Cable | 159
7D2WCTO1WW | ARZD | 1.25m Mellanox QSFP Passive DAC Cable | 169
7D2WCTO1WW | ARZE | 1.5m Mellanox QSFP Passive DAC Cable | 169
7D2WCTO1WW | ARZF | 3m Mellanox QSFP Passive DAC Cable | 189
7D2WCTO1WW | ASQT | 0.5m Mellanox EDR IB Passive Copper QSFP28 Cable | 229
7D2WCTO1WW | ASQU | 0.75m Mellanox EDR IB Passive Copper QSFP28 Cable | 249
7D2WCTO1WW | ASQV | 1m Mellanox EDR IB Passive Copper QSFP28 Cable | 249
7D2WCTO1WW | ASQW | 1.25m Mellanox EDR IB Passive Copper QSFP28 Cable | 289
7D2WCTO1WW | ASQX | 1.5m Mellanox EDR IB Passive Copper QSFP28 Cable | 289
7D2WCTO1WW | ASQY | 2m Mellanox EDR IB Passive Copper QSFP28 Cable | 289
7D2WCTO1WW | ASQZ | 5m Mellanox EDR IB Optical QSFP28 Cable | 1359
7D2WCTO1WW | ASR0 | 10m Mellanox EDR IB Optical QSFP28 Cable | 1419
7D2WCTO1WW | ASR1 | 15m Mellanox EDR IB Optical QSFP28 Cable | 1509
7D2WCTO1WW | ASR2 | 20m Mellanox EDR IB Optical QSFP28 Cable | 1569
7D2WCTO1WW | ASR3 | 30m Mellanox EDR IB Optical QSFP28 Cable | 1789
7D2WCTO1WW | ASR5 | Lenovo 0.5m LC-LC OM3 MMF Cable | 24
7D2WCTO1WW | ASR6 | Lenovo 1m LC-LC OM3 MMF Cable | 24
7D2WCTO1WW | ASR7 | Lenovo 3m LC-LC OM3 MMF Cable | 24
7D2WCTO1WW | ASR8 | Lenovo 5m LC-LC OM3 MMF Cable | 29
7D2WCTO1WW | ASR9 | Lenovo 10m LC-LC OM3 MMF Cable | 39
7D2WCTO1WW | ASRA | Lenovo 15m LC-LC OM3 MMF Cable | 45
7D2WCTO1WW | ASRB | Lenovo 25m LC-LC OM3 MMF Cable | 54
7D2WCTO1WW | ASRC | Lenovo 30m LC-LC OM3 MMF Cable | 64
7D2WCTO1WW | ASRM | 3m Mellanox EDR IB Passive Copper QSFP28 Cable | 319
7D2WCTO1WW | ASRN | 3m Mellanox EDR IB Optical QSFP28 Cable | 1359
7D2WCTO1WW | ASRP | 50m Mellanox EDR IB Optical QSFP28 Cable | 2329
7D2WCTO1WW | AT2R | Lenovo 1m Active DAC SFP+ Cables | 129
7D2WCTO1WW | AT2S | Lenovo 3m Active DAC SFP+ Cables | 139
7D2WCTO1WW | AT2T | Lenovo 5m Active DAC SFP+ Cables | 159
7D2WCTO1WW | AT2U | Lenovo 10m QSFP+ MPO-MPO OM3 MMF Cable | 169
7D2WCTO1WW | AT2V | Lenovo 30m QSFP+ MPO-MPO OM3 MMF Cable | 329
7D2WCTO1WW | ATPX | Intel X550-T2 Dual Port 10GBase-T Adapter | 599
7D2WCTO1WW | ATTJ | Lenovo Dual Rate 1G/10GB SFP Transceiver | 119
7D2WCTO1WW | ATYX | Lenovo 1m SFP+ to SFP+ Active Optical Cable | 104
7D2WCTO1WW | ATYY | Lenovo 3m SFP+ to SFP+ Active Optical Cable | 99
7D2WCTO1WW | ATYZ | Lenovo 5m SFP+ to SFP+ Active Optical Cable | 114
7D2WCTO1WW | ATZ0 | Lenovo 7m SFP+ to SFP+ Active Optical Cable | 129
7D2WCTO1WW | ATZ1 | Lenovo 15m SFP+ to SFP+ Active Optical Cable | 169
7D2WCTO1WW | ATZ2 | Lenovo 20m SFP+ to SFP+ Active Optical Cable | 169
7D2WCTO1WW | ATZB | QLogic 16Gb Enhanced Gen5 FC Single-port HBA | 979
7D2WCTO1WW | ATZC | QLogic 16Gb Enhanced Gen5 FC Dual-port HBA | 1339
7D2WCTO1WW | ATZU | Emulex 16Gb Gen6 FC Single-port HBA | 949
7D2WCTO1WW | ATZV | Emulex 16Gb Gen6 FC Dual-port HBA | 1309
7D2WCTO1WW | AU0M | 5m Intel OPA 100 Series Active Optical QSFP28 Cable | 899
7D2WCTO1WW | AU0N | 10m Intel OPA 100 Series Active Optical QSFP28 Cable | 929
7D2WCTO1WW | AU0P | 15m Intel OPA 100 Series Active Optical QSFP28 Cable | 949
7D2WCTO1WW | AU0Q | 20m Intel OPA 100 Series Active Optical QSFP28 Cable | 979
7D2WCTO1WW | AUK7 | TPM 2.0 and Secure Boot | 0
7D2WCTO1WW | AUKP | ThinkSystem Broadcom 57416 10GBASE-T 2-Port PCIe Ethernet Adapter | 479
7D2WCTO1WW | AUKX | ThinkSystem Intel X710-DA2 PCIe 10Gb 2-Port SFP+ Ethernet Adapter | 459
7D2WCTO1WW | AULV | ThinkSystem 2.5" 300GB 15K SAS 12Gb Hot Swap 512n HDD | 339
7D2WCTO1WW | AULW | ThinkSystem 2.5" 600GB 15K SAS 12Gb Hot Swap 512n HDD | 469
7D2WCTO1WW | AULX | ThinkSystem 2.5" 900GB 15K SAS 12Gb Hot Swap 512e HDD | 639
7D2WCTO1WW | AULY | ThinkSystem 2.5" 300GB 10K SAS 12Gb Hot Swap 512n HDD | 289
7D2WCTO1WW | AULZ | ThinkSystem 2.5" 600GB 10K SAS 12Gb Hot Swap 512n HDD | 319
7D2WCTO1WW | AUM1 | ThinkSystem 2.5" 1.2TB 10K SAS 12Gb Hot Swap 512n HDD | 389
7D2WCTO1WW | AUM2 | ThinkSystem 2.5" 1.8TB 10K SAS 12Gb Hot Swap 512e HDD | 589
7D2WCTO1WW | AUM5 | ThinkSystem 2.5" 600GB 10K SAS 12Gb Hot Swap 512n HDD SED | 635
7D2WCTO1WW | AUM6 | ThinkSystem 2.5" 1TB 7.2K SAS 12Gb Hot Swap 512n HDD | 469
7D2WCTO1WW | AUM7 | ThinkSystem 2.5" 2TB 7.2K SAS 12Gb Hot Swap 512n HDD | 839
7D2WCTO1WW | AUNG | ThinkSystem RAID 530-8i PCIe 12Gb Adapter | 299
7D2WCTO1WW | AUNJ | ThinkSystem RAID 930-8i 2GB Flash PCIe 12Gb Adapter | 1009
7D2WCTO1WW | AUNK | ThinkSystem RAID 930-16i 4GB Flash PCIe 12Gb Adapter | 1529
7D2WCTO1WW | AUNL | ThinkSystem 430-8i SAS/SATA 12Gb HBA | 299
7D2WCTO1WW | AUNM | ThinkSystem 430-16i SAS/SATA 12Gb HBA | 589
7D2WCTO1WW | AUNN | ThinkSystem 430-16e SAS/SATA 12Gb HBA | 609
7D2WCTO1WW | AUNP | FBU345 SuperCap | 135
7D2WCTO1WW | AUNQ | ThinkSystem RAID 930-8e 4GB Flash PCIe 12Gb Adapter | 1689
7D2WCTO1WW | AUNR | ThinkSystem 430-8e SAS/SATA 12Gb HBA | 299
7D2WCTO1WW | AUPW | ThinkSystem XClarity Controller Standard to Enterprise Upgrade | 100
7D2WCTO1WW | AURR | ThinkSystem M3.5 Screw for Riser 2x2pcs and Planar 5pcs | 0
7D2WCTO1WW | AUSL | ThinkSystem COM Port Upgrade Kit | 19
7D2WCTO1WW | AUU2 | ThinkSystem 3.5" 300GB 15K SAS 12Gb Hot Swap 512n HDD | 359
7D2WCTO1WW | AUU3 | ThinkSystem 3.5" 600GB 15K SAS 12Gb Hot Swap 512n HDD | 479
7D2WCTO1WW | AUU5 | ThinkSystem 3.5" 2TB 7.2K SAS 12Gb Hot Swap 512n HDD | 339
7D2WCTO1WW | AUU6 | ThinkSystem 3.5" 4TB 7.2K SAS 12Gb Hot Swap 512n HDD | 419
7D2WCTO1WW | AUU7 | ThinkSystem 3.5" 6TB 7.2K SAS 12Gb Hot Swap 512e HDD | 549
7D2WCTO1WW | AUU8 | ThinkSystem 3.5" 4TB 7.2K SATA 6Gb Hot Swap 512n HDD | 389
7D2WCTO1WW | AUU9 | ThinkSystem 3.5" 8TB 7.2K SATA 6Gb Hot Swap 512e HDD | 599
7D2WCTO1WW | AUUA | ThinkSystem 3.5" 6TB 7.2K SATA 6Gb Hot Swap 512e HDD | 529
7D2WCTO1WW | AUUB | ThinkSystem 3.5" 10TB 7.2K SATA 6Gb Hot Swap 512e HDD | 829
7D2WCTO1WW | AUUC | ThinkSystem 3.5" 900GB 15K SAS 12Gb Hot Swap 512e HDD | 679
7D2WCTO1WW | AUUD | ThinkSystem 3.5" 2TB 7.2K SATA 6Gb Hot Swap 512n HDD | 319
7D2WCTO1WW | AUUE | ThinkSystem 2.5" 1TB 7.2K SATA 6Gb Hot Swap 512n HDD | 469
7D2WCTO1WW | AUUF | ThinkSystem 3.5" 1TB 7.2K SATA 6Gb Hot Swap 512n HDD | 269
7D2WCTO1WW | AUUG | ThinkSystem 3.5" 10TB 7.2K SAS 12Gb Hot Swap 512e HDD | 849
7D2WCTO1WW | AUUJ | ThinkSystem 2.5" 2TB 7.2K SATA 6Gb Hot Swap 512e HDD | 849
7D2WCTO1WW | AUUL | ThinkSystem M.2 32GB SATA 6Gbps Non-Hot Swap SSD | 109
7D2WCTO1WW | AUUV | ThinkSystem M.2 128GB SATA 6Gbps Non-Hot Swap SSD | 159
7D2WCTO1WW | AUZV | ThinkSystem Broadcom 5719 1GbE RJ45 4-Port PCIe Ethernet Adapter | 159
7D2WCTO1WW | AUZW | ThinkSystem I350-T4 PCIe 1Gb 4-Port RJ45 Ethernet Adapter | 379
7D2WCTO1WW | AUZX | ThinkSystem Broadcom 5720 1GbE RJ45 2-Port PCIe Ethernet Adapter | 129
7D2WCTO1WW | AUZY | ThinkSystem I350-T2 PCIe 1Gb 2-Port RJ45 Ethernet Adapter | 179
7D2WCTO1WW | AUZZ | ThinkSystem I350-F1 PCIe 1Gb 1-Port SFP Ethernet Adapter | 379
7D2WCTO1WW | AV1B | Lenovo 25GBase-SR SFP28 Transceiver | 449
7D2WCTO1WW | AV1D | Lenovo 100GBase-SR4 QSFP28 Transceiver | 1539
7D2WCTO1WW | AV1F | Lenovo 3m 25G SFP28 Active Optical Cable | 489
7D2WCTO1WW | AV1G | Lenovo 5m 25G SFP28 Active Optical Cable | 489
7D2WCTO1WW | AV1H | Lenovo 10m 25G SFP28 Active Optical Cable | 499
7D2WCTO1WW | AV1J | Lenovo 15m 25G SFP28 Active Optical Cable | 497
7D2WCTO1WW | AV1K | Lenovo 20m 25G SFP28 Active Optical Cable | 519
7D2WCTO1WW | AV1L | Lenovo 3m 100G QSFP28 Active Optical Cable | 1059
7D2WCTO1WW | AV1M | Lenovo 5m 100G QSFP28 Active Optical Cable | 1069
7D2WCTO1WW | AV1N | Lenovo 10m 100G QSFP28 Active Optical Cable | 1099
7D2WCTO1WW | AV1P | Lenovo 15m 100G QSFP28 Active Optical Cable | 1079
7D2WCTO1WW | AV1Q | Lenovo 20m 100G QSFP28 Active Optical Cable | 1179
7D2WCTO1WW | AV1R | Lenovo 3m 100G to 4x25G Breakout Active Optical Cable | 1949
7D2WCTO1WW | AV1S | Lenovo 5m 100G to 4x25G Breakout Active Optical Cable | 1975
7D2WCTO1WW | AV1T | Lenovo 10m 100G to 4x25G Breakout Active Optical Cable | 2035
7D2WCTO1WW | AV1U | Lenovo 15m 100G to 4x25G Breakout Active Optical Cable | 2095
7D2WCTO1WW | AV1V | Lenovo 20m 100G to 4x25G Breakout Active Optical Cable | 2149
7D2WCTO1WW | AV1W | Lenovo 1m Passive 25G SFP28 DAC Cable | 69
7D2WCTO1WW | AV1X | Lenovo 3m Passive 25G SFP28 DAC Cable | 79
7D2WCTO1WW | AV1Y | Lenovo 5m Passive 25G SFP28 DAC Cable | 159
7D2WCTO1WW | AV1Z | Lenovo 1m Passive 100G QSFP28 DAC Cable | 99
7D2WCTO1WW | AV20 | Lenovo 3m Passive 100G QSFP28 DAC Cable | 159
7D2WCTO1WW | AV21 | Lenovo 5m Passive 100G QSFP28 DAC Cable | 299
7D2WCTO1WW | AV22 | Lenovo 1m 100G QSFP28 to 4x25G SFP28 Breakout DAC Cable | 179
7D2WCTO1WW | AV23 | Lenovo 3m 100G QSFP28 to 4x25G SFP28 Breakout DAC Cable | 299
7D2WCTO1WW | AV24 | Lenovo 5m 100G QSFP28 to 4x25G SFP28 Breakout DAC Cable | 459
7D2WCTO1WW | AV25 | Lenovo 5m MPO-MPO OM4 MMF Cable | 114
7D2WCTO1WW | AV26 | Lenovo 7m MPO-MPO OM4 MMF Cable | 135
7D2WCTO1WW | AV27 | Lenovo 10m MPO-MPO OM4 MMF Cable | 159
7D2WCTO1WW | AV28 | Lenovo 15m MPO-MPO OM4 MMF Cable | 205
7D2WCTO1WW | AV29 | Lenovo 20m MPO-MPO OM4 MMF Cable | 259
7D2WCTO1WW | AV2A | Lenovo 30m MPO-MPO OM4 MMF Cable | 349
7D2WCTO1WW | AV2B | Lenovo 1m MPO to 4x LC Breakout OM4 MMF Cable | 149
7D2WCTO1WW | AV2C | Lenovo 3m MPO to 4x LC Breakout OM4 MMF Cable | 179
7D2WCTO1WW | AV2D | Lenovo 5m MPO to 4x LC Breakout OM4 MMF Cable | 239
7D2WCTO1WW | AVUT | ThinkSystem XClarity Controller Standard to Advanced Upgrade | 50
7D2WCTO1WW | AVUX | On Board SATA AHCI Mode | 0
7D2WCTO1WW | AVV1 | Lenovo 10GBaseT SFP+ Transceiver | 599
7D2WCTO1WW | AVV8 | ThinkSystem External USB DVD-RW Optical Disk Drive | 79
7D2WCTO1WW | AX8A | 4.3m, 13A/120V, C13 to NEMA 5-15P (US) Line Cord | 19
7D2WCTO1WW | B0ML | Feature Enable TPM on MB | 0
7D2WCTO1WW | B0N4 | 2.0m, 10A/100-250V, C13 to IEC 320-C14 Rack Power Cable | 29
7D2WCTO1WW | B0N5 | 1.0m, 13A/100-250V, C13 to C14 Jumper Cord | 25
7D2WCTO1WW | B0N6 | 1.5m, 13A/100-250V, C13 to C14 Jumper Cord | 29
7D2WCTO1WW | B0RJ | 10GBASE-LR SFP+Transceiver | 350
7D2WCTO1WW | B0YQ | ThinkSystem 3.5" 8TB 7.2K SAS 12Gb Hot Swap 512e HDD FIPS | 1349
7D2WCTO1WW | B0YR | ThinkSystem 3.5" 8TB 7.2K SAS 12Gb Hot Swap 512e HDD | 659
7D2WCTO1WW | B0YS | ThinkSystem 2.5" 2.4TB 10K SAS 12Gb Hot Swap 512e HDD | 629
7D2WCTO1WW | B0YV | ThinkSystem 2.5" 2.4TB 10K SAS 12Gb Hot Swap 512e HDD FIPS | 1299
7D2WCTO1WW | B0YX | ThinkSystem 2.5" 1.2TB 10K SAS 12Gb Hot Swap 512n HDD SED | 749
7D2WCTO1WW | B117 | ThinkSystem 3.5" 12TB 7.2K SAS 12Gb Hot Swap 512e HDD | 949
7D2WCTO1WW | B118 | ThinkSystem 3.5" 12TB 7.2K SATA 6Gb Hot Swap 512e HDD | 1829
7D2WCTO1WW | B135 | ThinkSystem 2U CMA Upgrade Kit for Toolless Slide Rail | 59
7D2WCTO1WW | B173 | Companion Part for XClarity Controller Standard to Enterprise Upgrade in Factory | 0
7D2WCTO1WW | B21X | ThinkSystem U.2 Toshiba CM5-V 1.6TB Mainstream NVMe PCIe 3.0 x4 Hot Swap SSD | 3449
7D2WCTO1WW | B21Y | ThinkSystem U.2 Toshiba CM5-V 3.2TB Mainstream NVMe PCIe 3.0 x4 Hot Swap SSD | 6999
7D2WCTO1WW | B220 | ThinkSystem 3.5" Toshiba CM5-V 1.6TB Mainstream NVMe PCIe 3.0 x4 Hot Swap SSD | 3449
7D2WCTO1WW | B221 | ThinkSystem 3.5" Toshiba CM5-V 3.2TB Mainstream NVMe PCIe 3.0 x4 Hot Swap SSD | 6999
7D2WCTO1WW | B22J | 5m Intel OPA 100 Series Active Optical QSFP28 Low Power Cable | 809
7D2WCTO1WW | B22K | 10m Intel OPA 100 Series Active Optical QSFP28 Low Power Cable | 829
7D2WCTO1WW | B22L | 15m Intel OPA 100 Series Active Optical QSFP28 Low Power Cable | 839
7D2WCTO1WW | B22M | 20m Intel OPA 100 Series Active Optical QSFP28 Low Power Cable | 849
7D2WCTO1WW | B2P9 | Lenovo 0.5m LC-LC OM4 MMF Cable | 34
7D2WCTO1WW | B2PA | Lenovo 1m LC-LC OM4 MMF Cable | 29
7D2WCTO1WW | B2PB | Lenovo 3m LC-LC OM4 MMF Cable | 34
7D2WCTO1WW | B2PC | Lenovo 5m LC-LC OM4 MMF Cable | 44
7D2WCTO1WW | B2PD | Lenovo 10m LC-LC OM4 MMF Cable | 69
7D2WCTO1WW | B2PE | Lenovo 15m LC-LC OM4 MMF Cable | 79
7D2WCTO1WW | B2PF | Lenovo 25m LC-LC OM4 MMF Cable | 114
7D2WCTO1WW | B2UZ | Lenovo 1m 100G QSFP28 Active Optical Cable | 949
7D2WCTO1WW | B306 | Mellanox QSA 100G to 25G Cable Adapter | 149
7D2WCTO1WW | B30W | Custom MFG SVCS Fee - Medium Increment | 30
7D2WCTO1WW | B30X | Custom MFG SVCS Fee - Large Increment | 300
7D2WCTO1WW | B31D | ThinkSystem NVIDIA Quadro P620 2GB PCIe Active GPU | 269
7D2WCTO1WW | B31G | ThinkSystem QLogic QL41134 PCIe 10Gb 4-Port Base-T Ethernet Adapter | 799
7D2WCTO1WW | B34N | ThinkSystem U.2 PM983 1.92TB Entry NVMe PCIe 3.0 x4 Hot Swap SSD | 939
7D2WCTO1WW | B34P | ThinkSystem U.2 PM983 3.84TB Entry NVMe PCIe 3.0 x4 Hot Swap SSD | 1839
7D2WCTO1WW | B34Q | ThinkSystem 3.5" PM983 1.92TB Entry NVMe PCIe 3.0 x4 Hot Swap SSD | 2999
7D2WCTO1WW | B34R | ThinkSystem 3.5" PM983 3.84TB Entry NVMe PCIe 3.0 x4 Hot Swap SSD | 5049
7D2WCTO1WW | B34S | ThinkSystem NVIDIA Tesla V100 32GB PCIe Passive GPU | 25819
7D2WCTO1WW | B42B | ThinkSystem Toolless Friction Rail v2 | 99
7D2WCTO1WW | B496 | ThinkSystem 3.5" 14TB 7.2K SAS 12Gb Hot Swap 512e HDD | 1199
7D2WCTO1WW | B497 | ThinkSystem 3.5" 14TB 7.2K SATA 6Gb Hot Swap 512e HDD | 1149
7D2WCTO1WW | B498 | ThinkSystem 2.5" Intel S4510 240GB Entry SATA 6Gb Hot Swap SSD | 149
7D2WCTO1WW | B499 | ThinkSystem 2.5" Intel S4510 480GB Entry SATA 6Gb Hot Swap SSD | 309
7D2WCTO1WW | B49A | ThinkSystem 2.5" Intel S4510 960GB Entry SATA 6Gb Hot Swap SSD | 529
7D2WCTO1WW | B49B | ThinkSystem 2.5" Intel S4510 1.92TB Entry SATA 6Gb Hot Swap SSD | 1049
7D2WCTO1WW | B49C | ThinkSystem 2.5" Intel S4510 3.84TB Entry SATA 6Gb Hot Swap SSD | 1979
7D2WCTO1WW | B49D | ThinkSystem 3.5" Intel S4510 240GB Entry SATA 6Gb Hot Swap SSD | 149
7D2WCTO1WW | B49E | ThinkSystem 3.5" Intel S4510 480GB Entry SATA 6Gb Hot Swap SSD | 209
7D2WCTO1WW | B49F | ThinkSystem 3.5" Intel S4510 960GB Entry SATA 6Gb Hot Swap SSD | 539
7D2WCTO1WW | B49G | ThinkSystem 3.5" Intel S4510 1.92TB Entry SATA 6Gb Hot Swap SSD | 1059
7D2WCTO1WW | B49H | ThinkSystem 3.5" Intel S4510 3.84TB Entry SATA 6Gb Hot Swap SSD | 1989
7D2WCTO1WW | B49L | ThinkSystem 2.5" Intel S4610 240GB Mainstream SATA 6Gb Hot Swap SSD | 399
7D2WCTO1WW | B49M | ThinkSystem 2.5" Intel S4610 480GB Mainstream SATA 6Gb Hot Swap SSD | 479
7D2WCTO1WW | B49N | ThinkSystem 2.5" Intel S4610 960GB Mainstream SATA 6Gb Hot Swap SSD | 699
7D2WCTO1WW | B49P | ThinkSystem 2.5" Intel S4610 1.92TB Mainstream SATA 6Gb Hot Swap SSD | 1289
7D2WCTO1WW | B49Q | ThinkSystem 2.5" Intel S4610 3.84TB Mainstream SATA 6Gb Hot Swap SSD | 2499
7D2WCTO1WW | B49R | ThinkSystem 3.5" Intel S4610 240GB Mainstream SATA 6Gb Hot Swap SSD | 409
7D2WCTO1WW | B49S | ThinkSystem 3.5" Intel S4610 480GB Mainstream SATA 6Gb Hot Swap SSD | 309
7D2WCTO1WW | B49T | ThinkSystem 3.5" Intel S4610 960GB Mainstream SATA 6Gb Hot Swap SSD | 1029
7D2WCTO1WW | B49U | ThinkSystem 3.5" Intel S4610 1.92TB Mainstream SATA 6Gb Hot Swap SSD | 1799
7D2WCTO1WW | B49V | ThinkSystem 3.5" Intel S4610 3.84TB Mainstream SATA 6Gb Hot Swap SSD | 3579
7D2WCTO1WW | B4PA | ThinkSystem 1610-8P NVMe Switch Adapter | 1199
7D2WCTO1WW | B4QQ | 0.5m Mellanox HDR IB Passive Copper QSFP56 Cable | 299
7D2WCTO1WW | B4QR | 1m Mellanox HDR IB Passive Copper QSFP56 Cable | 399
7D2WCTO1WW | B4QS | 1.5m Mellanox HDR IB Passive Copper QSFP56 Cable | 449
7D2WCTO1WW | B4QT | 2m Mellanox HDR IB Passive Copper QSFP56 Cable | 499
7D2WCTO1WW | B4QW | 3m Mellanox HDR IB Active Optical QSFP56 Cable | 2099
7D2WCTO1WW | B4QX | 5m Mellanox HDR IB Active Optical QSFP56 Cable | 2149
7D2WCTO1WW | B4QY | 10m Mellanox HDR IB Active Optical QSFP56 Cable | 2199
7D2WCTO1WW | B4QZ | 15m Mellanox HDR IB Active Optical QSFP56 Cable | 2249
7D2WCTO1WW | B4R0 | 20m Mellanox HDR IB Active Optical QSFP56 Cable | 2299
7D2WCTO1WW | B4R1 | 1m Mellanox HDR IB to 2x HDR100 Splitter Passive Copper QSFP56 Cable | 399
7D2WCTO1WW | B4R2 | 1.5m Mellanox HDR IB to 2x HDR100 Splitter Passive Copper QSFP56 Cable | 449
7D2WCTO1WW | B4R4 | 3m Mellanox HDR IB to 2x HDR100 Splitter Optical QSFP56 Cable | 2799
7D2WCTO1WW | B4R5 | 5m Mellanox HDR IB to 2x HDR100 Splitter Optical QSFP56 Cable | 2899
7D2WCTO1WW | B4R6 | 10m Mellanox HDR IB to 2x HDR100 Splitter Optical QSFP56 Cable | 2999
7D2WCTO1WW | B4R7 | 15m Mellanox HDR IB to 2x HDR100 Splitter Optical QSFP56 Cable | 3199
7D2WCTO1WW | B4R8 | 20m Mellanox HDR IB to 2x HDR100 Splitter Optical QSFP56 Cable | 3299
7D2WCTO1WW | B4R9 | ThinkSystem Mellanox ConnectX-6 HDR100/100GbE QSFP56 1-port PCIe VPI Adapter | 1779
7D2WCTO1WW | B4RA | ThinkSystem Mellanox ConnectX-6 HDR100/100GbE QSFP56 2-port PCIe VPI Adapter | 2099
7D2WCTO1WW | B4RB | ThinkSystem Mellanox HDR/200GbE 2x PCIe Aux Kit | 639
7D2WCTO1WW | B4RC | ThinkSystem Mellanox ConnectX-6 HDR/200GbE QSFP56 1-port PCIe 4 VPI Adapter | 2209
7D2WCTO1WW | B4Y3 | ThinkSystem 256GB TruDDR4 2933MHz (8Rx4 1.2V) 3DS RDIMM | 9159
7D2WCTO1WW | B4YB | ThinkSystem NVIDIA T4 16GB PCIe Passive GPU | 6279
7D2WCTO1WW | B58F | ThinkSystem U.2 Intel P4510 1.0TB Entry NVMe PCIe3.0 x4 Hot Swap SSD | 539
7D2WCTO1WW | B58G | ThinkSystem U.2 Intel P4510 2.0TB Entry NVMe PCIe3.0 x4 Hot Swap SSD | 1459
7D2WCTO1WW | B5SS | ThinkSystem Broadcom 57416 10GBASE-T 2-port + 5720 1GbE 2-port OCP Ethernet Adapter | 509
7D2WCTO1WW | B5ST | ThinkSystem Broadcom 57416 10GBASE-T 2-port OCP Ethernet Adapter | 449
7D2WCTO1WW | B5SU | ThinkSystem Broadcom 57454 10GBASE-T 4-port PCIe Ethernet Adapter | 719
7D2WCTO1WW | B5SV | ThinkSystem Broadcom 57454 10/25GbE SFP28 4-port OCP Ethernet Adapter | 539
7D2WCTO1WW | B5SW | ThinkSystem Marvell QL41232 10/25GbE SFP28 2-Port OCP Ethernet Adapter | 369
7D2WCTO1WW | B5SX | ThinkSystem Emulex LPe35000 32Gb 1-port PCIe Fibre Channel Adapter | 1739
7D2WCTO1WW | B5SY | ThinkSystem Emulex LPe35002 32Gb 2-port PCIe Fibre Channel Adapter | 2599
7D2WCTO1WW | B5SZ | ThinkSystem Broadcom 57414 10/25GbE SFP28 2-port OCP Ethernet Adapter | 389
7D2WCTO1WW | B5T0 | ThinkSystem Broadcom 57414 10/25GbE SFP28 2-port PCIe Ethernet Adapter | 389
7D2WCTO1WW | B5T1 | ThinkSystem Broadcom 5719 1GbE RJ45 4-port OCP Ethernet Adapter | 159
7D2WCTO1WW | B5T2 | ThinkSystem Mellanox ConnectX-4 Lx 10/25GbE SFP28 2-port OCP Ethernet Adapter | 329
7D2WCTO1WW | B5T3 | ThinkSystem Broadcom 57454 10/25GbE SFP28 4-port PCIe Ethernet Adapter | 559
7D2WCTO1WW | B5T4 | ThinkSystem Broadcom 57454 10GBASE-T 4-port OCP Ethernet Adapter | 739
7D2WCTO1WW | B5VT | ThinkSystem SR655 x8/x8 PCIe Riser3 | 609
7D2WCTO1WW | B5W1 | ThinkSystem SR655 x16/x16 PCIe Riser3 | 719
7D2WCTO1WW | B5WJ | ThinkSystem OCP3 Filler | 19
7D2WCTO1WW | B5XC | ThinkSystem 64GB TruDDR4 3200MHz (2Rx4 1.2V) RDIMM-A | 1089
7D2WCTO1WW | B5XD | ThinkSystem 16GB TruDDR4 3200MHz (2Rx8 1.2V) RDIMM-A | 299
7D2WCTO1WW | B5XE | ThinkSystem 32GB TruDDR4 3200MHz (2Rx4 1.2V) RDIMM-A | 539
7D2WCTO1WW | B5XF | ThinkSystem AMD EPYC 7742 64C 225W 2.25 GHz Processor | 12289
7D2WCTO1WW | B5XG | ThinkSystem AMD EPYC 7502 32C 180W 2.5GHz Processor | 4599
7D2WCTO1WW | B5XH | ThinkSystem M.2 SATA 2-Bay RAID Enablement Kit | 119
7D2WCTO1WW | B5XJ | ThinkSystem M.2 SATA/NVMe 2-Bay Enablement Kit | 79
7D2WCTO1WW | B652 | ThinkSystem Marvell QL41232 10/25GbE SFP28 2-Port PCIe Ethernet Adapter | 339
7D2WCTO1WW | B653 | ThinkSystem Mellanox ConnectX-4 Lx 10/25GbE SFP28 2-port PCIe Ethernet Adapter | 379
7D2WCTO1WW | B68K | 30m Mellanox HDR IB to 2x HDR100 Splitter Optical QSFP56 Cable | 3499
7D2WCTO1WW | B68L | 2m Mellanox HDR IB to 2x HDR100 Splitter Passive Copper QSFP56 Cable | 499
7D2WCTO1WW | B68M | 100m Mellanox HDR IB Optical QSFP56 Cable | 5099
7D2WCTO1WW | B68N | 50m Mellanox HDR IB Optical QSFP56 Cable | 3699
7D2WCTO1WW | B68P | 30m Mellanox HDR IB Optical QSFP56 Cable | 2399
7D2WCTO1WW | B6TR | ThinkSystem AMD EPYC 7702 64C 200W 2.0GHz Processor | 11399
7D2WCTO1WW | B6TS | ThinkSystem AMD EPYC 7262 8C 155W 3.2GHz Processor | 1059
7D2WCTO1WW | B6TT | ThinkSystem AMD EPYC 7402P 24C 180W 2.8GHz Processor | 2209
7D2WCTO1WW | B6TU | ThinkSystem AMD EPYC 7452 32C 155W 2.35 GHz Processor | 3579
7D2WCTO1WW | B6TV | ThinkSystem AMD EPYC 7302 16C 155W 3.0GHz Processor | 1729
7D2WCTO1WW | B6VU | ThinkSystem AMD EPYC 7252 8C 120W 3.1GHz Processor | 1129
7D2WCTO1WW | B6VV | ThinkSystem AMD EPYC 7302P 16C 155W 3.0GHz Processor | 1519
7D2WCTO1WW | B6VW | ThinkSystem AMD EPYC 7402 24C 180W 2.8GHz Processor | 3149
7D2WCTO1WW | B6VX | ThinkSystem AMD EPYC 7502P 32C 180W 2.5GHz Processor | 4069
7D2WCTO1WW | B6VY | ThinkSystem AMD EPYC 7702P 64C 200W 2.0GHz Processor | 7819
7D2WCTO1WW | B6VZ | ThinkSystem AMD EPYC 7282 16C 120W 2.8GHz Processor | 1539
7D2WCTO1WW | B6W0 | ThinkSystem AMD EPYC 7352 24C 155W 2.3GHz Processor | 3069
7D2WCTO1WW | B6W1 | ThinkSystem AMD EPYC 7552 48C 200W 2.2GHz Processor | 9159
7D2WCTO1WW | B6W2 | ThinkSystem AMD EPYC 7542 32C 225W 2.9GHz Processor | 7739
7D2WCTO1WW | B6W3 | ThinkSystem AMD EPYC 7642 48C 225W 2.3GHz Processor | 10869
7D2WCTO1WW | B766 | ThinkSystem AMD EPYC 7232P 8C 120W 3.1GHz Processor | 1069
7D2WCTO1WW | B767 | ThinkSystem AMD EPYC 7272 12C 120W 2.9GHz Processor | 1479
7D2WCTO1WW | B7EW | ThinkSystem 2.5" 5210 1.92TB Entry SATA 6Gb Hot Swap QLC SSD | 759
7D2WCTO1WW | B7EX | ThinkSystem 2.5" 5210 3.84TB Entry SATA 6Gb Hot Swap QLC SSD | 1489
7D2WCTO1WW | B7EY | ThinkSystem 2.5" 5210 7.68TB Entry SATA 6Gb Hot Swap QLC SSD | 2779
7D2WCTO1WW | B7EZ | ThinkSystem 3.5" 16TB 7.2K SAS 12Gb Hot Swap 512e HDD | 1309
7D2WCTO1WW | B7F0 | ThinkSystem 3.5" 16TB 7.2K SATA 6Gb Hot Swap 512e HDD | 1289
7D2WCTO1WW | B87R | Mellanox CX6 Socket-Direct Adapter Cable Assemble Way | 0
7D2WCTO1WW | B88T | VMware ESXi 6.7 U3 (factory installed) | 0
7D2WCTO1WW | B8HP | ThinkSystem 2.5" 5300 960GB Entry SATA 6Gb Hot Swap SSD | 489
7D2WCTO1WW | B8HQ | ThinkSystem 3.5" 5300 3.84TB Entry SATA 6Gb Hot Swap SSD | 2179
7D2WCTO1WW | B8HR | ThinkSystem 3.5" 5300 1.92TB Mainstream SATA 6Gb Hot Swap SSD | 1829
7D2WCTO1WW | B8HS | ThinkSystem M.2 5300 240GB SATA 6Gbps Non-Hot Swap SSD | 359
7D2WCTO1WW | B8HT | ThinkSystem 3.5" PM1645a 800GB Mainstream SAS 12Gb Hot Swap SSD | 829
7D2WCTO1WW | B8HU | ThinkSystem 2.5" PM1645a 800GB Mainstream SAS 12Gb Hot Swap SSD | 819
7D2WCTO1WW | B8HV | ThinkSystem 2.5" 5300 240GB Entry SATA 6Gb Hot Swap SSD | 359
7D2WCTO1WW | B8HW | ThinkSystem HHHL PM1735 3.2TB Mainstream NVMe PCIe4.0 x8 Flash Adapter | 3179
7D2WCTO1WW | B8HX | ThinkSystem 3.5" 5300 3.84TB Mainstream SATA 6Gb Hot Swap SSD | 3119
7D2WCTO1WW | B8HY | ThinkSystem 2.5" 5300 480GB Mainstream SATA 6Gb Hot Swap SSD | 429
7D2WCTO1WW | B8HZ | ThinkSystem 3.5" 5300 1.92TB Entry SATA 6Gb Hot Swap SSD | 1139
7D2WCTO1WW | B8J0 | ThinkSystem 3.5" 5300 960GB Mainstream SATA 6Gb Hot Swap SSD | 929
7D2WCTO1WW | B8J1 | ThinkSystem 2.5" 5300 240GB Mainstream SATA 6Gb Hot Swap SSD | 409
7D2WCTO1WW | B8J2 | ThinkSystem 2.5" 5300 7.68TB Entry SATA 6Gb Hot Swap SSD | 3649
7D2WCTO1WW | B8J3 | ThinkSystem 3.5" 5300 7.68TB Entry SATA 6Gb Hot Swap SSD | 4119
7D2WCTO1WW | B8J4 | ThinkSystem 2.5" PM1645a 1.6TB Mainstream SAS 12Gb Hot Swap SSD | 1379
7D2WCTO1WW | B8J5 | ThinkSystem 2.5" 5300 1.92TB Entry SATA 6Gb Hot Swap SSD | 939
7D2WCTO1WW | B8J6 | ThinkSystem 2.5" 5300 960GB Mainstream SATA 6Gb Hot Swap SSD | 729
7D2WCTO1WW | B8J7 | ThinkSystem 2.5" 5300 3.84TB Mainstream SATA 6Gb Hot Swap SSD | 2179
7D2WCTO1WW | B8J9 | ThinkSystem 3.5" 5300 480GB Entry SATA 6Gb Hot Swap SSD | 379
7D2WCTO1WW | B8JA | ThinkSystem 2.5" PM1645a 6.4TB Mainstream SAS 12Gb Hot Swap SSD | 6049
7D2WCTO1WW | B8JB | ThinkSystem 3.5" 5300 240GB Entry SATA 6Gb Hot Swap SSD | 369
7D2WCTO1WW | B8JC | ThinkSystem 3.5" 5300 960GB Entry SATA 6Gb Hot Swap SSD | 629
7D2WCTO1WW | B8JD | ThinkSystem 2.5" PM1645a 3.2TB Mainstream SAS 12Gb Hot Swap SSD | 2579
7D2WCTO1WW | B8JE | ThinkSystem 2.5" 5300 1.92TB Mainstream SATA 6Gb Hot Swap SSD | 1279
7D2WCTO1WW | B8JF | ThinkSystem 3.5" 5300 480GB Mainstream SATA 6Gb Hot Swap SSD | 529
7D2WCTO1WW | B8JG | ThinkSystem 3.5" PM1645a 6.4TB Mainstream SAS 12Gb Hot Swap SSD | 6059
7D2WCTO1WW | B8JH | ThinkSystem HHHL PM1735 1.6TB Mainstream NVMe PCIe4.0 x8 Flash Adapter | 1799
7D2WCTO1WW | B8JJ | ThinkSystem M.2 5300 960GB SATA 6Gbps Non-Hot Swap SSD | 539
7D2WCTO1WW | B8JK | ThinkSystem 3.5" PM1645a 3.2TB Mainstream SAS 12Gb Hot Swap SSD | 2589
7D2WCTO1WW | B8JL | ThinkSystem 3.5" 5300 240GB Mainstream SATA 6Gb Hot Swap SSD | 419
7D2WCTO1WW | B8JM | ThinkSystem 2.5" 5300 480GB Entry SATA 6Gb Hot Swap SSD | 309
7D2WCTO1WW | B8JN | ThinkSystem 3.5" PM1645a 1.6TB Mainstream SAS 12Gb Hot Swap SSD | 1389
7D2WCTO1WW | B8JP | ThinkSystem 2.5" 5300 3.84TB Entry SATA 6Gb Hot Swap SSD | 1789
7D2WCTO1WW | B8JQ | ThinkSystem 7mm 5300 240GB Entry SATA 6Gb SSD | 359
7D2WCTO1WW | B8JR | ThinkSystem M.2 PM983 960GB NVMe PCIe 3.0 x4 Non-Hot Swap SSD | 589
7D2WCTO1WW | B8JS | ThinkSystem 7mm 5300 960GB Entry SATA 6Gb SSD | 629
7D2WCTO1WW | B8JT | ThinkSystem 7mm 5300 480GB Entry SATA 6Gb SSD | 359
7D2WCTO1WW | B8L1 | ThinkSystem SR665 MB | 2339
7D2WCTO1WW | B8L3 | ThinkSystem 1U/2U 4x3.5" SAS/SATA Backplane | 139
7D2WCTO1WW | B8L4 | ThinkSystem 7mm Tray Filler | 9
7D2WCTO1WW | B8L5 | ThinkSystem 1U MS Height CPU dummy | 9
7D2WCTO1WW | B8L7 | ThinkSystem 2U EIA Latch Standard (Left) | 39
7D2WCTO1WW | B8LA | ThinkSystem Toolless Slide Rail Kit v2 | 109
7D2WCTO1WW | B8LB | ThinkSystem Toolless Slide Rail Kit v2 Enhanced | 129
7D2WCTO1WW | B8LJ | ThinkSystem 2U PCIe Gen4 x16/x8/x8 Riser 1 or 2 | 149
7D2WCTO1WW | B8LK | ThinkSystem 2U 12x3.5" AnyBay Backplane | 609
7D2WCTO1WW | B8LL | ThinkSystem 2U PCIe Gen3 x16/x8/x8 Riser 1 or 2 | 79
7D2WCTO1WW | B8LM | ThinkSystem 2U/4U 8x2.5" AnyBay Backplane | 309
7D2WCTO1WW | B8LP | ThinkSystem 2U 8x3.5" SAS/SATA Backplane | 209
7D2WCTO1WW | B8LQ | ThinkSystem 2U PCIe Gen4 x16/x16 Slot 1&2 Riser 1 or 2 | 139
7D2WCTO1WW | B8LR | ThinkSystem 2U PCIe Gen4 x16/x16 Slot 2&3 Riser 1 or 2 | 129
7D2WCTO1WW | B8LS | ThinkSystem 2U PCIe Gen4 x16 Riser 1 or 2 | 109
7D2WCTO1WW | B8LT | ThinkSystem 2U 12x3.5" SAS/SATA Backplane | 319
7D2WCTO1WW | B8LU | ThinkSystem 2U 8x2.5" SAS/SATA Backplane | 129
7D2WCTO1WW | B8LV | ThinkSystem 2U 4x2.5" SAS/SATA Backplane | 99
7D2WCTO1WW | B8LX | ThinkSystem SR665 Standard Fan Option Kit | 29
7D2WCTO1WW | B8LY | ThinkSystem SR665 Performance Fan Option Kit | 79
7D2WCTO1WW | B8LZ | ThinkSystem 2U 2.5" Chassis with 8, 16 or 24 Bays | 649
7D2WCTO1WW | B8M0 | ThinkSystem 2U 3.5" Chassis with 8 or 12 Bays | 669
7D2WCTO1WW | B8M1 | ThinkSystem 2U MS 1FH Riser Filler | 2
7D2WCTO1WW | B8M2 | ThinkSystem 2U New Security Bezel | 59
7D2WCTO1WW | B8M3 | ThinkSystem 2U MS 1FH Riser2 Cage | 9
7D2WCTO1WW | B8M5 | ThinkSystem 2U MS Rear 8x2.5" HDD Cage | 49
7D2WCTO1WW | B8M6 | ThinkSystem 2U 4x3.5" Fixed Filler | 9
7D2WCTO1WW | B8M7 | ThinkSystem 2U MS 3FH Riser2 Cage | 29
7D2WCTO1WW | B8M8 | Screw for PCIe Card BKT | 0
7D2WCTO1WW | B8M9 | ThinkSystem 2U EIA Latch with FIO (right) | 59
7D2WCTO1WW | B8MB | ThinkSystem 2U MS GPU Air Duct Filler | 2
7D2WCTO1WW | B8MC | ThinkSystem 2U EIA Latch standard (right) | 19
7D2WCTO1WW | B8MD | ThinkSystem 2U MS GPU Airduct | 79
7D2WCTO1WW | B8ME | ThinkSystem 2U EIA Latch w/ VGA and External Diagnostics Port Upgrade Kit | 49
7D2WCTO1WW | B8MG | ThinkSystem 2U MS GPU extend Air Duct | 9
7D2WCTO1WW | B8MJ | ThinkSystem 2U MS 2FH+7mm SSD Riser1 Cage | 99
7D2WCTO1WW | B8MK | ThinkSystem 2U PCIe Gen4 x16/x16 PCIe Riser 3 | 189
7D2WCTO1WW | B8ML | ThinkSystem 2U MS 1FH Riser1 Cage | 9
7D2WCTO1WW | B8MM | ThinkSystem 2U MS 3FH Riser Filler | 2
7D2WCTO1WW | B8MN | ThinkSystem 2U MS 3FH Riser1 Cage | 29
7D2WCTO1WW | B8MP | ThinkSystem 2U MS Air Duct Filler(For 2U Gap) | 2
7D2WCTO1WW | B8MQ | L1 BThinkSystem 2U MS Super Cap Holder | 2
7D2WCTO1WW | B8MS | ThinkSystem 2U 16x2.5" Front Operator Panel | 119
7D2WCTO1WW | B8MT | ThinkSystem 2U MS Fan Dummy | 2
7D2WCTO1WW | B8NT | ThinkSystem 128GB TruDDR4 3200MHz (4Rx4, 1.2V) 3DS RDIMM-A | 3549
7D2WCTO1WW | B8NU | ThinkSystem 32GB TruDDR4 3200 MHz (2Rx8 1.2V) RDIMM-A | 589
7D2WCTO1WW | B8NV | ThinkSystem 32GB USB Flash Drive | 39
7D2WCTO1WW | B8NW | ThinkSystem RAID 940-8i 8GB Flash PCIe Gen4 12Gb Adapter | 1759
7D2WCTO1WW | B8NY | ThinkSystem Raid 940-8i 4GB Flash PCIe Gen4 12Gb Adapter | 1179
7D2WCTO1WW | B8NZ | ThinkSystem RAID 940-16i 8GB Flash PCIe Gen4 12Gb Adapter | 2049
7D2WCTO1WW | B8P0 | ThinkSystem Raid 940-16i 8GB Flash PCIe Gen4 12Gb Internal Adapter | 2069
7D2WCTO1WW | B8P1 | ThinkSystem 440-16i SAS/SATA PCIe Gen4 12Gb Internal HBA | 699
7D2WCTO1WW | B8P2 | ThinkSystem 2U 7mm Drive Kit w/ SATA RAID | 249
7D2WCTO1WW | B8P3 | ThinkSystem 2U 7mm Drive Kit w/ NVMe RAID | 639
7D2WCTO1WW | B8P6 | ThinkSystem 48 port 12Gb Internal Expander | 979
7D2WCTO1WW | B8P7 | ThinkSystem 440-16e SAS/SATA PCIe Gen4 12Gb HBA | 679
7D2WCTO1WW | B8P8 | ThinkSystem RAID 940-32i 8GB Flash PCIe Gen4 12Gb Adapter | 2359
7D2WCTO1WW | B8P9 | ThinkSystem M.2 NVMe 2-Bay RAID Enablement Kit | 219
7D2WCTO1WW | B8PP | ThinkSystem Mellanox ConnectX-6 Dx 100GbE QSFP56 2-port PCIe Ethernet Adapter | 1019
7D2WCTO1WW | B8Q9 | ThinkSystem 500W(230V/115V) V2 Platinum Hot-Swap Power Supply | 229
7D2WCTO1WW | B8QA | ThinkSystem 750W (230/115V) V2 Platinum Hot-Swap Power Supply | 259
7D2WCTO1WW | B8QB | ThinkSystem V2 1800W (230V) Platinum Hot-Swap Power Supply | 519
7D2WCTO1WW | B8QC | ThinkSystem 1100W (230V/115V) V2 Platinum Hot-Swap Power Supply | 369
7D2WCTO1WW | B8QD | ThinkSystem 750W (230V) V2 Titanium Hot-Swap Power Supply | 389
7D2WCTO1WW | B8QE | ThinkSystem 1100W -48V DC v2 Power Supply | 789
7D2WCTO1WW | B919 | ThinkSystem M.2 5300 480GB SATA 6Gbps Non-Hot Swap SSD | 369
7D2WCTO1WW | B91A | ThinkSystem 2.5" PM1643a 960GB Entry SAS 12Gb Hot Swap SSD | 819
7D2WCTO1WW | B91B | ThinkSystem 2.5" PM1643a 1.92TB Entry SAS 12Gb Hot Swap SSD | 1379
7D2WCTO1WW | B91C | ThinkSystem 2.5" PM1643a 3.84TB Entry SAS 12Gb Hot Swap SSD | 2579
7D2WCTO1WW | B91D | ThinkSystem 2.5" PM1643a 7.68TB Entry SAS 12Gb Hot Swap SSD | 5019
7D2WCTO1WW | B91E | ThinkSystem 3.5" PM1643a 3.84TB Entry SAS 12Gb Hot Swap SSD | 1729
7D2WCTO1WW | B91M | ThinkSystem 2U Steel cable wall BKT for 32NVME | 9
7D2WCTO1WW | B91Y | ThinkSystem Toolless Slide Rail Kit v2 with 2U CMA | 169
7D2WCTO1WW | B93E | ThinkSystem Intel I350 1GbE RJ45 4-port OCP Ethernet Adapter | 179
7D2WCTO1WW | B96F | ThinkSystem Broadcom 57508 100GbE QSFP56 2-port PCIe 4 Ethernet Adapter | 1059
7D2WCTO1WW | B96K | ThinkSystem 3.5" Kioxia CM6-V 3.2TB Mainstream NVMe PCIe4.0 x4 Hot Swap SSD | 3469
7D2WCTO1WW | B96M | ThinkSystem HHHL PM1735 6.4TB Mainstream NVMe PCIe4.0 x4 Flash Adapter | 5579
7D2WCTO1WW | B96P | ThinkSystem U.3 Kioxia CM6-V 6.4TB Mainstream NVMe PCIe4.0 x4 Hot Swap SSD | 6789
7D2WCTO1WW | B96T | ThinkSystem U.3 Kioxia CM6-V 3.2TB Mainstream NVMe PCIe4.0 x4 Hot Swap SSD | 3459
7D2WCTO1WW | B96V | ThinkSystem 3.5" Kioxia CM6-V 1.6TB Mainstream NVMe PCIe4.0 x4 Hot Swap SSD | 1919
7D2WCTO1WW | B96W | ThinkSystem 3.5" Kioxia CM6-V 6.4TB Mainstream NVMe PCIe4.0 x4 Hot Swap SSD | 6799
7D2WCTO1WW | B96Z | ThinkSystem U.3 Kioxia CM6-V 1.6TB Mainstream NVMe PCIe4.0 x4 Hot Swap SSD | 1919
7D2WCTO1WW | B97N | ThinkSystem Toolless Slide Rail Kit v2 Enhanced with 2U CMA | 179
7D2WCTO1WW | B97P | ThinkSystem 2U MidBay 8 2.5" SATA/SAS HDD Cage | 169
7D2WCTO1WW | B97R | ThinkSystem 2U MS 2FH+7mm SSD Riser2 Cage | 99
7D2WCTO1WW | B97S | ThinkSystem 2U Rear 4X3.5" SAS/SATA HDD Cage | 99
7D2WCTO1WW | B97T | ThinkSystem 2U MidBay 4X3.5" HDD Cage | 119
7D2WCTO1WW | B97U | ThinkSystem 2U MS Rear 2 3.5" SATA/SAS HDD Cage | 49
7D2WCTO1WW | B97V | ThinkSystem 2U MS Rear 4 2.5" HDD Cage | 69
7D2WCTO1WW | B97W | ThinkSystem 2U MidBay 8 2.5" NVMe HDD Cage | 169
7D2WCTO1WW | B97X | ThinkSystem 2U 8x2.5" SAS/SATA Rear Backplane | 129
7D2WCTO1WW | B97Z | ThinkSystem 2U PCIe Gen4 x8/x8 PCIe Riser 3 | 169
7D2WCTO1WW | B98C | ThinkSystem 4-Port PCIe Gen4 NVMe Retimer Adapter | 369
7D2WCTO1WW | B9AC | ThinkSystem 2.5" 5210 960GB Entry SATA 6Gb Hot Swap QLC SSD | 419
7D2WCTO1WW | B9V7 | Controller 5 HW RAID Array 1 HDDs | 0
7D2WCTO1WW | B9XB | Controller 1 No RAID Array | 0
7D2WCTO1WW | B9XC | Controller 1 HW RAID Array 1 RAID 0 | 0
7D2WCTO1WW | B9XD | Controller 1 HW RAID Array 1 RAID 1 | 0
7D2WCTO1WW | B9XE | Controller 1 HW RAID Array 1 RAID 5 | 0
7D2WCTO1WW | B9XF | Controller 1 HW RAID Array 1 RAID 6 | 0
7D2WCTO1WW | B9XG | Controller 1 HW RAID Array 1 RAID 10 | 0
7D2WCTO1WW | B9XH | Controller 1 HW RAID Array 2 RAID 0 | 0
7D2WCTO1WW | B9XJ | Controller 1 HW RAID Array 2 RAID 1 | 0
7D2WCTO1WW | B9XK | Controller 1 HW RAID Array 2 RAID 5 | 0
7D2WCTO1WW | B9XL | Controller 1 HW RAID Array 2 RAID 6 | 0
7D2WCTO1WW | B9XM | Controller 1 HW RAID Array 2 RAID 10 | 0
7D2WCTO1WW | B9XN | Controller 1 HW RAID Array 3 RAID 0 | 0
7D2WCTO1WW | B9XP | Controller 1 HW RAID Array 3 RAID 1 | 0
7D2WCTO1WW | B9XQ | Controller 1 HW RAID Array 3 RAID 5 | 0
7D2WCTO1WW | B9XR | Controller 1 HW RAID Array 3 RAID 6 | 0
7D2WCTO1WW | B9XS | Controller 1 HW RAID Array 3 RAID 10 | 0
7D2WCTO1WW | B9XT | Controller 2 No RAID Array | 0
7D2WCTO1WW | B9XU | Controller 2 HW RAID Array 1 RAID 0 | 0
7D2WCTO1WW | B9XV | Controller 2 HW RAID Array 1 RAID 1 | 0
7D2WCTO1WW | B9XW | Controller 2 HW RAID Array 1 RAID 5 | 0
7D2WCTO1WW | B9XX | Controller 2 HW RAID Array 1 RAID 6 | 0
7D2WCTO1WW | B9XY | Controller 2 HW RAID Array 1 RAID 10 | 0
7D2WCTO1WW | B9XZ | Controller 2 HW RAID Array 2 RAID 0 | 0
7D2WCTO1WW | B9Y0 | Controller 2 HW RAID Array 2 RAID 1 | 0
7D2WCTO1WW | B9Y1 | Controller 2 HW RAID Array 2 RAID 5 | 0
7D2WCTO1WW | B9Y2 | Controller 2 HW RAID Array 2 RAID 6 | 0
7D2WCTO1WW | B9Y3 | Controller 2 HW RAID Array 2 RAID 10 | 0
7D2WCTO1WW | B9Y4 | Controller 2 HW RAID Array 3 RAID 0 | 0
7D2WCTO1WW | B9Y5 | Controller 2 HW RAID Array 3 RAID 1 | 0
7D2WCTO1WW | B9Y6 | Controller 2 HW RAID Array 3 RAID 5 | 0
7D2WCTO1WW | B9Y7 | Controller 2 HW RAID Array 3 RAID 6 | 0
7D2WCTO1WW | B9Y8 | Controller 2 HW RAID Array 3 RAID 10 | 0
7D2WCTO1WW | B9Y9 | Controller 3 No RAID Array | 0
7D2WCTO1WW | B9YA | Controller 3 HW RAID Array 1 RAID 0 | 0
7D2WCTO1WW | B9YB | Controller 3 HW RAID Array 1 RAID 1 | 0
7D2WCTO1WW | B9YC | Controller 3 HW RAID Array 1 RAID 5 | 0
7D2WCTO1WW | B9YD | Controller 3 HW RAID Array 1 RAID 6 | 0
7D2WCTO1WW | B9YE | Controller 3 HW RAID Array 1 RAID 10 | 0
7D2WCTO1WW | B9YF | Controller 3 HW RAID Array 2 RAID 0 | 0
7D2WCTO1WW | B9YG | Controller 3 HW RAID Array 2 RAID 1 | 0
7D2WCTO1WW | B9YH | Controller 3 HW RAID Array 2 RAID 5 | 0
7D2WCTO1WW | B9YJ | Controller 3 HW RAID Array 2 RAID 6 | 0
7D2WCTO1WW | B9YK | Controller 3 HW RAID Array 2 RAID 10 | 0
7D2WCTO1WW | B9YR | Controller 4 No RAID Array | 0
7D2WCTO1WW | B9YS | Controller 4 HW RAID Array 1 RAID 0 | 0
7D2WCTO1WW | B9YT | Controller 4 HW RAID Array 1 RAID 1 | 0
7D2WCTO1WW | B9YU | Controller 4 HW RAID Array 1 RAID 5 | 0
7D2WCTO1WW | B9YV | Controller 4 HW RAID Array 1 RAID 6 | 0
7D2WCTO1WW | B9YW | Controller 4 HW RAID Array 1 RAID 10 | 0
7D2WCTO1WW | B9YX | Controller 4 HW RAID Array 2 RAID 0 | 0
7D2WCTO1WW | B9YY | Controller 4 HW RAID Array 2 RAID 1 | 0
7D2WCTO1WW | B9YZ | Controller 4 HW RAID Array 2 RAID 5 | 0
7D2WCTO1WW | B9Z0 | Controller 4 HW RAID Array 2 RAID 6 | 0
7D2WCTO1WW | B9Z1 | Controller 4 HW RAID Array 2 RAID 10 | 0
7D2WCTO1WW | B9Z7 | Controller 5 No RAID Array | 0
7D2WCTO1WW | BA12 | Controller 1 HW RAID Array 1 HDDs | 0
7D2WCTO1WW | BA13 | Controller 1 HW RAID Array 2 HDDs | 0
7D2WCTO1WW | BA14 | Controller 1 HW RAID Array 3 HDDs | 0
7D2WCTO1WW | BA15 | Controller 2 HW RAID Array 1 HDDs | 0
7D2WCTO1WW | BA16 | Controller 2 HW RAID Array 2 HDDs | 0
7D2WCTO1WW | BA17 | Controller 2 HW RAID Array 3 HDDs | 0
7D2WCTO1WW | BA18 | Controller 3 HW RAID Array 1 HDDs | 0
7D2WCTO1WW | BA19 | Controller 3 HW RAID Array 2 HDDs | 0
7D2WCTO1WW | BA1A | Controller 3 HW RAID Array 3 HDDs | 0
7D2WCTO1WW | BA1B | Controller 4 HW RAID Array 1 HDDs | 0
7D2WCTO1WW | BA1C | Controller 4 HW RAID Array 2 HDDs | 0
7D2WCTO1WW | BA1D | Controller 4 HW RAID Array 3 HDDs | 0
7D2WCTO1WW | BA1F | ThinkSystem QLogic QLE2772 32Gb 2-Port PCIe Fibre Channel Adapter | 2309
7D2WCTO1WW | BA1G | ThinkSystem QLogic QLE2770 32Gb 1-Port PCIe Fibre Channel Adapter | 1529
7D2WCTO1WW | BA3J | ThinkSystem 2U 2.5" 8 NVMe Backplane | 0
7D2WCTO1WW | BABN | ThinkSystem AMD EPYC 7662 64C 225W 2.0GHz Processor | 11549
7D2WCTO1WW | BABP | ThinkSystem AMD EPYC 7532 32C 200W 2.4GHz Processor | 6289
7D2WCTO1WW | BABW | ThinkSystem 2U MS 7mm SSD Riser2 Cage | 29
7D2WCTO1WW | BAG7 | ThinkSystem 2U 2x3.5" SAS/SATA Rear Backplane | 89
7D2WCTO1WW | BAVP | ThinkSystem AMD EPYC 7H12 64C 280W 2.6GHz Processor | 13619
7D2WCTO1WW | BB2E | ThinkSystem NVIDIA Tesla V100S 32GB PCIe Passive GPU | 26079
7D2WCTO1WW | BB63 | ThinkSystem 7mm PM983 960GB Entry NVMe PCIe 3.0 x4 Hot Swap SSD | 599
7D2WCTO1WW | BB8U | ThinkSystem Marvell QL41132 10GBASE-T 2-port OCP Ethernet Adapter | 509
7D2WCTO1WW | BBAL | G4 x16/x8/x8 PCIe Riser B8LJ for Riser 1 Placement | 0
7D2WCTO1WW | BBAM | G3 x16/x8/x8 PCIe Riser B8LL for Riser 1 Placement | 0
7D2WCTO1WW | BBAN | G4 x16/x16/E PCIe Riser B8LQ for Riser 1 Placement | 0
7D2WCTO1WW | BBAP | G4 E/x16/x16 PCIe Riser B8LR for Riser 1 Placement | 0
7D2WCTO1WW | BBAQ | G4 x16 PCIe Riser B8LS for Riser 1 Placement | 0
7D2WCTO1WW | BBAR | G4 x16/x8/x8 PCIe Riser B8LJ for Riser 2 Placement | 0
7D2WCTO1WW | BBAS | G3 x16/x8/x8 PCIe Riser B8LL for Riser 2 Placement | 0
7D2WCTO1WW | BBAT | G4 x16/x16/E PCIe Riser B8LQ for Riser 2 Placement | 0
7D2WCTO1WW | BBAU | G4 E/x16/x16 PCIe Riser B8LR for Riser 2 Placement | 0
7D2WCTO1WW | BBAV | G4 x16 PCIe Riser B8LS for Riser 2 Placement | 0
7D2WCTO1WW | BBN2 | Controller 1 Array 2 No RAID | 0
7D2WCTO1WW | BBN3 | Controller 1 Array 3 No RAID | 0
7D2WCTO1WW | BBN4 | Controller 2 Array 2 No RAID | 0
7D2WCTO1WW | BBN5 | Controller 2 Array 3 No RAID | 0
7D2WCTO1WW | BBN6 | Controller 3 Array 2 No RAID | 0
7D2WCTO1WW | BBN8 | Controller 4 Array 2 No RAID | 0
7D2WCTO1WW | BBNW | Controller 1 SAS HDD Hot Spare | 0
7D2WCTO1WW | BBNX | Controller 2 SAS HDD Hot Spare | 0
7D2WCTO1WW | BBNY | Controller 3 SAS HDD Hot Spare | 0
7D2WCTO1WW | BBNZ | Controller 4 SAS HDD Hot Spare | 0
7D2WCTO1WW | BBPG | Controller 1 NVMe SSD Hot Spare | 0
7D2WCTO1WW | BBPH | Controller 2 NVMe SSD Hot Spare | 0
7D2WCTO1WW | BBQ8 | Controller 1 SATA SSD Hot Spare | 0
7D2WCTO1WW | BBQ9 | Controller 1 SAS SSD Hot Spare | 0
7D2WCTO1WW | BBQA | Controller 1 SATA HDD Hot Spare | 0
7D2WCTO1WW | BBQB | Controller 2 SATA SSD Hot Spare | 0
7D2WCTO1WW | BBQC | Controller 2 SAS SSD Hot Spare | 0
7D2WCTO1WW | BBQD | Controller 2 SATA HDD Hot Spare | 0
7D2WCTO1WW | BBQE | Controller 3 SATA SSD Hot Spare | 0
7D2WCTO1WW | BBQF | Controller 3 SAS SSD Hot Spare | 0
7D2WCTO1WW | BBQG | Controller 3 SATA HDD Hot Spare | 0
7D2WCTO1WW | BBQH | Controller 4 SATA SSD Hot Spare | 0
7D2WCTO1WW | BBQJ | Controller 4 SAS SSD Hot Spare | 0
7D2WCTO1WW | BBQK | Controller 4 SATA HDD Hot Spare | 0
7D2WCTO1WW | BBZG | VMware ESXi 7.0 (Factory Installed) | 2
7D2WCTO1WW | BC4R | ThinkSystem 2.5" PM1643a 15.36TB Entry SAS 12Gb Hot Swap SSD | 10029
7D2WCTO1WW | BC4V | Non RAID NVMe | 0
7D2WCTO1WW | BC4X | MS 2FH Riser Filler | 19
7D2WCTO1WW | BC4Y | ThinkSystem U.2 PM1733 1.92TB Entry NVMe PCIe 4.0 x4 Hot Swap SSD | 1909
7D2WCTO1WW | BC4Z | ThinkSystem U.2 PM1733 3.84TB Entry NVMe PCIe 4.0 x4 Hot Swap SSD | 3369
7D2WCTO1WW | BC72 | ThinkSystem 2U Rack Shipping BKT and Screw | 2
7D2WCTO1WW | BCD5 | ThinkSystem Intel X710-T2L 10GBASE-T 2-port OCP Ethernet Adapter | 369
7D2WCTO1WW | BCD6 | ThinkSystem Intel E810-DA2 10/25GbE SFP28 2-Port PCIe Ethernet Adapter | 519
7D2WCTO1WW | BCE8 | ThinkSystem AMD EPYC 7F52 16C 240W 3.5GHz Processor | 5819
7D2WCTO1WW | BCE9 | ThinkSystem AMD EPYC 7F32 8C 180W 3.7GHz Processor | 3939
7D2WCTO1WW | BCEA | ThinkSystem AMD EPYC 7F72 24C 240W 3.2GHz Processor | 6759
7D2WCTO1WW | BCEC | ThinkSystem 2U 8x3.5" SAS/SATA Backplane | 0
7D2WCTO1WW | BCED | ThinkSystem 2U 8x2.5" SAS/SATA Backplane | 0
7D2WCTO1WW | BCEE | ThinkSystem 2U 8x2.5" AnyBay Backplane | 0
7D2WCTO1WW | BCEF | ThinkSystem 2U 12x3.5" SAS/SATA Backplane | 0
7D2WCTO1WW | BCEG | ThinkSystem 2U 12x3.5" AnyBay Backplane | 0
7D2WCTO1WW | BCFH | ThinkSystem 3.5" 18TB 7.2K SATA 6Gb Hot Swap 512e HDD | 1589
7D2WCTO1WW | BCFJ | ThinkSystem 3.5" Intel P5600 3.2TB Mainstream NVMe PCIe 4.0 x4 Hot Swap SSD | 3829
7D2WCTO1WW | BCFM | ThinkSystem 3.5" Intel P5600 1.6TB Mainstream NVMe PCIe 4.0 x4 Hot Swap SSD | 1929
7D2WCTO1WW | BCFP | ThinkSystem 3.5" 18TB 7.2K SAS 12Gb Hot Swap 512e HDD | 1609
7D2WCTO1WW | BCFQ | ThinkSystem 3.5" Intel P5600 6.4TB Mainstream NVMe PCIe 4.0 x4 Hot Swap SSD | 7649
7D2WCTO1WW | BCFR | ThinkSystem U.2 Intel P5600 3.2TB Mainstream NVMe PCIe 4.0 x4 Hot Swap SSD | 3829
7D2WCTO1WW | BCFS | ThinkSystem U.2 Intel P5600 6.4TB Mainstream NVMe PCIe 4.0 x4 Hot Swap SSD | 7639
7D2WCTO1WW | BCFT | ThinkSystem U.2 Intel P5500 1.92TB Entry NVMe PCIe 4.0 x4 Hot Swap SSD | 1479
7D2WCTO1WW | BCFU | ThinkSystem U.2 Intel P5500 7.68TB Entry NVMe PCIe 4.0 x4 Hot Swap SSD | 5359
7D2WCTO1WW | BCFV | ThinkSystem U.2 Intel P5600 1.6TB Mainstream NVMe PCIe 4.0 x4 Hot Swap SSD | 1919
7D2WCTO1WW | BCFW | ThinkSystem U.2 Intel P5500 3.84TB Entry NVMe PCIe 4.0 x4 Hot Swap SSD | 2689
7D2WCTO1WW | BCKH | ThinkSystem SR665 3.5" Chassis Front Backplane SAS/SATA Cable Kit | 409
7D2WCTO1WW | BCKJ | ThinkSystem SR665 3.5" Chassis Front Backplane Anybay Cable Kit | 619
7D2WCTO1WW | BCKK | ThinkSystem SR665 3.5" Chassis Rear Backplane SAS/SATA Cable Kit | 299
7D2WCTO1WW | BCKL | ThinkSystem SR665 3.5" Chassis Middle Backplane SAS/SATA Cable Kit | 249
7D2WCTO1WW | BCKM | ThinkSystem SR665 3.5" Chassis Middle Backplane NVMe Cable Kit | 239
7D2WCTO1WW | BCKN | ThinkSystem SR665 Internal RAID Adapter Input Cable Kit | 259
7D2WCTO1WW | BCKP | ThinkSystem SR665 2.5" Chassis Front BP1 SAS/SATA Cable Kit | 349
7D2WCTO1WW | BCKQ | ThinkSystem SR665 2.5" Chassis Front BP1 NVMe Cable Kit | 249
7D2WCTO1WW | BCKR | ThinkSystem SR665 2.5" Chassis Front BP2 SAS/SATA Cable Kit | 289
7D2WCTO1WW | BCKS | ThinkSystem SR665 2.5" Chassis Front BP2 NVMe Cable Kit | 289
7D2WCTO1WW | BCKT | ThinkSystem SR665 2.5" Chassis Front BP3 SAS/SATA Cable Kit | 279
7D2WCTO1WW | BCKU | ThinkSystem SR665 2.5" Chassis Front BP3 NVMe Cable Kit | 249
7D2WCTO1WW | BCKV | ThinkSystem SR665 2.5" Chassis Rear Backplane SAS/SATA Cable Kit | 299
7D2WCTO1WW | BCKW | ThinkSystem SR665 2.5" Chassis Middle Backplane SAS/SATA Cable Kit | 99
7D2WCTO1WW | BCKX | ThinkSystem SR665 2.5" Chassis Front BP1+2 16x NVMe System+Adapter Cable Kit | 579
7D2WCTO1WW | BCKY | ThinkSystem SR665 2.5" Chassis Front BP2+3 16x NVMe System+Adapter Cable Kit | 549
7D2WCTO1WW | BCKZ | ThinkSystem SR665 2.5" Chassis 24x and 32x NVMe Cable Kit | 989
7D2WCTO1WW | BCQK | ThinkSystem 2U 4x3.5" SAS/SATA Middle Backplane | 139
7D2WCTO1WW | BCQL | ThinkSystem 2U 4x2.5" SAS/SATA Middle Backplane | 99
7D2WCTO1WW | BCQM | ThinkSystem 2U/4U 8x2.5" NVMe Backplane | 309
7D2WCTO1WW | BCTC | ThinkSystem 2.5" Multi Vendor 240GB Entry SATA 6Gb Hot Swap SSD | 219
7D2WCTO1WW | BCTD | ThinkSystem 2.5" Multi Vendor 480GB Entry SATA 6Gb Hot Swap SSD | 219
7D2WCTO1WW | BCTE | ThinkSystem 2.5" Multi Vendor 960GB Entry SATA 6Gb Hot Swap SSD | 659
7D2WCTO1WW | BCTF | ThinkSystem 2.5" Multi Vendor 1.92TB Entry SATA 6Gb Hot Swap SSD | 1289
7D2WCTO1WW | BCTG | ThinkSystem 2.5" Multi Vendor 3.84TB Entry SATA 6Gb Hot Swap SSD | 1259
7D2WCTO1WW | BCTH | ThinkSystem 3.5" Multi Vendor 240GB Entry SATA 6Gb Hot Swap SSD | 229
7D2WCTO1WW | BCTJ | ThinkSystem 3.5" Multi Vendor 480GB Entry SATA 6Gb Hot Swap SSD | 219
7D2WCTO1WW | BCTK | ThinkSystem 3.5" Multi Vendor 960GB Entry SATA 6Gb Hot Swap SSD | 669
7D2WCTO1WW | BCTL | ThinkSystem 3.5" Multi Vendor 1.92TB Entry SATA 6Gb Hot Swap SSD | 1289
7D2WCTO1WW | BCTM | ThinkSystem 3.5" Multi Vendor 3.84TB Entry SATA 6Gb Hot Swap SSD | 1269
7D2WCTO1WW | BCZY | ThinkSystem 32GB TruDDR4 Performance+ 3200 MHz (2Rx8 1.2V) RDIMM-A | 449
7D2WCTO1WW | BCZZ | ThinkSystem 64GB TruDDR4 Performance+ 3200 MHz (2Rx4 1.2V) RDIMM-A | 899
7D2WCTO1WW | BD49 | ThinkSystem Broadcom 57454 10/25GbE SFP28 4-port PCIe Ethernet Adapter V2 | 549
7D2WCTO1WW | BDY4 | ThinkSystem Raid 940-16i 8GB Flash PCIe Gen4 12Gb Adapter for U.3 | 2139
7D2WCTO1WW | BDY7 | ThinkSystem 2U 4x2.5" Middle NVMe Backplane | 139
7D2WCTO1WW | BE03 | ThinkSystem U.3 Kioxia CM6-V 800GB Mainstream NVMe PCIe 4.0 x4 Hot Swap SSD | 1439
7D2WCTO1WW | BE04 | ThinkSystem 3.5" Kioxia CM6-V 800GB Mainstream NVMe PCIe 4.0 x4 Hot Swap SSD | 1449
7D2WCTO1WW | BE2A | ThinkSystem U.2 PM1733 3.84TB Entry NVMe PCIe 4.0 x4 Hot Swap SSD SED | 2979
7D2WCTO1WW | BE2B | ThinkSystem U.2 PM1733 7.68TB Entry NVMe PCIe 4.0 x4 Hot Swap SSD SED | 5579
7D2WCTO1WW | BE2C | ThinkSystem U.3 Kioxia CM6-R 3.84TB Entry NVMe PCIe 4.0 x4 Hot Swap SSD SED | 3419
7D2WCTO1WW | BE2D | ThinkSystem U.3 Kioxia CM6-R 7.68TB Entry NVMe PCIe 4.0 x4 Hot Swap SSD SED | 6669
7D2WCTO1WW | BE2E | ThinkSystem U.2 PM1733 7.68TB Entry NVMe PCIe 4.0 x4 Hot Swap SSD | 5579
7D2WCTO1WW | BE2F | ThinkSystem U.2 PM1733 15.36TB Entry NVMe PCIe 4.0 x4 Hot Swap SSD | 10969
7D2WCTO1WW | BE2G | ThinkSystem U.3 Kioxia CM6-R 3.84TB Entry NVMe PCIe 4.0 x4 Hot Swap SSD | 3379
7D2WCTO1WW | BE2H | ThinkSystem U.3 Kioxia CM6-R 7.68TB Entry NVMe PCIe 4.0 x4 Hot Swap SSD | 6639
7D2WCTO1WW | BE38 | 940 Series Flash Adapter for U.3 Trimode Setting | 0
7D2WCTO1WW | BE4T | ThinkSystem Mellanox ConnectX-6 Lx 10/25GbE SFP28 2-Port OCP Ethernet Adapter | 409
7D2WCTO1WW | BE4U | ThinkSystem Mellanox ConnectX-6 Lx 10/25GbE SFP28 2-Port PCIe Ethernet Adapter | 409
7D2WCTO1WW | BE5E | VMware ESXi 7.0 U1 (Factory Installed) | 0
7D2WCTO1WW | BEL4 | ThinkSystem NVIDIA A40 48GB PCIe Gen4 Passive GPU | 14289
7D2WCTO1WW | BEL5 | ThinkSystem NVIDIA A100 40GB PCIe Gen4 Passive GPU | 35939
7D2WCTO1WW | BEUX | ThinkSystem External Diagnostics Handset | 139
7D2WCTO1WW | BEVK | ThinkSystem 3.5" PM1643a 7.68TB Entry SAS 12Gb Hot Swap SSD | 5589
7D2WCTO1WW | BF10 | Lenovo Dual Rate 10G/25G SFP28 85C Transceiver | 399
7D2WCTO1WW | BF6Z | ThinkSystem SR665 MB for 7003, TPM 2.0 | 2319
7D2WCTO1WW | BF70 | ThinkSystem AMD EPYC 7713P 64C 225W 2.0GHz Processor | 10599
7D2WCTO1WW | BF71 | ThinkSystem AMD EPYC 7543P 32C 225W 2.8GHz Processor | 5519
7D2WCTO1WW | BF72 | ThinkSystem AMD EPYC 7443 24C 200W 2.85GHz Processor | 3979
7D2WCTO1WW | BF73 | ThinkSystem AMD EPYC 7763 64C 280W 2.45GHz Processor | 16689
7D2WCTO1WW | BF74 | ThinkSystem AMD EPYC 7453 28C 225W 2.75GHz Processor | 3879
7D2WCTO1WW | BF75 | ThinkSystem AMD EPYC 7663 56C 240W 2.0GHz Processor | 13169
7D2WCTO1WW | BF76 | ThinkSystem AMD EPYC 7313 16C 155W 3.0GHz Processor | 2139
7D2WCTO1WW | BF77 | ThinkSystem AMD EPYC 7543 32C 225W 2.8GHz Processor | 7519
7D2WCTO1WW | BF78 | ThinkSystem AMD EPYC 7413 24C 180W 2.65GHz Processor | 3609
7D2WCTO1WW | BF79 | ThinkSystem AMD EPYC 7443P 24C 200W 2.85GHz Processor | 2639
7D2WCTO1WW | BF7A | ThinkSystem AMD EPYC 7513 32C 200W 2.6GHz Processor | 5749
7D2WCTO1WW | BF7B | ThinkSystem AMD EPYC 7313P 16C 155W 3.0GHz Processor | 1809
7D2WCTO1WW | BF7C | ThinkSystem AMD EPYC 7713 64C 225W 2.0GHz Processor | 14939
7D2WCTO1WW | BF7D | ThinkSystem AMD EPYC 73F3 16C 240W 3.5GHz Processor | 7449
7D2WCTO1WW | BF7E | ThinkSystem AMD EPYC 7343 16C 190W 3.2GHz Processor | 3099
7D2WCTO1WW | BF7F | ThinkSystem AMD EPYC 75F3 32C 280W 2.95GHz Processor | 10279
7D2WCTO1WW | BF7G | ThinkSystem AMD EPYC 74F3 24C 240W 3.2GHz Processor | 6139
7D2WCTO1WW | BF7H | ThinkSystem AMD EPYC 72F3 8C 180W 3.7GHz Processor | 5219
7D2WCTO1WW | BFH1 | Lenovo 100Gb SR4 QSFP28 Ethernet Transceiver | 689
7D2WCTO1WW | BFPU | ThinkSystem Xilinx Alveo U25 25GbE SFP28 2-Port PCIe FPGA Adapter | 6489
7D2WCTO1WW | BFY5 | ThinkSystem RAID 530-16i PCIe 12Gb Adapter | 579
7D2WCTO1WW | BFYA | Operating mode selection for: "Maximum Efficiency Mode" | 0
7D2WCTO1WW | BFYB | Operating mode selection for: "Maximum Performance Mode" | 0
7D2WCTO1WW | BFZZ | ThinkSystem 2.5" Nytro 3732 800GB Performance SAS 12Gb Hot Swap SSD SED | 1669
7D2WCTO1WW | BG00 | ThinkSystem 3.5" Nytro 3732 3.2TB Performance SAS 12Gb Hot Swap SSD | 6219
7D2WCTO1WW | BG01 | ThinkSystem 3.5" Nytro 3732 1.6TB Performance SAS 12Gb Hot Swap SSD | 3239
7D2WCTO1WW | BG02 | ThinkSystem 3.5" Nytro 3732 800GB Performance SAS 12Gb Hot Swap SSD | 1669
7D2WCTO1WW | BG03 | ThinkSystem 3.5" Nytro 3732 400GB Performance SAS 12Gb Hot Swap SSD | 1029
7D2WCTO1WW | BG04 | ThinkSystem 2.5" Nytro 3732 3.2TB Performance SAS 12Gb Hot Swap SSD | 6259
7D2WCTO1WW | BG05 | ThinkSystem 2.5" Nytro 3732 1.6TB Performance SAS 12Gb Hot Swap SSD | 3259
7D2WCTO1WW | BG06 | ThinkSystem 2.5" Nytro 3732 800GB Performance SAS 12Gb Hot Swap SSD | 1669
7D2WCTO1WW | BG07 | ThinkSystem 2.5" Nytro 3732 400GB Performance SAS 12Gb Hot Swap SSD | 1029
7D2WCTO1WW | BGM0 | ThinkSystem RAID 940-8i 8GB Flash PCIe Gen4 12Gb Adapter for U.3 | 1839
7D2WCTO1WW | BGM1 | ThinkSystem RAID 940-8i 4GB Flash PCIe Gen4 12Gb Adapter for U.3 | 1229
7D2WCTO1WW | BGM2 | ThinkSystem RAID 940-16i 8GB Flash PCIe Gen4 12Gb Internal Adapter for U.3 | 2159
7D2WCTO1WW | BGQ5 | ThinkSystem AMD EPYC 7643 48C 225W 2.3GHz Processor | 10109
7D2WCTO1WW | BHE2 | ThinkSystem Solarflare X2522-Plus 10/25GbE SFP28 2-Port PCIe Ethernet Adapter | 3489
7D2WCTO1WW | BHSR | VMware ESXi 7.0 U2 (Factory Installed) | 0
7D2WCTO1WW | BHSS | MI for PXE with RJ45 Network port | 0
7D2WCTO1WW | BHWJ | ThinkSystem 2U MS 3FH Riser1 Cage v2 | 29
7D2WCTO1WW | BHWK | ThinkSystem 2U x16/x16 PCIe Riser3 Kit v2 | 179
7D2WCTO1WW | BHWL | ThinkSystem 2U MS 3FH Riser2 new Cage | 29
7D2WCTO1WW | BJ3G | ThinkSystem Emulex LPe35000 32Gb 1-port PCIe Fibre Channel Adapter v2 | 1729
7D2WCTO1WW | BJ3H | ThinkSystem Emulex LPe35002 32Gb 2-port PCIe Fibre Channel Adapter v2 | 2589
7D2WCTO1WW | BJP4 | ThinkSystem SR665 MB for 7002, TPM 1.2/2.0 | 2459
7D2WCTOLWW | 64 | QLogic 10Gb SFP+ SR Optical Transceiver | 909
7D2WCTOLWW | 69 | Brocade 10Gb SFP+ SR Optical Transceiver | 909
7D2WCTOLWW | 747 | UID Asset Tag Label | 20
7D2WCTOLWW | 2302 | RAID Configuration | 149
7D2WCTOLWW | 2306 | Integration >1U Component | 125
7D2WCTOLWW | 2321 | Custom MFG SVCS Fee - Small Increment | 3
7D2WCTOLWW | 3269 | SFP SX Transceiver | 149
7D2WCTOLWW | 5053 | SFP+ SR Transceiver | 699
7D2WCTOLWW | 5341 | Virtual Media Conversion Option Gen2 (VCO2) | 129
7D2WCTOLWW | 5977 | Select Storage devices - no configured RAID required | 0
7D2WCTOLWW | 5978 | Select Storage devices - configured RAID | 0
7D2WCTOLWW | 6139 | SF Instruction | 0
7D2WCTOLWW | 6201 | 1.5m, 10A/100-250V, C13 to IEC 320-C14 Rack Power Cable | 19
7D2WCTOLWW | 6204 | 2.8m, 10A/100-250V, C13 to IEC 320-C20 Rack Power Cable | 19
7D2WCTOLWW | 6263 | 4.3m, 10A/100-250V, C13 to IEC 320-C14 Rack Power Cable | 19
7D2WCTOLWW | 6311 | 2.8m, 10A/100-250V, C13 to IEC 320-C14 Rack Power Cable | 9
7D2WCTOLWW | 6313 | 2.8m, 10A/120V, C13 to NEMA 5-15P (US) Line Cord | 19
7D2WCTOLWW | 6370 | 4.3m, 10A/125V, C13 to NEMA 5-15P (US) Line Cord | 10
7D2WCTOLWW | 6373 | 4.3m, 10A/250V, C13 to NEMA 6-15P (US) Line Cord | 15
7D2WCTOLWW | 6400 | 2.8m, 13A/100-250V, C13 to C14 Jumper Cord | 9
7D2WCTOLWW | 6401 | 2.8m, 13A/120V, C13 to NEMA 5-15P (US) Line Cord | 29
7D2WCTOLWW | 6570 | 2.0m, 13A/100-250V, C13 to C14 Jumper Cord | 19
7D2WCTOLWW | 6583 | 4.3m, 13A/100-250V, C13 to C14 Rack Power Cable | 19
7D2WCTOLWW | 7831 | Customer Solution Center Services | 0
7D2WCTOLWW | 8067 | TAA Compliant Order | 0
7D2WCTOLWW | 8072 | General Racking Solution | 0
7D2WCTOLWW | 8086 | No Publications Selected | 0
7D2WCTOLWW | 8971 | Integrate in manufacturing | 0
7D2WCTOLWW | 8972 | Ship Uninstalled (Safety) | 0
7D2WCTOLWW | 9013 | Hot Spare | 0
7D2WCTOLWW | A102 | Advanced Grouping | 0
7D2WCTOLWW | A103 | System x Cluster Upgrade | 0
7D2WCTOLWW | A1DP | 1m QSFP to QSFP+ Cable | 269
7D2WCTOLWW | A1DQ | 3m QSFP+ to QSFP+ Cable | 329
7D2WCTOLWW | A1PH | 1m Passive DAC SFP+ Cable | 69
7D2WCTOLWW | A1PJ | 3m Passive DAC SFP+ Cable | 89
7D2WCTOLWW | A1PK | 5m Passive DAC SFP+ Cable | 159
7D2WCTOLWW | A1PL | 8.5m Passive DAC SFP+ Cable | 329
7D2WCTOLWW | A1RF | 2.8m, 10A/250V, C13 to NEMA 6-15P Line Cord | 15
7D2WCTOLWW | A2X8 | 5m QSFP+ to QSFP+ Cable | 379
7D2WCTOLWW | A2X9 | 7m QSFP+ to QSFP+ Cable | 429
7D2WCTOLWW | A3RG | 0.5m Passive DAC SFP+ Cable | 79
7D2WCTOLWW | A3RH | 7m Passive DAC SFP+ Cable | 179
7D2WCTOLWW | A3SW | 1.2m, 16A/100-250V, 2 Short C13s to Short C20 Rack Power Cable | 55
7D2WCTOLWW | A3SX | 2.5m, 16A/100-250V, 2 Long C13s to Short C20 Rack Power Cable | 75
7D2WCTOLWW | A3SY | 2.8m, 16A/100-250V, 2 Short C13s to Long C20 Rack Power Cable | 79
7D2WCTOLWW | A3SZ | 4.1m, 16A/100-250V, 2 Long C13s to Long C20 Rack Power Cable | 85
7D2WCTOLWW | A4EY | No x Network Adapter | 0
7D2WCTOLWW | A4VP | 1.0m, 10A/100-250V, C13 to IEC 320-C14 Rack Power Cable | 19
7D2WCTOLWW | A51N | 1.5m Passive DAC SFP+ Cable | 89
7D2WCTOLWW | A51P | 2m Passive DAC SFP+ Cable | 89
7D2WCTOLWW | A5DL | SFP 1000Base-T (RJ-45) Transceiver | 89
7D2WCTOLWW | A5UA | Lenovo 1m MPO-4xLC OM3 MMF Breakout Cable | 279
7D2WCTOLWW | A5UB | Lenovo 3m MPO-4xLC OM3 MMF Breakout Cable | 329
7D2WCTOLWW | A5UC | Lenovo 5m MPO-4xLC OM3 MMF Breakout Cable | 379
7D2WCTOLWW | ARZB | 0.75m Mellanox QSFP Passive DAC Cable | 149
7D2WCTOLWW | ARZC | 1m Mellanox QSFP Passive DAC Cable | 159
7D2WCTOLWW | ARZD | 1.25m Mellanox QSFP Passive DAC Cable | 169
7D2WCTOLWW | ARZE | 1.5m Mellanox QSFP Passive DAC Cable | 169
7D2WCTOLWW | ARZF | 3m Mellanox QSFP Passive DAC Cable | 189
7D2WCTOLWW | ASQT | 0.5m Mellanox EDR IB Passive Copper QSFP28 Cable | 229
7D2WCTOLWW | ASQU | 0.75m Mellanox EDR IB Passive Copper QSFP28 Cable | 249
7D2WCTOLWW | ASQV | 1m Mellanox EDR IB Passive Copper QSFP28 Cable | 249
7D2WCTOLWW | ASQW | 1.25m Mellanox EDR IB Passive Copper QSFP28 Cable | 289
7D2WCTOLWW | ASQX | 1.5m Mellanox EDR IB Passive Copper QSFP28 Cable | 289
7D2WCTOLWW | ASQY | 2m Mellanox EDR IB Passive Copper QSFP28 Cable | 289
7D2WCTOLWW | ASQZ | 5m Mellanox EDR IB Optical QSFP28 Cable | 1359
7D2WCTOLWW | ASR0 | 10m Mellanox EDR IB Optical QSFP28 Cable | 1419
7D2WCTOLWW | ASR1 | 15m Mellanox EDR IB Optical QSFP28 Cable | 1509
7D2WCTOLWW | ASR2 | 20m Mellanox EDR IB Optical QSFP28 Cable | 1569
7D2WCTOLWW | ASR3 | 30m Mellanox EDR IB Optical QSFP28 Cable | 1789
7D2WCTOLWW | ASR5 | Lenovo 0.5m LC-LC OM3 MMF Cable | 24
7D2WCTOLWW | ASR6 | Lenovo 1m LC-LC OM3 MMF Cable | 24
7D2WCTOLWW | ASR7 | Lenovo 3m LC-LC OM3 MMF Cable | 24
7D2WCTOLWW | ASR8 | Lenovo 5m LC-LC OM3 MMF Cable | 29
7D2WCTOLWW | ASR9 | Lenovo 10m LC-LC OM3 MMF Cable | 39
7D2WCTOLWW | ASRA | Lenovo 15m LC-LC OM3 MMF Cable | 45
7D2WCTOLWW | ASRB | Lenovo 25m LC-LC OM3 MMF Cable | 54
7D2WCTOLWW | ASRC | Lenovo 30m LC-LC OM3 MMF Cable | 64
7D2WCTOLWW | ASRM | 3m Mellanox EDR IB Passive Copper QSFP28 Cable | 319
7D2WCTOLWW | ASRN | 3m Mellanox EDR IB Optical QSFP28 Cable | 1359
7D2WCTOLWW | ASRP | 50m Mellanox EDR IB Optical QSFP28 Cable | 2329
7D2WCTOLWW | AT2R | Lenovo 1m Active DAC SFP+ Cables | 129
7D2WCTOLWW | AT2S | Lenovo 3m Active DAC SFP+ Cables | 139
7D2WCTOLWW | AT2T | Lenovo 5m Active DAC SFP+ Cables | 159
7D2WCTOLWW | AT2U | Lenovo 10m QSFP+ MPO-MPO OM3 MMF Cable | 169
7D2WCTOLWW | AT2V | Lenovo 30m QSFP+ MPO-MPO OM3 MMF Cable | 329
7D2WCTOLWW | ATPX | Intel X550-T2 Dual Port 10GBase-T Adapter | 599
7D2WCTOLWW | ATTJ | Lenovo Dual Rate 1G/10GB SFP Transceiver | 119
7D2WCTOLWW | ATYX | Lenovo 1m SFP+ to SFP+ Active Optical Cable | 104
7D2WCTOLWW | ATYY | Lenovo 3m SFP+ to SFP+ Active Optical Cable | 99
7D2WCTOLWW | ATYZ | Lenovo 5m SFP+ to SFP+ Active Optical Cable | 114
7D2WCTOLWW | ATZ0 | Lenovo 7m SFP+ to SFP+ Active Optical Cable | 129
7D2WCTOLWW | ATZ1 | Lenovo 15m SFP+ to SFP+ Active Optical Cable | 169
7D2WCTOLWW | ATZ2 | Lenovo 20m SFP+ to SFP+ Active Optical Cable | 169
7D2WCTOLWW | ATZB | QLogic 16Gb Enhanced Gen5 FC Single-port HBA | 979
7D2WCTOLWW | ATZC | QLogic 16Gb Enhanced Gen5 FC Dual-port HBA | 1339
7D2WCTOLWW | ATZU | Emulex 16Gb Gen6 FC Single-port HBA | 949
7D2WCTOLWW | ATZV | Emulex 16Gb Gen6 FC Dual-port HBA | 1309
7D2WCTOLWW | AU0M | 5m Intel OPA 100 Series Active Optical QSFP28 Cable | 899
7D2WCTOLWW | AU0N | 10m Intel OPA 100 Series Active Optical QSFP28 Cable | 929
7D2WCTOLWW | AU0P | 15m Intel OPA 100 Series Active Optical QSFP28 Cable | 949
7D2WCTOLWW | AU0Q | 20m Intel OPA 100 Series Active Optical QSFP28 Cable | 979
7D2WCTOLWW | AUK7 | TPM 2.0 and Secure Boot | 0
7D2WCTOLWW | AUKP | ThinkSystem Broadcom 57416 10GBASE-T 2-Port PCIe Ethernet Adapter | 479
7D2WCTOLWW | AUKX | ThinkSystem Intel X710-DA2 PCIe 10Gb 2-Port SFP+ Ethernet Adapter | 459
7D2WCTOLWW | AULV | ThinkSystem 2.5" 300GB 15K SAS 12Gb Hot Swap 512n HDD | 339
7D2WCTOLWW | AULW | ThinkSystem 2.5" 600GB 15K SAS 12Gb Hot Swap 512n HDD | 469
7D2WCTOLWW | AULX | ThinkSystem 2.5" 900GB 15K SAS 12Gb Hot Swap 512e HDD | 639
7D2WCTOLWW | AULY | ThinkSystem 2.5" 300GB 10K SAS 12Gb Hot Swap 512n HDD | 289
7D2WCTOLWW | AULZ | ThinkSystem 2.5" 600GB 10K SAS 12Gb Hot Swap 512n HDD | 319
7D2WCTOLWW | AUM1 | ThinkSystem 2.5" 1.2TB 10K SAS 12Gb Hot Swap 512n HDD | 389
7D2WCTOLWW | AUM2 | ThinkSystem 2.5" 1.8TB 10K SAS 12Gb Hot Swap 512e HDD | 589
7D2WCTOLWW | AUM5 | ThinkSystem 2.5" 600GB 10K SAS 12Gb Hot Swap 512n HDD SED | 635
7D2WCTOLWW | AUM6 | ThinkSystem 2.5" 1TB 7.2K SAS 12Gb Hot Swap 512n HDD | 469
7D2WCTOLWW | AUM7 | ThinkSystem 2.5" 2TB 7.2K SAS 12Gb Hot Swap 512n HDD | 839
7D2WCTOLWW | AUNG | ThinkSystem RAID 530-8i PCIe 12Gb Adapter | 299
7D2WCTOLWW | AUNJ | ThinkSystem RAID 930-8i 2GB Flash PCIe 12Gb Adapter | 1009
7D2WCTOLWW | AUNK | ThinkSystem RAID 930-16i 4GB Flash PCIe 12Gb Adapter | 1529
7D2WCTOLWW | AUNL | ThinkSystem 430-8i SAS/SATA 12Gb HBA | 299
7D2WCTOLWW | AUNM | ThinkSystem 430-16i SAS/SATA 12Gb HBA | 589
7D2WCTOLWW | AUNN | ThinkSystem 430-16e SAS/SATA 12Gb HBA | 609
7D2WCTOLWW | AUNP | FBU345 SuperCap | 135
7D2WCTOLWW | AUNQ | ThinkSystem RAID 930-8e 4GB Flash PCIe 12Gb Adapter | 1689
7D2WCTOLWW | AUNR | ThinkSystem 430-8e SAS/SATA 12Gb HBA | 299
7D2WCTOLWW | AUPW | ThinkSystem XClarity Controller Standard to Enterprise Upgrade | 100
7D2WCTOLWW | AURR | ThinkSystem M3.5 Screw for Riser 2x2pcs and Planar 5pcs | 0
7D2WCTOLWW | AUSL | ThinkSystem COM Port Upgrade Kit | 19
7D2WCTOLWW | AUU2 | ThinkSystem 3.5" 300GB 15K SAS 12Gb Hot Swap 512n HDD | 359
7D2WCTOLWW | AUU3 | ThinkSystem 3.5" 600GB 15K SAS 12Gb Hot Swap 512n HDD | 479
7D2WCTOLWW | AUU5 | ThinkSystem 3.5" 2TB 7.2K SAS 12Gb Hot Swap 512n HDD | 339
7D2WCTOLWW | AUU6 | ThinkSystem 3.5" 4TB 7.2K SAS 12Gb Hot Swap 512n HDD | 419
7D2WCTOLWW | AUU7 | ThinkSystem 3.5" 6TB 7.2K SAS 12Gb Hot Swap 512e HDD | 549
7D2WCTOLWW | AUU8 | ThinkSystem 3.5" 4TB 7.2K SATA 6Gb Hot Swap 512n HDD | 389
7D2WCTOLWW | AUU9 | ThinkSystem 3.5" 8TB 7.2K SATA 6Gb Hot Swap 512e HDD | 599
7D2WCTOLWW | AUUA | ThinkSystem 3.5" 6TB 7.2K SATA 6Gb Hot Swap 512e HDD | 529
7D2WCTOLWW | AUUB | ThinkSystem 3.5" 10TB 7.2K SATA 6Gb Hot Swap 512e HDD | 829
7D2WCTOLWW | AUUC | ThinkSystem 3.5" 900GB 15K SAS 12Gb Hot Swap 512e HDD | 679
7D2WCTOLWW | AUUD | ThinkSystem 3.5" 2TB 7.2K SATA 6Gb Hot Swap 512n HDD | 319
7D2WCTOLWW | AUUE | ThinkSystem 2.5" 1TB 7.2K SATA 6Gb Hot Swap 512n HDD | 469
7D2WCTOLWW | AUUF | ThinkSystem 3.5" 1TB 7.2K SATA 6Gb Hot Swap 512n HDD | 269
7D2WCTOLWW | AUUG | ThinkSystem 3.5" 10TB 7.2K SAS 12Gb Hot Swap 512e HDD | 849
7D2WCTOLWW | AUUJ | ThinkSystem 2.5" 2TB 7.2K SATA 6Gb Hot Swap 512e HDD | 849
7D2WCTOLWW | AUUL | ThinkSystem M.2 32GB SATA 6Gbps Non-Hot Swap SSD | 109
7D2WCTOLWW | AUUV | ThinkSystem M.2 128GB SATA 6Gbps Non-Hot Swap SSD | 159
7D2WCTOLWW | AUZV | ThinkSystem Broadcom 5719 1GbE RJ45 4-Port PCIe Ethernet Adapter | 159
7D2WCTOLWW | AUZW | ThinkSystem I350-T4 PCIe 1Gb 4-Port RJ45 Ethernet Adapter | 379
7D2WCTOLWW | AUZX | ThinkSystem Broadcom 5720 1GbE RJ45 2-Port PCIe Ethernet Adapter | 129
7D2WCTOLWW | AUZY | ThinkSystem I350-T2 PCIe 1Gb 2-Port RJ45 Ethernet Adapter | 179
7D2WCTOLWW | AUZZ | ThinkSystem I350-F1 PCIe 1Gb 1-Port SFP Ethernet Adapter | 379
7D2WCTOLWW | AV1B | Lenovo 25GBase-SR SFP28 Transceiver | 449
7D2WCTOLWW | AV1D | Lenovo 100GBase-SR4 QSFP28 Transceiver | 1539
7D2WCTOLWW | AV1F | Lenovo 3m 25G SFP28 Active Optical Cable | 489
7D2WCTOLWW | AV1G | Lenovo 5m 25G SFP28 Active Optical Cable | 489
7D2WCTOLWW | AV1H | Lenovo 10m 25G SFP28 Active Optical Cable | 499
7D2WCTOLWW | AV1J | Lenovo 15m 25G SFP28 Active Optical Cable | 497
7D2WCTOLWW | AV1K | Lenovo 20m 25G SFP28 Active Optical Cable | 519
7D2WCTOLWW | AV1L | Lenovo 3m 100G QSFP28 Active Optical Cable | 1059
7D2WCTOLWW | AV1M | Lenovo 5m 100G QSFP28 Active Optical Cable | 1069
7D2WCTOLWW | AV1N | Lenovo 10m 100G QSFP28 Active Optical Cable | 1099
7D2WCTOLWW | AV1P | Lenovo 15m 100G QSFP28 Active Optical Cable | 1079
7D2WCTOLWW | AV1Q | Lenovo 20m 100G QSFP28 Active Optical Cable | 1179
7D2WCTOLWW | AV1R | Lenovo 3m 100G to 4x25G Breakout Active Optical Cable | 1949
7D2WCTOLWW | AV1S | Lenovo 5m 100G to 4x25G Breakout Active Optical Cable | 1975
7D2WCTOLWW | AV1T | Lenovo 10m 100G to 4x25G Breakout Active Optical Cable | 2035
7D2WCTOLWW | AV1U | Lenovo 15m 100G to 4x25G Breakout Active Optical Cable | 2095
7D2WCTOLWW | AV1V | Lenovo 20m 100G to 4x25G Breakout Active Optical Cable | 2149
7D2WCTOLWW | AV1W | Lenovo 1m Passive 25G SFP28 DAC Cable | 69
7D2WCTOLWW | AV1X | Lenovo 3m Passive 25G SFP28 DAC Cable | 79
7D2WCTOLWW | AV1Y | Lenovo 5m Passive 25G SFP28 DAC Cable | 159
7D2WCTOLWW | AV1Z | Lenovo 1m Passive 100G QSFP28 DAC Cable | 99
7D2WCTOLWW | AV20 | Lenovo 3m Passive 100G QSFP28 DAC Cable | 159
7D2WCTOLWW | AV21 | Lenovo 5m Passive 100G QSFP28 DAC Cable | 299
7D2WCTOLWW | AV22 | Lenovo 1m 100G QSFP28 to 4x25G SFP28 Breakout DAC Cable | 179
7D2WCTOLWW | AV23 | Lenovo 3m 100G QSFP28 to 4x25G SFP28 Breakout DAC Cable | 299
7D2WCTOLWW | AV24 | Lenovo 5m 100G QSFP28 to 4x25G SFP28 Breakout DAC Cable | 459
7D2WCTOLWW | AV25 | Lenovo 5m MPO-MPO OM4 MMF Cable | 114
7D2WCTOLWW | AV26 | Lenovo 7m MPO-MPO OM4 MMF Cable | 135
7D2WCTOLWW | AV27 | Lenovo 10m MPO-MPO OM4 MMF Cable | 159
7D2WCTOLWW | AV28 | Lenovo 15m MPO-MPO OM4 MMF Cable | 205
7D2WCTOLWW | AV29 | Lenovo 20m MPO-MPO OM4 MMF Cable | 259
7D2WCTOLWW | AV2A | Lenovo 30m MPO-MPO OM4 MMF Cable | 349
7D2WCTOLWW | AV2B | Lenovo 1m MPO to 4x LC Breakout OM4 MMF Cable | 149
7D2WCTOLWW | AV2C | Lenovo 3m MPO to 4x LC Breakout OM4 MMF Cable | 179
7D2WCTOLWW | AV2D | Lenovo 5m MPO to 4x LC Breakout OM4 MMF Cable | 239
7D2WCTOLWW | AVUT | ThinkSystem XClarity Controller Standard to Advanced Upgrade | 50
7D2WCTOLWW | AVUX | On Board SATA AHCI Mode | 0
7D2WCTOLWW | AVV1 | Lenovo 10GBaseT SFP+ Transceiver | 599
7D2WCTOLWW | AVV8 | ThinkSystem External USB DVD-RW Optical Disk Drive | 79
7D2WCTOLWW | AX8A | 4.3m, 13A/120V, C13 to NEMA 5-15P (US) Line Cord | 19
7D2WCTOLWW | B0ML | Feature Enable TPM on MB | 0
7D2WCTOLWW | B0N4 | 2.0m, 10A/100-250V, C13 to IEC 320-C14 Rack Power Cable | 29
7D2WCTOLWW | B0N5 | 1.0m, 13A/100-250V, C13 to C14 Jumper Cord | 25
7D2WCTOLWW | B0N6 | 1.5m, 13A/100-250V, C13 to C14 Jumper Cord | 29
7D2WCTOLWW | B0RJ | 10GBASE-LR SFP+Transceiver | 350
7D2WCTOLWW | B0YQ | ThinkSystem 3.5" 8TB 7.2K SAS 12Gb Hot Swap 512e HDD FIPS | 1349
7D2WCTOLWW | B0YR | ThinkSystem 3.5" 8TB 7.2K SAS 12Gb Hot Swap 512e HDD | 659
7D2WCTOLWW | B0YS | ThinkSystem 2.5" 2.4TB 10K SAS 12Gb Hot Swap 512e HDD | 629
7D2WCTOLWW | B0YV | ThinkSystem 2.5" 2.4TB 10K SAS 12Gb Hot Swap 512e HDD FIPS | 1299
7D2WCTOLWW | B0YX | ThinkSystem 2.5" 1.2TB 10K SAS 12Gb Hot Swap 512n HDD SED | 749
7D2WCTOLWW | B117 | ThinkSystem 3.5" 12TB 7.2K SAS 12Gb Hot Swap 512e HDD | 949
7D2WCTOLWW | B118 | ThinkSystem 3.5" 12TB 7.2K SATA 6Gb Hot Swap 512e HDD | 1829
7D2WCTOLWW | B135 | ThinkSystem 2U CMA Upgrade Kit for Toolless Slide Rail | 59
7D2WCTOLWW | B173 | Companion Part for XClarity Controller Standard to Enterprise Upgrade in Factory | 0
7D2WCTOLWW | B21X | ThinkSystem U.2 Toshiba CM5-V 1.6TB Mainstream NVMe PCIe 3.0 x4 Hot Swap SSD | 3449
7D2WCTOLWW | B21Y | ThinkSystem U.2 Toshiba CM5-V 3.2TB Mainstream NVMe PCIe 3.0 x4 Hot Swap SSD | 6999
7D2WCTOLWW | B220 | ThinkSystem 3.5" Toshiba CM5-V 1.6TB Mainstream NVMe PCIe 3.0 x4 Hot Swap SSD | 3449
7D2WCTOLWW | B221 | ThinkSystem 3.5" Toshiba CM5-V 3.2TB Mainstream NVMe PCIe 3.0 x4 Hot Swap SSD | 6999
7D2WCTOLWW | B22J | 5m Intel OPA 100 Series Active Optical QSFP28 Low Power Cable | 809
7D2WCTOLWW | B22K | 10m Intel OPA 100 Series Active Optical QSFP28 Low Power Cable | 829
7D2WCTOLWW | B22L | 15m Intel OPA 100 Series Active Optical QSFP28 Low Power Cable | 839
7D2WCTOLWW | B22M | 20m Intel OPA 100 Series Active Optical QSFP28 Low Power Cable | 849
7D2WCTOLWW | B2P9 | Lenovo 0.5m LC-LC OM4 MMF Cable | 34
7D2WCTOLWW | B2PA | Lenovo 1m LC-LC OM4 MMF Cable | 29
7D2WCTOLWW | B2PB | Lenovo 3m LC-LC OM4 MMF Cable | 34
7D2WCTOLWW | B2PC | Lenovo 5m LC-LC OM4 MMF Cable | 44
7D2WCTOLWW | B2PD | Lenovo 10m LC-LC OM4 MMF Cable | 69
7D2WCTOLWW | B2PE | Lenovo 15m LC-LC OM4 MMF Cable | 79
7D2WCTOLWW | B2PF | Lenovo 25m LC-LC OM4 MMF Cable | 114
7D2WCTOLWW | B2UZ | Lenovo 1m 100G QSFP28 Active Optical Cable | 949
7D2WCTOLWW | B306 | Mellanox QSA 100G to 25G Cable Adapter | 149
7D2WCTOLWW | B30W | Custom MFG SVCS Fee - Medium Increment | 30
7D2WCTOLWW | B30X | Custom MFG SVCS Fee - Large Increment | 300
7D2WCTOLWW | B31D | ThinkSystem NVIDIA Quadro P620 2GB PCIe Active GPU | 269
7D2WCTOLWW | B31G | ThinkSystem QLogic QL41134 PCIe 10Gb 4-Port Base-T Ethernet Adapter | 799
7D2WCTOLWW | B34N | ThinkSystem U.2 PM983 1.92TB Entry NVMe PCIe 3.0 x4 Hot Swap SSD | 939
7D2WCTOLWW | B34P | ThinkSystem U.2 PM983 3.84TB Entry NVMe PCIe 3.0 x4 Hot Swap SSD | 1839
7D2WCTOLWW | B34Q | ThinkSystem 3.5" PM983 1.92TB Entry NVMe PCIe 3.0 x4 Hot Swap SSD | 2999
7D2WCTOLWW | B34R | ThinkSystem 3.5" PM983 3.84TB Entry NVMe PCIe 3.0 x4 Hot Swap SSD | 5049
7D2WCTOLWW | B42B | ThinkSystem Toolless Friction Rail v2 | 99
7D2WCTOLWW | B496 | ThinkSystem 3.5" 14TB 7.2K SAS 12Gb Hot Swap 512e HDD | 1199
7D2WCTOLWW | B497 | ThinkSystem 3.5" 14TB 7.2K SATA 6Gb Hot Swap 512e HDD | 1149
7D2WCTOLWW | B498 | ThinkSystem 2.5" Intel S4510 240GB Entry SATA 6Gb Hot Swap SSD | 149
7D2WCTOLWW | B499 | ThinkSystem 2.5" Intel S4510 480GB Entry SATA 6Gb Hot Swap SSD | 309
7D2WCTOLWW | B49A | ThinkSystem 2.5" Intel S4510 960GB Entry SATA 6Gb Hot Swap SSD | 529
7D2WCTOLWW | B49B | ThinkSystem 2.5" Intel S4510 1.92TB Entry SATA 6Gb Hot Swap SSD | 1049
7D2WCTOLWW | B49C | ThinkSystem 2.5" Intel S4510 3.84TB Entry SATA 6Gb Hot Swap SSD | 1979
7D2WCTOLWW | B49D | ThinkSystem 3.5" Intel S4510 240GB Entry SATA 6Gb Hot Swap SSD | 149
7D2WCTOLWW | B49E | ThinkSystem 3.5" Intel S4510 480GB Entry SATA 6Gb Hot Swap SSD | 209
7D2WCTOLWW | B49F | ThinkSystem 3.5" Intel S4510 960GB Entry SATA 6Gb Hot Swap SSD | 539
7D2WCTOLWW | B49G | ThinkSystem 3.5" Intel S4510 1.92TB Entry SATA 6Gb Hot Swap SSD | 1059
7D2WCTOLWW | B49H | ThinkSystem 3.5" Intel S4510 3.84TB Entry SATA 6Gb Hot Swap SSD | 1989
7D2WCTOLWW | B49L | ThinkSystem 2.5" Intel S4610 240GB Mainstream SATA 6Gb Hot Swap SSD | 399
7D2WCTOLWW | B49M | ThinkSystem 2.5" Intel S4610 480GB Mainstream SATA 6Gb Hot Swap SSD | 479
7D2WCTOLWW | B49N | ThinkSystem 2.5" Intel S4610 960GB Mainstream SATA 6Gb Hot Swap SSD | 699
7D2WCTOLWW | B49P | ThinkSystem 2.5" Intel S4610 1.92TB Mainstream SATA 6Gb Hot Swap SSD | 1289
7D2WCTOLWW | B49Q | ThinkSystem 2.5" Intel S4610 3.84TB Mainstream SATA 6Gb Hot Swap SSD | 2499
7D2WCTOLWW | B49R | ThinkSystem 3.5" Intel S4610 240GB Mainstream SATA 6Gb Hot Swap SSD | 409
7D2WCTOLWW | B49S | ThinkSystem 3.5" Intel S4610 480GB Mainstream SATA 6Gb Hot Swap SSD | 309
7D2WCTOLWW | B49T | ThinkSystem 3.5" Intel S4610 960GB Mainstream SATA 6Gb Hot Swap SSD | 1029
7D2WCTOLWW | B49U | ThinkSystem 3.5" Intel S4610 1.92TB Mainstream SATA 6Gb Hot Swap SSD | 1799
7D2WCTOLWW | B49V | ThinkSystem 3.5" Intel S4610 3.84TB Mainstream SATA 6Gb Hot Swap SSD | 3579
7D2WCTOLWW | B4PA | ThinkSystem 1610-8P NVMe Switch Adapter | 1199
7D2WCTOLWW | B4QQ | 0.5m Mellanox HDR IB Passive Copper QSFP56 Cable | 299
7D2WCTOLWW | B4QR | 1m Mellanox HDR IB Passive Copper QSFP56 Cable | 399
7D2WCTOLWW | B4QS | 1.5m Mellanox HDR IB Passive Copper QSFP56 Cable | 449
7D2WCTOLWW | B4QT | 2m Mellanox HDR IB Passive Copper QSFP56 Cable | 499
7D2WCTOLWW | B4QW | 3m Mellanox HDR IB Active Optical QSFP56 Cable | 2099
7D2WCTOLWW | B4QX | 5m Mellanox HDR IB Active Optical QSFP56 Cable | 2149
7D2WCTOLWW | B4QY | 10m Mellanox HDR IB Active Optical QSFP56 Cable | 2199
7D2WCTOLWW | B4QZ | 15m Mellanox HDR IB Active Optical QSFP56 Cable | 2249
7D2WCTOLWW | B4R0 | 20m Mellanox HDR IB Active Optical QSFP56 Cable | 2299
7D2WCTOLWW | B4R1 | 1m Mellanox HDR IB to 2x HDR100 Splitter Passive Copper QSFP56 Cable | 399
7D2WCTOLWW | B4R2 | 1.5m Mellanox HDR IB to 2x HDR100 Splitter Passive Copper QSFP56 Cable | 449
7D2WCTOLWW | B4R4 | 3m Mellanox HDR IB to 2x HDR100 Splitter Optical QSFP56 Cable | 2799
7D2WCTOLWW | B4R5 | 5m Mellanox HDR IB to 2x HDR100 Splitter Optical QSFP56 Cable | 2899
7D2WCTOLWW | B4R6 | 10m Mellanox HDR IB to 2x HDR100 Splitter Optical QSFP56 Cable | 2999
7D2WCTOLWW | B4R7 | 15m Mellanox HDR IB to 2x HDR100 Splitter Optical QSFP56 Cable | 3199
7D2WCTOLWW | B4R8 | 20m Mellanox HDR IB to 2x HDR100 Splitter Optical QSFP56 Cable | 3299
7D2WCTOLWW | B4R9 | ThinkSystem Mellanox ConnectX-6 HDR100/100GbE QSFP56 1-port PCIe VPI Adapter | 1779
7D2WCTOLWW | B4RA | ThinkSystem Mellanox ConnectX-6 HDR100/100GbE QSFP56 2-port PCIe VPI Adapter | 2099
7D2WCTOLWW | B4RB | ThinkSystem Mellanox HDR/200GbE 2x PCIe Aux Kit | 639
7D2WCTOLWW | B4RC | ThinkSystem Mellanox ConnectX-6 HDR/200GbE QSFP56 1-port PCIe 4 VPI Adapter | 2209
7D2WCTOLWW | B4Y3 | ThinkSystem 256GB TruDDR4 2933MHz (8Rx4 1.2V) 3DS RDIMM | 9159
7D2WCTOLWW | B4YB | ThinkSystem NVIDIA T4 16GB PCIe Passive GPU | 6279
7D2WCTOLWW | B58F | ThinkSystem U.2 Intel P4510 1.0TB Entry NVMe PCIe3.0 x4 Hot Swap SSD | 539
7D2WCTOLWW | B58G | ThinkSystem U.2 Intel P4510 2.0TB Entry NVMe PCIe3.0 x4 Hot Swap SSD | 1459
7D2WCTOLWW | B5SS | ThinkSystem Broadcom 57416 10GBASE-T 2-port + 5720 1GbE 2-port OCP Ethernet Adapter | 509
7D2WCTOLWW | B5ST | ThinkSystem Broadcom 57416 10GBASE-T 2-port OCP Ethernet Adapter | 449
7D2WCTOLWW | B5SU | ThinkSystem Broadcom 57454 10GBASE-T 4-port PCIe Ethernet Adapter | 719
7D2WCTOLWW | B5SV | ThinkSystem Broadcom 57454 10/25GbE SFP28 4-port OCP Ethernet Adapter | 539
7D2WCTOLWW | B5SW | ThinkSystem Marvell QL41232 10/25GbE SFP28 2-Port OCP Ethernet Adapter | 369
7D2WCTOLWW | B5SX | ThinkSystem Emulex LPe35000 32Gb 1-port PCIe Fibre Channel Adapter | 1739
7D2WCTOLWW | B5SY | ThinkSystem Emulex LPe35002 32Gb 2-port PCIe Fibre Channel Adapter | 2599
7D2WCTOLWW | B5SZ | ThinkSystem Broadcom 57414 10/25GbE SFP28 2-port OCP Ethernet Adapter | 389
7D2WCTOLWW | B5T0 | ThinkSystem Broadcom 57414 10/25GbE SFP28 2-port PCIe Ethernet Adapter | 389
7D2WCTOLWW | B5T1 | ThinkSystem Broadcom 5719 1GbE RJ45 4-port OCP Ethernet Adapter | 159
7D2WCTOLWW | B5T2 | ThinkSystem Mellanox ConnectX-4 Lx 10/25GbE SFP28 2-port OCP Ethernet Adapter | 329
7D2WCTOLWW | B5T3 | ThinkSystem Broadcom 57454 10/25GbE SFP28 4-port PCIe Ethernet Adapter | 559
7D2WCTOLWW | B5T4 | ThinkSystem Broadcom 57454 10GBASE-T 4-port OCP Ethernet Adapter | 739
7D2WCTOLWW | B5WJ | ThinkSystem OCP3 Filler | 19
7D2WCTOLWW | B5XC | ThinkSystem 64GB TruDDR4 3200MHz (2Rx4 1.2V) RDIMM-A | 1089
7D2WCTOLWW | B5XD | ThinkSystem 16GB TruDDR4 3200MHz (2Rx8 1.2V) RDIMM-A | 299
7D2WCTOLWW | B5XE | ThinkSystem 32GB TruDDR4 3200MHz (2Rx4 1.2V) RDIMM-A | 539
7D2WCTOLWW | B5XF | ThinkSystem AMD EPYC 7742 64C 225W 2.25 GHz Processor | 12289
7D2WCTOLWW | B5XG | ThinkSystem AMD EPYC 7502 32C 180W 2.5GHz Processor | 4599
7D2WCTOLWW | B5XH | ThinkSystem M.2 SATA 2-Bay RAID Enablement Kit | 119
7D2WCTOLWW | B5XJ | ThinkSystem M.2 SATA/NVMe 2-Bay Enablement Kit | 79
7D2WCTOLWW | B652 | ThinkSystem Marvell QL41232 10/25GbE SFP28 2-Port PCIe Ethernet Adapter | 339
7D2WCTOLWW | B653 | ThinkSystem Mellanox ConnectX-4 Lx 10/25GbE SFP28 2-port PCIe Ethernet Adapter | 379
7D2WCTOLWW | B68K | 30m Mellanox HDR IB to 2x HDR100 Splitter Optical QSFP56 Cable | 3499
7D2WCTOLWW | B68L | 2m Mellanox HDR IB to 2x HDR100 Splitter Passive Copper QSFP56 Cable | 499
7D2WCTOLWW | B68M | 100m Mellanox HDR IB Optical QSFP56 Cable | 5099
7D2WCTOLWW | B68N | 50m Mellanox HDR IB Optical QSFP56 Cable | 3699
7D2WCTOLWW | B68P | 30m Mellanox HDR IB Optical QSFP56 Cable | 2399
7D2WCTOLWW | B6TR | ThinkSystem AMD EPYC 7702 64C 200W 2.0GHz Processor | 11399
7D2WCTOLWW | B6TS | ThinkSystem AMD EPYC 7262 8C 155W 3.2GHz Processor | 1059
7D2WCTOLWW | B6TT | ThinkSystem AMD EPYC 7402P 24C 180W 2.8GHz Processor | 2209
7D2WCTOLWW | B6TU | ThinkSystem AMD EPYC 7452 32C 155W 2.35 GHz Processor | 3579
7D2WCTOLWW | B6TV | ThinkSystem AMD EPYC 7302 16C 155W 3.0GHz Processor | 1729
7D2WCTOLWW | B6VU | ThinkSystem AMD EPYC 7252 8C 120W 3.1GHz Processor | 1129
7D2WCTOLWW | B6VV | ThinkSystem AMD EPYC 7302P 16C 155W 3.0GHz Processor | 1519
7D2WCTOLWW | B6VW | ThinkSystem AMD EPYC 7402 24C 180W 2.8GHz Processor | 3149
7D2WCTOLWW | B6VX | ThinkSystem AMD EPYC 7502P 32C 180W 2.5GHz Processor | 4069
7D2WCTOLWW | B6VY | ThinkSystem AMD EPYC 7702P 64C 200W 2.0GHz Processor | 7819
7D2WCTOLWW | B6VZ | ThinkSystem AMD EPYC 7282 16C 120W 2.8GHz Processor | 1539
7D2WCTOLWW | B6W0 | ThinkSystem AMD EPYC 7352 24C 155W 2.3GHz Processor | 3069
7D2WCTOLWW | B6W1 | ThinkSystem AMD EPYC 7552 48C 200W 2.2GHz Processor | 9159
7D2WCTOLWW | B6W2 | ThinkSystem AMD EPYC 7542 32C 225W 2.9GHz Processor | 7739
7D2WCTOLWW | B6W3 | ThinkSystem AMD EPYC 7642 48C 225W 2.3GHz Processor | 10869
7D2WCTOLWW | B766 | ThinkSystem AMD EPYC 7232P 8C 120W 3.1GHz Processor | 1069
7D2WCTOLWW | B767 | ThinkSystem AMD EPYC 7272 12C 120W 2.9GHz Processor | 1479
7D2WCTOLWW | B7EW | ThinkSystem 2.5" 5210 1.92TB Entry SATA 6Gb Hot Swap QLC SSD | 759
7D2WCTOLWW | B7EX | ThinkSystem 2.5" 5210 3.84TB Entry SATA 6Gb Hot Swap QLC SSD | 1489
7D2WCTOLWW | B7EY | ThinkSystem 2.5" 5210 7.68TB Entry SATA 6Gb Hot Swap QLC SSD | 2779
7D2WCTOLWW | B7EZ | ThinkSystem 3.5" 16TB 7.2K SAS 12Gb Hot Swap 512e HDD | 1309
7D2WCTOLWW | B7F0 | ThinkSystem 3.5" 16TB 7.2K SATA 6Gb Hot Swap 512e HDD | 1289
7D2WCTOLWW | B87R | Mellanox CX6 Socket-Direct Adapter Cable Assemble Way | 0
7D2WCTOLWW | B88T | VMware ESXi 6.7 U3 (factory installed) | 0
7D2WCTOLWW | B8HP | ThinkSystem 2.5" 5300 960GB Entry SATA 6Gb Hot Swap SSD | 489
7D2WCTOLWW | B8HQ | ThinkSystem 3.5" 5300 3.84TB Entry SATA 6Gb Hot Swap SSD | 2179
7D2WCTOLWW | B8HR | ThinkSystem 3.5" 5300 1.92TB Mainstream SATA 6Gb Hot Swap SSD | 1829
7D2WCTOLWW | B8HS | ThinkSystem M.2 5300 240GB SATA 6Gbps Non-Hot Swap SSD | 359
7D2WCTOLWW | B8HT | ThinkSystem 3.5" PM1645a 800GB Mainstream SAS 12Gb Hot Swap SSD | 829
7D2WCTOLWW | B8HU | ThinkSystem 2.5" PM1645a 800GB Mainstream SAS 12Gb Hot Swap SSD | 819
7D2WCTOLWW | B8HV | ThinkSystem 2.5" 5300 240GB Entry SATA 6Gb Hot Swap SSD | 359
7D2WCTOLWW | B8HW | ThinkSystem HHHL PM1735 3.2TB Mainstream NVMe PCIe4.0 x8 Flash Adapter | 3179
7D2WCTOLWW | B8HX | ThinkSystem 3.5" 5300 3.84TB Mainstream SATA 6Gb Hot Swap SSD | 3119
7D2WCTOLWW | B8HY | ThinkSystem 2.5" 5300 480GB Mainstream SATA 6Gb Hot Swap SSD | 429
7D2WCTOLWW | B8HZ | ThinkSystem 3.5" 5300 1.92TB Entry SATA 6Gb Hot Swap SSD | 1139
7D2WCTOLWW | B8J0 | ThinkSystem 3.5" 5300 960GB Mainstream SATA 6Gb Hot Swap SSD | 929
7D2WCTOLWW | B8J1 | ThinkSystem 2.5" 5300 240GB Mainstream SATA 6Gb Hot Swap SSD | 409
7D2WCTOLWW | B8J2 | ThinkSystem 2.5" 5300 7.68TB Entry SATA 6Gb Hot Swap SSD | 3649
7D2WCTOLWW | B8J3 | ThinkSystem 3.5" 5300 7.68TB Entry SATA 6Gb Hot Swap SSD | 4119
7D2WCTOLWW | B8J4 | ThinkSystem 2.5" PM1645a 1.6TB Mainstream SAS 12Gb Hot Swap SSD | 1379
7D2WCTOLWW | B8J5 | ThinkSystem 2.5" 5300 1.92TB Entry SATA 6Gb Hot Swap SSD | 939
7D2WCTOLWW | B8J6 | ThinkSystem 2.5" 5300 960GB Mainstream SATA 6Gb Hot Swap SSD | 729
7D2WCTOLWW | B8J7 | ThinkSystem 2.5" 5300 3.84TB Mainstream SATA 6Gb Hot Swap SSD | 2179
7D2WCTOLWW | B8J9 | ThinkSystem 3.5" 5300 480GB Entry SATA 6Gb Hot Swap SSD | 379
7D2WCTOLWW | B8JA | ThinkSystem 2.5" PM1645a 6.4TB Mainstream SAS 12Gb Hot Swap SSD | 6049
7D2WCTOLWW | B8JB | ThinkSystem 3.5" 5300 240GB Entry SATA 6Gb Hot Swap SSD | 369
7D2WCTOLWW | B8JC | ThinkSystem 3.5" 5300 960GB Entry SATA 6Gb Hot Swap SSD | 629
7D2WCTOLWW | B8JD | ThinkSystem 2.5" PM1645a 3.2TB Mainstream SAS 12Gb Hot Swap SSD | 2579
7D2WCTOLWW | B8JE | ThinkSystem 2.5" 5300 1.92TB Mainstream SATA 6Gb Hot Swap SSD | 1279
7D2WCTOLWW | B8JF | ThinkSystem 3.5" 5300 480GB Mainstream SATA 6Gb Hot Swap SSD | 529
7D2WCTOLWW | B8JG | ThinkSystem 3.5" PM1645a 6.4TB Mainstream SAS 12Gb Hot Swap SSD | 6059
7D2WCTOLWW | B8JH | ThinkSystem HHHL PM1735 1.6TB Mainstream NVMe PCIe4.0 x8 Flash Adapter | 1799
7D2WCTOLWW | B8JJ | ThinkSystem M.2 5300 960GB SATA 6Gbps Non-Hot Swap SSD | 539
7D2WCTOLWW | B8JK | ThinkSystem 3.5" PM1645a 3.2TB Mainstream SAS 12Gb Hot Swap SSD | 2589
7D2WCTOLWW | B8JL | ThinkSystem 3.5" 5300 240GB Mainstream SATA 6Gb Hot Swap SSD | 419
7D2WCTOLWW | B8JM | ThinkSystem 2.5" 5300 480GB Entry SATA 6Gb Hot Swap SSD | 309
7D2WCTOLWW | B8JN | ThinkSystem 3.5" PM1645a 1.6TB Mainstream SAS 12Gb Hot Swap SSD | 1389
7D2WCTOLWW | B8JP | ThinkSystem 2.5" 5300 3.84TB Entry SATA 6Gb Hot Swap SSD | 1789
7D2WCTOLWW | B8JQ | ThinkSystem 7mm 5300 240GB Entry SATA 6Gb SSD | 359
7D2WCTOLWW | B8JR | ThinkSystem M.2 PM983 960GB NVMe PCIe 3.0 x4 Non-Hot Swap SSD | 589
7D2WCTOLWW | B8JS | ThinkSystem 7mm 5300 960GB Entry SATA 6Gb SSD | 629
7D2WCTOLWW | B8JT | ThinkSystem 7mm 5300 480GB Entry SATA 6Gb SSD | 359
7D2WCTOLWW | B8L1 | ThinkSystem SR665 MB | 2339
7D2WCTOLWW | B8L3 | ThinkSystem 1U/2U 4x3.5" SAS/SATA Backplane | 139
7D2WCTOLWW | B8L4 | ThinkSystem 7mm Tray Filler | 9
7D2WCTOLWW | B8L5 | ThinkSystem 1U MS Height CPU dummy | 9
7D2WCTOLWW | B8L7 | ThinkSystem 2U EIA Latch Standard (Left) | 39
7D2WCTOLWW | B8LA | ThinkSystem Toolless Slide Rail Kit v2 | 109
7D2WCTOLWW | B8LB | ThinkSystem Toolless Slide Rail Kit v2 Enhanced | 129
7D2WCTOLWW | B8LJ | ThinkSystem 2U PCIe Gen4 x16/x8/x8 Riser 1 or 2 | 149
7D2WCTOLWW | B8LK | ThinkSystem 2U 12x3.5" AnyBay Backplane | 609
7D2WCTOLWW | B8LL | ThinkSystem 2U PCIe Gen3 x16/x8/x8 Riser 1 or 2 | 79
7D2WCTOLWW | B8LM | ThinkSystem 2U/4U 8x2.5" AnyBay Backplane | 309
7D2WCTOLWW | B8LP | ThinkSystem 2U 8x3.5" SAS/SATA Backplane | 209
7D2WCTOLWW | B8LQ | ThinkSystem 2U PCIe Gen4 x16/x16 Slot 1&2 Riser 1 or 2 | 139
7D2WCTOLWW | B8LR | ThinkSystem 2U PCIe Gen4 x16/x16 Slot 2&3 Riser 1 or 2 | 129
7D2WCTOLWW | B8LS | ThinkSystem 2U PCIe Gen4 x16 Riser 1 or 2 | 109
7D2WCTOLWW | B8LT | ThinkSystem 2U 12x3.5" SAS/SATA Backplane | 319
7D2WCTOLWW | B8LU | ThinkSystem 2U 8x2.5" SAS/SATA Backplane | 129
7D2WCTOLWW | B8LV | ThinkSystem 2U 4x2.5" SAS/SATA Backplane | 99
7D2WCTOLWW | B8LX | ThinkSystem SR665 Standard Fan Option Kit | 29
7D2WCTOLWW | B8LY | ThinkSystem SR665 Performance Fan Option Kit | 79
7D2WCTOLWW | B8LZ | ThinkSystem 2U 2.5" Chassis with 8, 16 or 24 Bays | 649
7D2WCTOLWW | B8M0 | ThinkSystem 2U 3.5" Chassis with 8 or 12 Bays | 669
7D2WCTOLWW | B8M1 | ThinkSystem 2U MS 1FH Riser Filler | 2
7D2WCTOLWW | B8M2 | ThinkSystem 2U New Security Bezel | 59
7D2WCTOLWW | B8M3 | ThinkSystem 2U MS 1FH Riser2 Cage | 9
7D2WCTOLWW | B8M5 | ThinkSystem 2U MS Rear 8x2.5" HDD Cage | 49
7D2WCTOLWW | B8M6 | ThinkSystem 2U 4x3.5" Fixed Filler | 9
7D2WCTOLWW | B8M7 | ThinkSystem 2U MS 3FH Riser2 Cage | 29
7D2WCTOLWW | B8M8 | Screw for PCIe Card BKT | 0
7D2WCTOLWW | B8M9 | ThinkSystem 2U EIA Latch with FIO (right) | 59
7D2WCTOLWW | B8MB | ThinkSystem 2U MS GPU Air Duct Filler | 2
7D2WCTOLWW | B8MC | ThinkSystem 2U EIA Latch standard (right) | 19
7D2WCTOLWW | B8MD | ThinkSystem 2U MS GPU Airduct | 79
7D2WCTOLWW | B8ME | ThinkSystem 2U EIA Latch w/ VGA and External Diagnostics Port Upgrade Kit | 49
7D2WCTOLWW | B8MG | ThinkSystem 2U MS GPU extend Air Duct | 9
7D2WCTOLWW | B8MJ | ThinkSystem 2U MS 2FH+7mm SSD Riser1 Cage | 99
7D2WCTOLWW | B8MK | ThinkSystem 2U PCIe Gen4 x16/x16 PCIe Riser 3 | 189
7D2WCTOLWW | B8ML | ThinkSystem 2U MS 1FH Riser1 Cage | 9
7D2WCTOLWW | B8MM | ThinkSystem 2U MS 3FH Riser Filler | 2
7D2WCTOLWW | B8MN | ThinkSystem 2U MS 3FH Riser1 Cage | 29
7D2WCTOLWW | B8MP | ThinkSystem 2U MS Air Duct Filler(For 2U Gap) | 2
7D2WCTOLWW | B8MQ | L1 BThinkSystem 2U MS Super Cap Holder | 2
7D2WCTOLWW | B8MS | ThinkSystem 2U 16x2.5" Front Operator Panel | 119
7D2WCTOLWW | B8MT | ThinkSystem 2U MS Fan Dummy | 2
7D2WCTOLWW | B8NT | ThinkSystem 128GB TruDDR4 3200MHz (4Rx4, 1.2V) 3DS RDIMM-A | 3549
7D2WCTOLWW | B8NU | ThinkSystem 32GB TruDDR4 3200 MHz (2Rx8 1.2V) RDIMM-A | 589
7D2WCTOLWW | B8NV | ThinkSystem 32GB USB Flash Drive | 39
7D2WCTOLWW | B8NW | ThinkSystem RAID 940-8i 8GB Flash PCIe Gen4 12Gb Adapter | 1759
7D2WCTOLWW | B8NY | ThinkSystem Raid 940-8i 4GB Flash PCIe Gen4 12Gb Adapter | 1179
7D2WCTOLWW | B8NZ | ThinkSystem RAID 940-16i 8GB Flash PCIe Gen4 12Gb Adapter | 2049
7D2WCTOLWW | B8P0 | ThinkSystem Raid 940-16i 8GB Flash PCIe Gen4 12Gb Internal Adapter | 2069
7D2WCTOLWW | B8P1 | ThinkSystem 440-16i SAS/SATA PCIe Gen4 12Gb Internal HBA | 699
7D2WCTOLWW | B8P2 | ThinkSystem 2U 7mm Drive Kit w/ SATA RAID | 249
7D2WCTOLWW | B8P3 | ThinkSystem 2U 7mm Drive Kit w/ NVMe RAID | 639
7D2WCTOLWW | B8P6 | ThinkSystem 48 port 12Gb Internal Expander | 979
7D2WCTOLWW | B8P7 | ThinkSystem 440-16e SAS/SATA PCIe Gen4 12Gb HBA | 679
7D2WCTOLWW | B8P8 | ThinkSystem RAID 940-32i 8GB Flash PCIe Gen4 12Gb Adapter | 2359
7D2WCTOLWW | B8P9 | ThinkSystem M.2 NVMe 2-Bay RAID Enablement Kit | 219
7D2WCTOLWW | B8PP | ThinkSystem Mellanox ConnectX-6 Dx 100GbE QSFP56 2-port PCIe Ethernet Adapter | 1019
7D2WCTOLWW | B8Q9 | ThinkSystem 500W(230V/115V) V2 Platinum Hot-Swap Power Supply | 229
7D2WCTOLWW | B8QA | ThinkSystem 750W (230/115V) V2 Platinum Hot-Swap Power Supply | 259
7D2WCTOLWW | B8QB | ThinkSystem V2 1800W (230V) Platinum Hot-Swap Power Supply | 519
7D2WCTOLWW | B8QC | ThinkSystem 1100W (230V/115V) V2 Platinum Hot-Swap Power Supply | 369
7D2WCTOLWW | B8QD | ThinkSystem 750W (230V) V2 Titanium Hot-Swap Power Supply | 389
7D2WCTOLWW | B8QE | ThinkSystem 1100W -48V DC v2 Power Supply | 789
7D2WCTOLWW | B919 | ThinkSystem M.2 5300 480GB SATA 6Gbps Non-Hot Swap SSD | 369
7D2WCTOLWW | B91A | ThinkSystem 2.5" PM1643a 960GB Entry SAS 12Gb Hot Swap SSD | 819
7D2WCTOLWW | B91B | ThinkSystem 2.5" PM1643a 1.92TB Entry SAS 12Gb Hot Swap SSD | 1379
7D2WCTOLWW | B91C | ThinkSystem 2.5" PM1643a 3.84TB Entry SAS 12Gb Hot Swap SSD | 2579
7D2WCTOLWW | B91D | ThinkSystem 2.5" PM1643a 7.68TB Entry SAS 12Gb Hot Swap SSD | 5019
7D2WCTOLWW | B91E | ThinkSystem 3.5" PM1643a 3.84TB Entry SAS 12Gb Hot Swap SSD | 1729
7D2WCTOLWW | B91M | ThinkSystem 2U Steel cable wall BKT for 32NVME | 9
7D2WCTOLWW | B91Y | ThinkSystem Toolless Slide Rail Kit v2 with 2U CMA | 169
7D2WCTOLWW | B93E | ThinkSystem Intel I350 1GbE RJ45 4-port OCP Ethernet Adapter | 179
7D2WCTOLWW | B96F | ThinkSystem Broadcom 57508 100GbE QSFP56 2-port PCIe 4 Ethernet Adapter | 1059
7D2WCTOLWW | B96K | ThinkSystem 3.5" Kioxia CM6-V 3.2TB Mainstream NVMe PCIe4.0 x4 Hot Swap SSD | 3469
7D2WCTOLWW | B96M | ThinkSystem HHHL PM1735 6.4TB Mainstream NVMe PCIe4.0 x4 Flash Adapter | 5579
7D2WCTOLWW | B96P | ThinkSystem U.3 Kioxia CM6-V 6.4TB Mainstream NVMe PCIe4.0 x4 Hot Swap SSD | 6789
7D2WCTOLWW | B96T | ThinkSystem U.3 Kioxia CM6-V 3.2TB Mainstream NVMe PCIe4.0 x4 Hot Swap SSD | 3459
7D2WCTOLWW | B96V | ThinkSystem 3.5" Kioxia CM6-V 1.6TB Mainstream NVMe PCIe4.0 x4 Hot Swap SSD | 1919
7D2WCTOLWW | B96W | ThinkSystem 3.5" Kioxia CM6-V 6.4TB Mainstream NVMe PCIe4.0 x4 Hot Swap SSD | 6799
7D2WCTOLWW | B96Z | ThinkSystem U.3 Kioxia CM6-V 1.6TB Mainstream NVMe PCIe4.0 x4 Hot Swap SSD | 1919
7D2WCTOLWW | B97N | ThinkSystem Toolless Slide Rail Kit v2 Enhanced with 2U CMA | 179
7D2WCTOLWW | B97P | ThinkSystem 2U MidBay 8 2.5" SATA/SAS HDD Cage | 169
7D2WCTOLWW | B97R | ThinkSystem 2U MS 2FH+7mm SSD Riser2 Cage | 99
7D2WCTOLWW | B97S | ThinkSystem 2U Rear 4X3.5" SAS/SATA HDD Cage | 99
7D2WCTOLWW | B97T | ThinkSystem 2U MidBay 4X3.5" HDD Cage | 119
7D2WCTOLWW | B97U | ThinkSystem 2U MS Rear 2 3.5" SATA/SAS HDD Cage | 49
7D2WCTOLWW | B97V | ThinkSystem 2U MS Rear 4 2.5" HDD Cage | 69
7D2WCTOLWW | B97W | ThinkSystem 2U MidBay 8 2.5" NVMe HDD Cage | 169
7D2WCTOLWW | B97X | ThinkSystem 2U 8x2.5" SAS/SATA Rear Backplane | 129
7D2WCTOLWW | B97Z | ThinkSystem 2U PCIe Gen4 x8/x8 PCIe Riser 3 | 169
7D2WCTOLWW | B98C | ThinkSystem 4-Port PCIe Gen4 NVMe Retimer Adapter | 369
7D2WCTOLWW | B9AC | ThinkSystem 2.5" 5210 960GB Entry SATA 6Gb Hot Swap QLC SSD | 419
7D2WCTOLWW | B9V7 | Controller 5 HW RAID Array 1 HDDs | 0
7D2WCTOLWW | B9XB | Controller 1 No RAID Array | 0
7D2WCTOLWW | B9XC | Controller 1 HW RAID Array 1 RAID 0 | 0
7D2WCTOLWW | B9XD | Controller 1 HW RAID Array 1 RAID 1 | 0
7D2WCTOLWW | B9XE | Controller 1 HW RAID Array 1 RAID 5 | 0
7D2WCTOLWW | B9XF | Controller 1 HW RAID Array 1 RAID 6 | 0
7D2WCTOLWW | B9XG | Controller 1 HW RAID Array 1 RAID 10 | 0
7D2WCTOLWW | B9XH | Controller 1 HW RAID Array 2 RAID 0 | 0
7D2WCTOLWW | B9XJ | Controller 1 HW RAID Array 2 RAID 1 | 0
7D2WCTOLWW | B9XK | Controller 1 HW RAID Array 2 RAID 5 | 0
7D2WCTOLWW | B9XL | Controller 1 HW RAID Array 2 RAID 6 | 0
7D2WCTOLWW | B9XM | Controller 1 HW RAID Array 2 RAID 10 | 0
7D2WCTOLWW | B9XN | Controller 1 HW RAID Array 3 RAID 0 | 0
7D2WCTOLWW | B9XP | Controller 1 HW RAID Array 3 RAID 1 | 0
7D2WCTOLWW | B9XQ | Controller 1 HW RAID Array 3 RAID 5 | 0
7D2WCTOLWW | B9XR | Controller 1 HW RAID Array 3 RAID 6 | 0
7D2WCTOLWW | B9XS | Controller 1 HW RAID Array 3 RAID 10 | 0
7D2WCTOLWW | B9XT | Controller 2 No RAID Array | 0
7D2WCTOLWW | B9XU | Controller 2 HW RAID Array 1 RAID 0 | 0
7D2WCTOLWW | B9XV | Controller 2 HW RAID Array 1 RAID 1 | 0
7D2WCTOLWW | B9XW | Controller 2 HW RAID Array 1 RAID 5 | 0
7D2WCTOLWW | B9XX | Controller 2 HW RAID Array 1 RAID 6 | 0
7D2WCTOLWW | B9XY | Controller 2 HW RAID Array 1 RAID 10 | 0
7D2WCTOLWW | B9XZ | Controller 2 HW RAID Array 2 RAID 0 | 0
7D2WCTOLWW | B9Y0 | Controller 2 HW RAID Array 2 RAID 1 | 0
7D2WCTOLWW | B9Y1 | Controller 2 HW RAID Array 2 RAID 5 | 0
7D2WCTOLWW | B9Y2 | Controller 2 HW RAID Array 2 RAID 6 | 0
7D2WCTOLWW | B9Y3 | Controller 2 HW RAID Array 2 RAID 10 | 0
7D2WCTOLWW | B9Y4 | Controller 2 HW RAID Array 3 RAID 0 | 0
7D2WCTOLWW | B9Y5 | Controller 2 HW RAID Array 3 RAID 1 | 0
7D2WCTOLWW | B9Y6 | Controller 2 HW RAID Array 3 RAID 5 | 0
7D2WCTOLWW | B9Y7 | Controller 2 HW RAID Array 3 RAID 6 | 0
7D2WCTOLWW | B9Y8 | Controller 2 HW RAID Array 3 RAID 10 | 0
7D2WCTOLWW | B9Y9 | Controller 3 No RAID Array | 0
7D2WCTOLWW | B9YA | Controller 3 HW RAID Array 1 RAID 0 | 0
7D2WCTOLWW | B9YB | Controller 3 HW RAID Array 1 RAID 1 | 0
7D2WCTOLWW | B9YC | Controller 3 HW RAID Array 1 RAID 5 | 0
7D2WCTOLWW | B9YD | Controller 3 HW RAID Array 1 RAID 6 | 0
7D2WCTOLWW | B9YE | Controller 3 HW RAID Array 1 RAID 10 | 0
7D2WCTOLWW | B9YF | Controller 3 HW RAID Array 2 RAID 0 | 0
7D2WCTOLWW | B9YG | Controller 3 HW RAID Array 2 RAID 1 | 0
7D2WCTOLWW | B9YH | Controller 3 HW RAID Array 2 RAID 5 | 0
7D2WCTOLWW | B9YJ | Controller 3 HW RAID Array 2 RAID 6 | 0
7D2WCTOLWW | B9YK | Controller 3 HW RAID Array 2 RAID 10 | 0
7D2WCTOLWW | B9YR | Controller 4 No RAID Array | 0
7D2WCTOLWW | B9YS | Controller 4 HW RAID Array 1 RAID 0 | 0
7D2WCTOLWW | B9YT | Controller 4 HW RAID Array 1 RAID 1 | 0
7D2WCTOLWW | B9YU | Controller 4 HW RAID Array 1 RAID 5 | 0
7D2WCTOLWW | B9YV | Controller 4 HW RAID Array 1 RAID 6 | 0
7D2WCTOLWW | B9YW | Controller 4 HW RAID Array 1 RAID 10 | 0
7D2WCTOLWW | B9YX | Controller 4 HW RAID Array 2 RAID 0 | 0
7D2WCTOLWW | B9YY | Controller 4 HW RAID Array 2 RAID 1 | 0
7D2WCTOLWW | B9YZ | Controller 4 HW RAID Array 2 RAID 5 | 0
7D2WCTOLWW | B9Z0 | Controller 4 HW RAID Array 2 RAID 6 | 0
7D2WCTOLWW | B9Z1 | Controller 4 HW RAID Array 2 RAID 10 | 0
7D2WCTOLWW | B9Z7 | Controller 5 No RAID Array | 0
7D2WCTOLWW | BA12 | Controller 1 HW RAID Array 1 HDDs | 0
7D2WCTOLWW | BA13 | Controller 1 HW RAID Array 2 HDDs | 0
7D2WCTOLWW | BA14 | Controller 1 HW RAID Array 3 HDDs | 0
7D2WCTOLWW | BA15 | Controller 2 HW RAID Array 1 HDDs | 0
7D2WCTOLWW | BA16 | Controller 2 HW RAID Array 2 HDDs | 0
7D2WCTOLWW | BA17 | Controller 2 HW RAID Array 3 HDDs | 0
7D2WCTOLWW | BA18 | Controller 3 HW RAID Array 1 HDDs | 0
7D2WCTOLWW | BA19 | Controller 3 HW RAID Array 2 HDDs | 0
7D2WCTOLWW | BA1A | Controller 3 HW RAID Array 3 HDDs | 0
7D2WCTOLWW | BA1B | Controller 4 HW RAID Array 1 HDDs | 0
7D2WCTOLWW | BA1C | Controller 4 HW RAID Array 2 HDDs | 0
7D2WCTOLWW | BA1D | Controller 4 HW RAID Array 3 HDDs | 0
7D2WCTOLWW | BA1F | ThinkSystem QLogic QLE2772 32Gb 2-Port PCIe Fibre Channel Adapter | 2309
7D2WCTOLWW | BA1G | ThinkSystem QLogic QLE2770 32Gb 1-Port PCIe Fibre Channel Adapter | 1529
7D2WCTOLWW | BA3J | ThinkSystem 2U 2.5" 8 NVMe Backplane | 0
7D2WCTOLWW | BABN | ThinkSystem AMD EPYC 7662 64C 225W 2.0GHz Processor | 11549
7D2WCTOLWW | BABP | ThinkSystem AMD EPYC 7532 32C 200W 2.4GHz Processor | 6289
7D2WCTOLWW | BABW | ThinkSystem 2U MS 7mm SSD Riser2 Cage | 29
7D2WCTOLWW | BAG7 | ThinkSystem 2U 2x3.5" SAS/SATA Rear Backplane | 89
7D2WCTOLWW | BAVP | ThinkSystem AMD EPYC 7H12 64C 280W 2.6GHz Processor | 13619
7D2WCTOLWW | BB2E | ThinkSystem NVIDIA Tesla V100S 32GB PCIe Passive GPU | 26079
7D2WCTOLWW | BB63 | ThinkSystem 7mm PM983 960GB Entry NVMe PCIe 3.0 x4 Hot Swap SSD | 599
7D2WCTOLWW | BB8U | ThinkSystem Marvell QL41132 10GBASE-T 2-port OCP Ethernet Adapter | 509
7D2WCTOLWW | BBAL | G4 x16/x8/x8 PCIe Riser B8LJ for Riser 1 Placement | 0
7D2WCTOLWW | BBAM | G3 x16/x8/x8 PCIe Riser B8LL for Riser 1 Placement | 0
7D2WCTOLWW | BBAN | G4 x16/x16/E PCIe Riser B8LQ for Riser 1 Placement | 0
7D2WCTOLWW | BBAP | G4 E/x16/x16 PCIe Riser B8LR for Riser 1 Placement | 0
7D2WCTOLWW | BBAQ | G4 x16 PCIe Riser B8LS for Riser 1 Placement | 0
7D2WCTOLWW | BBAR | G4 x16/x8/x8 PCIe Riser B8LJ for Riser 2 Placement | 0
7D2WCTOLWW | BBAS | G3 x16/x8/x8 PCIe Riser B8LL for Riser 2 Placement | 0
7D2WCTOLWW | BBAT | G4 x16/x16/E PCIe Riser B8LQ for Riser 2 Placement | 0
7D2WCTOLWW | BBAU | G4 E/x16/x16 PCIe Riser B8LR for Riser 2 Placement | 0
7D2WCTOLWW | BBAV | G4 x16 PCIe Riser B8LS for Riser 2 Placement | 0
7D2WCTOLWW | BBN2 | Controller 1 Array 2 No RAID | 0
7D2WCTOLWW | BBN3 | Controller 1 Array 3 No RAID | 0
7D2WCTOLWW | BBN4 | Controller 2 Array 2 No RAID | 0
7D2WCTOLWW | BBN5 | Controller 2 Array 3 No RAID | 0
7D2WCTOLWW | BBN6 | Controller 3 Array 2 No RAID | 0
7D2WCTOLWW | BBN8 | Controller 4 Array 2 No RAID | 0
7D2WCTOLWW | BBNW | Controller 1 SAS HDD Hot Spare | 0
7D2WCTOLWW | BBNX | Controller 2 SAS HDD Hot Spare | 0
7D2WCTOLWW | BBNY | Controller 3 SAS HDD Hot Spare | 0
7D2WCTOLWW | BBNZ | Controller 4 SAS HDD Hot Spare | 0
7D2WCTOLWW | BBPG | Controller 1 NVMe SSD Hot Spare | 0
7D2WCTOLWW | BBPH | Controller 2 NVMe SSD Hot Spare | 0
7D2WCTOLWW | BBQ8 | Controller 1 SATA SSD Hot Spare | 0
7D2WCTOLWW | BBQ9 | Controller 1 SAS SSD Hot Spare | 0
7D2WCTOLWW | BBQA | Controller 1 SATA HDD Hot Spare | 0
7D2WCTOLWW | BBQB | Controller 2 SATA SSD Hot Spare | 0
7D2WCTOLWW | BBQC | Controller 2 SAS SSD Hot Spare | 0
7D2WCTOLWW | BBQD | Controller 2 SATA HDD Hot Spare | 0
7D2WCTOLWW | BBQE | Controller 3 SATA SSD Hot Spare | 0
7D2WCTOLWW | BBQF | Controller 3 SAS SSD Hot Spare | 0
7D2WCTOLWW | BBQG | Controller 3 SATA HDD Hot Spare | 0
7D2WCTOLWW | BBQH | Controller 4 SATA SSD Hot Spare | 0
7D2WCTOLWW | BBQJ | Controller 4 SAS SSD Hot Spare | 0
7D2WCTOLWW | BBQK | Controller 4 SATA HDD Hot Spare | 0
7D2WCTOLWW | BBZG | VMware ESXi 7.0 (Factory Installed) | 2
7D2WCTOLWW | BC4R | ThinkSystem 2.5" PM1643a 15.36TB Entry SAS 12Gb Hot Swap SSD | 10029
7D2WCTOLWW | BC4V | Non RAID NVMe | 0
7D2WCTOLWW | BC4X | MS 2FH Riser Filler | 19
7D2WCTOLWW | BC4Y | ThinkSystem U.2 PM1733 1.92TB Entry NVMe PCIe 4.0 x4 Hot Swap SSD | 1909
7D2WCTOLWW | BC4Z | ThinkSystem U.2 PM1733 3.84TB Entry NVMe PCIe 4.0 x4 Hot Swap SSD | 3369
7D2WCTOLWW | BC72 | ThinkSystem 2U Rack Shipping BKT and Screw | 2
7D2WCTOLWW | BCD5 | ThinkSystem Intel X710-T2L 10GBASE-T 2-port OCP Ethernet Adapter | 369
7D2WCTOLWW | BCD6 | ThinkSystem Intel E810-DA2 10/25GbE SFP28 2-Port PCIe Ethernet Adapter | 519
7D2WCTOLWW | BCE8 | ThinkSystem AMD EPYC 7F52 16C 240W 3.5GHz Processor | 5819
7D2WCTOLWW | BCE9 | ThinkSystem AMD EPYC 7F32 8C 180W 3.7GHz Processor | 3939
7D2WCTOLWW | BCEA | ThinkSystem AMD EPYC 7F72 24C 240W 3.2GHz Processor | 6759
7D2WCTOLWW | BCEC | ThinkSystem 2U 8x3.5" SAS/SATA Backplane | 0
7D2WCTOLWW | BCED | ThinkSystem 2U 8x2.5" SAS/SATA Backplane | 0
7D2WCTOLWW | BCEE | ThinkSystem 2U 8x2.5" AnyBay Backplane | 0
7D2WCTOLWW | BCEF | ThinkSystem 2U 12x3.5" SAS/SATA Backplane | 0
7D2WCTOLWW | BCEG | ThinkSystem 2U 12x3.5" AnyBay Backplane | 0
7D2WCTOLWW | BCFH | ThinkSystem 3.5" 18TB 7.2K SATA 6Gb Hot Swap 512e HDD | 1589
7D2WCTOLWW | BCFJ | ThinkSystem 3.5" Intel P5600 3.2TB Mainstream NVMe PCIe 4.0 x4 Hot Swap SSD | 3829
7D2WCTOLWW | BCFM | ThinkSystem 3.5" Intel P5600 1.6TB Mainstream NVMe PCIe 4.0 x4 Hot Swap SSD | 1929
7D2WCTOLWW | BCFP | ThinkSystem 3.5" 18TB 7.2K SAS 12Gb Hot Swap 512e HDD | 1609
7D2WCTOLWW | BCFQ | ThinkSystem 3.5" Intel P5600 6.4TB Mainstream NVMe PCIe 4.0 x4 Hot Swap SSD | 7649
7D2WCTOLWW | BCFR | ThinkSystem U.2 Intel P5600 3.2TB Mainstream NVMe PCIe 4.0 x4 Hot Swap SSD | 3829
7D2WCTOLWW | BCFS | ThinkSystem U.2 Intel P5600 6.4TB Mainstream NVMe PCIe 4.0 x4 Hot Swap SSD | 7639
7D2WCTOLWW | BCFT | ThinkSystem U.2 Intel P5500 1.92TB Entry NVMe PCIe 4.0 x4 Hot Swap SSD | 1479
7D2WCTOLWW | BCFU | ThinkSystem U.2 Intel P5500 7.68TB Entry NVMe PCIe 4.0 x4 Hot Swap SSD | 5359
7D2WCTOLWW | BCFV | ThinkSystem U.2 Intel P5600 1.6TB Mainstream NVMe PCIe 4.0 x4 Hot Swap SSD | 1919
7D2WCTOLWW | BCFW | ThinkSystem U.2 Intel P5500 3.84TB Entry NVMe PCIe 4.0 x4 Hot Swap SSD | 2689
7D2WCTOLWW | BCKH | ThinkSystem SR665 3.5" Chassis Front Backplane SAS/SATA Cable Kit | 409
7D2WCTOLWW | BCKJ | ThinkSystem SR665 3.5" Chassis Front Backplane Anybay Cable Kit | 619
7D2WCTOLWW | BCKK | ThinkSystem SR665 3.5" Chassis Rear Backplane SAS/SATA Cable Kit | 299
7D2WCTOLWW | BCKL | ThinkSystem SR665 3.5" Chassis Middle Backplane SAS/SATA Cable Kit | 249
7D2WCTOLWW | BCKM | ThinkSystem SR665 3.5" Chassis Middle Backplane NVMe Cable Kit | 239
7D2WCTOLWW | BCKN | ThinkSystem SR665 Internal RAID Adapter Input Cable Kit | 259
7D2WCTOLWW | BCKP | ThinkSystem SR665 2.5" Chassis Front BP1 SAS/SATA Cable Kit | 349
7D2WCTOLWW | BCKQ | ThinkSystem SR665 2.5" Chassis Front BP1 NVMe Cable Kit | 249
7D2WCTOLWW | BCKR | ThinkSystem SR665 2.5" Chassis Front BP2 SAS/SATA Cable Kit | 289
7D2WCTOLWW | BCKS | ThinkSystem SR665 2.5" Chassis Front BP2 NVMe Cable Kit | 289
7D2WCTOLWW | BCKT | ThinkSystem SR665 2.5" Chassis Front BP3 SAS/SATA Cable Kit | 279
7D2WCTOLWW | BCKU | ThinkSystem SR665 2.5" Chassis Front BP3 NVMe Cable Kit | 249
7D2WCTOLWW | BCKV | ThinkSystem SR665 2.5" Chassis Rear Backplane SAS/SATA Cable Kit | 299
7D2WCTOLWW | BCKW | ThinkSystem SR665 2.5" Chassis Middle Backplane SAS/SATA Cable Kit | 99
7D2WCTOLWW | BCKX | ThinkSystem SR665 2.5" Chassis Front BP1+2 16x NVMe System+Adapter Cable Kit | 579
7D2WCTOLWW | BCKY | ThinkSystem SR665 2.5" Chassis Front BP2+3 16x NVMe System+Adapter Cable Kit | 549
7D2WCTOLWW | BCKZ | ThinkSystem SR665 2.5" Chassis 24x and 32x NVMe Cable Kit | 989
7D2WCTOLWW | BCQK | ThinkSystem 2U 4x3.5" SAS/SATA Middle Backplane | 139
7D2WCTOLWW | BCQL | ThinkSystem 2U 4x2.5" SAS/SATA Middle Backplane | 99
7D2WCTOLWW | BCQM | ThinkSystem 2U/4U 8x2.5" NVMe Backplane | 309
7D2WCTOLWW | BCTC | ThinkSystem 2.5" Multi Vendor 240GB Entry SATA 6Gb Hot Swap SSD | 219
7D2WCTOLWW | BCTD | ThinkSystem 2.5" Multi Vendor 480GB Entry SATA 6Gb Hot Swap SSD | 219
7D2WCTOLWW | BCTE | ThinkSystem 2.5" Multi Vendor 960GB Entry SATA 6Gb Hot Swap SSD | 659
7D2WCTOLWW | BCTF | ThinkSystem 2.5" Multi Vendor 1.92TB Entry SATA 6Gb Hot Swap SSD | 1289
7D2WCTOLWW | BCTG | ThinkSystem 2.5" Multi Vendor 3.84TB Entry SATA 6Gb Hot Swap SSD | 1259
7D2WCTOLWW | BCTH | ThinkSystem 3.5" Multi Vendor 240GB Entry SATA 6Gb Hot Swap SSD | 229
7D2WCTOLWW | BCTJ | ThinkSystem 3.5" Multi Vendor 480GB Entry SATA 6Gb Hot Swap SSD | 219
7D2WCTOLWW | BCTK | ThinkSystem 3.5" Multi Vendor 960GB Entry SATA 6Gb Hot Swap SSD | 669
7D2WCTOLWW | BCTL | ThinkSystem 3.5" Multi Vendor 1.92TB Entry SATA 6Gb Hot Swap SSD | 1289
7D2WCTOLWW | BCTM | ThinkSystem 3.5" Multi Vendor 3.84TB Entry SATA 6Gb Hot Swap SSD | 1269
7D2WCTOLWW | BCZY | ThinkSystem 32GB TruDDR4 Performance+ 3200 MHz (2Rx8 1.2V) RDIMM-A | 449
7D2WCTOLWW | BCZZ | ThinkSystem 64GB TruDDR4 Performance+ 3200 MHz (2Rx4 1.2V) RDIMM-A | 899
7D2WCTOLWW | BD49 | ThinkSystem Broadcom 57454 10/25GbE SFP28 4-port PCIe Ethernet Adapter V2 | 549
7D2WCTOLWW | BDY4 | ThinkSystem Raid 940-16i 8GB Flash PCIe Gen4 12Gb Adapter for U.3 | 2139
7D2WCTOLWW | BDY7 | ThinkSystem 2U 4x2.5" Middle NVMe Backplane | 139
7D2WCTOLWW | BE03 | ThinkSystem U.3 Kioxia CM6-V 800GB Mainstream NVMe PCIe 4.0 x4 Hot Swap SSD | 1439
7D2WCTOLWW | BE04 | ThinkSystem 3.5" Kioxia CM6-V 800GB Mainstream NVMe PCIe 4.0 x4 Hot Swap SSD | 1449
7D2WCTOLWW | BE2A | ThinkSystem U.2 PM1733 3.84TB Entry NVMe PCIe 4.0 x4 Hot Swap SSD SED | 2979
7D2WCTOLWW | BE2B | ThinkSystem U.2 PM1733 7.68TB Entry NVMe PCIe 4.0 x4 Hot Swap SSD SED | 5579
7D2WCTOLWW | BE2C | ThinkSystem U.3 Kioxia CM6-R 3.84TB Entry NVMe PCIe 4.0 x4 Hot Swap SSD SED | 3419
7D2WCTOLWW | BE2D | ThinkSystem U.3 Kioxia CM6-R 7.68TB Entry NVMe PCIe 4.0 x4 Hot Swap SSD SED | 6669
7D2WCTOLWW | BE2E | ThinkSystem U.2 PM1733 7.68TB Entry NVMe PCIe 4.0 x4 Hot Swap SSD | 5579
7D2WCTOLWW | BE2F | ThinkSystem U.2 PM1733 15.36TB Entry NVMe PCIe 4.0 x4 Hot Swap SSD | 10969
7D2WCTOLWW | BE2G | ThinkSystem U.3 Kioxia CM6-R 3.84TB Entry NVMe PCIe 4.0 x4 Hot Swap SSD | 3379
7D2WCTOLWW | BE2H | ThinkSystem U.3 Kioxia CM6-R 7.68TB Entry NVMe PCIe 4.0 x4 Hot Swap SSD | 6639
7D2WCTOLWW | BE38 | 940 Series Flash Adapter for U.3 Trimode Setting | 0
7D2WCTOLWW | BE4T | ThinkSystem Mellanox ConnectX-6 Lx 10/25GbE SFP28 2-Port OCP Ethernet Adapter | 409
7D2WCTOLWW | BE4U | ThinkSystem Mellanox ConnectX-6 Lx 10/25GbE SFP28 2-Port PCIe Ethernet Adapter | 409
7D2WCTOLWW | BE5E | VMware ESXi 7.0 U1 (Factory Installed) | 0
7D2WCTOLWW | BEL4 | ThinkSystem NVIDIA A40 48GB PCIe Gen4 Passive GPU | 14289
7D2WCTOLWW | BEL5 | ThinkSystem NVIDIA A100 40GB PCIe Gen4 Passive GPU | 35939
7D2WCTOLWW | BEUX | ThinkSystem External Diagnostics Handset | 139
7D2WCTOLWW | BEVK | ThinkSystem 3.5" PM1643a 7.68TB Entry SAS 12Gb Hot Swap SSD | 5589
7D2WCTOLWW | BF10 | Lenovo Dual Rate 10G/25G SFP28 85C Transceiver | 399
7D2WCTOLWW | BF6Z | ThinkSystem SR665 MB for 7003, TPM 2.0 | 2319
7D2WCTOLWW | BF70 | ThinkSystem AMD EPYC 7713P 64C 225W 2.0GHz Processor | 10599
7D2WCTOLWW | BF71 | ThinkSystem AMD EPYC 7543P 32C 225W 2.8GHz Processor | 5519
7D2WCTOLWW | BF72 | ThinkSystem AMD EPYC 7443 24C 200W 2.85GHz Processor | 3979
7D2WCTOLWW | BF73 | ThinkSystem AMD EPYC 7763 64C 280W 2.45GHz Processor | 16689
7D2WCTOLWW | BF74 | ThinkSystem AMD EPYC 7453 28C 225W 2.75GHz Processor | 3879
7D2WCTOLWW | BF75 | ThinkSystem AMD EPYC 7663 56C 240W 2.0GHz Processor | 13169
7D2WCTOLWW | BF76 | ThinkSystem AMD EPYC 7313 16C 155W 3.0GHz Processor | 2139
7D2WCTOLWW | BF77 | ThinkSystem AMD EPYC 7543 32C 225W 2.8GHz Processor | 7519
7D2WCTOLWW | BF78 | ThinkSystem AMD EPYC 7413 24C 180W 2.65GHz Processor | 3609
7D2WCTOLWW | BF79 | ThinkSystem AMD EPYC 7443P 24C 200W 2.85GHz Processor | 2639
7D2WCTOLWW | BF7A | ThinkSystem AMD EPYC 7513 32C 200W 2.6GHz Processor | 5749
7D2WCTOLWW | BF7B | ThinkSystem AMD EPYC 7313P 16C 155W 3.0GHz Processor | 1809
7D2WCTOLWW | BF7C | ThinkSystem AMD EPYC 7713 64C 225W 2.0GHz Processor | 14939
7D2WCTOLWW | BF7D | ThinkSystem AMD EPYC 73F3 16C 240W 3.5GHz Processor | 7449
7D2WCTOLWW | BF7E | ThinkSystem AMD EPYC 7343 16C 190W 3.2GHz Processor | 3099
7D2WCTOLWW | BF7F | ThinkSystem AMD EPYC 75F3 32C 280W 2.95GHz Processor | 10279
7D2WCTOLWW | BF7G | ThinkSystem AMD EPYC 74F3 24C 240W 3.2GHz Processor | 6139
7D2WCTOLWW | BF7H | ThinkSystem AMD EPYC 72F3 8C 180W 3.7GHz Processor | 5219
7D2WCTOLWW | BFH1 | Lenovo 100Gb SR4 QSFP28 Ethernet Transceiver | 689
7D2WCTOLWW | BFPU | ThinkSystem Xilinx Alveo U25 25GbE SFP28 2-Port PCIe FPGA Adapter | 6489
7D2WCTOLWW | BFY5 | ThinkSystem RAID 530-16i PCIe 12Gb Adapter | 579
7D2WCTOLWW | BFYA | Operating mode selection for: "Maximum Efficiency Mode" | 0
7D2WCTOLWW | BFYB | Operating mode selection for: "Maximum Performance Mode" | 0
7D2WCTOLWW | BFZZ | ThinkSystem 2.5" Nytro 3732 800GB Performance SAS 12Gb Hot Swap SSD SED | 1669
7D2WCTOLWW | BG00 | ThinkSystem 3.5" Nytro 3732 3.2TB Performance SAS 12Gb Hot Swap SSD | 6219
7D2WCTOLWW | BG01 | ThinkSystem 3.5" Nytro 3732 1.6TB Performance SAS 12Gb Hot Swap SSD | 3239
7D2WCTOLWW | BG02 | ThinkSystem 3.5" Nytro 3732 800GB Performance SAS 12Gb Hot Swap SSD | 1669
7D2WCTOLWW | BG03 | ThinkSystem 3.5" Nytro 3732 400GB Performance SAS 12Gb Hot Swap SSD | 1029
7D2WCTOLWW | BG04 | ThinkSystem 2.5" Nytro 3732 3.2TB Performance SAS 12Gb Hot Swap SSD | 6259
7D2WCTOLWW | BG05 | ThinkSystem 2.5" Nytro 3732 1.6TB Performance SAS 12Gb Hot Swap SSD | 3259
7D2WCTOLWW | BG06 | ThinkSystem 2.5" Nytro 3732 800GB Performance SAS 12Gb Hot Swap SSD | 1669
7D2WCTOLWW | BG07 | ThinkSystem 2.5" Nytro 3732 400GB Performance SAS 12Gb Hot Swap SSD | 1029
7D2WCTOLWW | BGM0 | ThinkSystem RAID 940-8i 8GB Flash PCIe Gen4 12Gb Adapter for U.3 | 1839
7D2WCTOLWW | BGM1 | ThinkSystem RAID 940-8i 4GB Flash PCIe Gen4 12Gb Adapter for U.3 | 1229
7D2WCTOLWW | BGM2 | ThinkSystem RAID 940-16i 8GB Flash PCIe Gen4 12Gb Internal Adapter for U.3 | 2159
7D2WCTOLWW | BGQ5 | ThinkSystem AMD EPYC 7643 48C 225W 2.3GHz Processor | 10109
7D2WCTOLWW | BHE2 | ThinkSystem Solarflare X2522-Plus 10/25GbE SFP28 2-Port PCIe Ethernet Adapter | 3489
7D2WCTOLWW | BHSR | VMware ESXi 7.0 U2 (Factory Installed) | 0
7D2WCTOLWW | BHSS | MI for PXE with RJ45 Network port | 0
7D2WCTOLWW | BHWJ | ThinkSystem 2U MS 3FH Riser1 Cage v2 | 29
7D2WCTOLWW | BHWK | ThinkSystem 2U x16/x16 PCIe Riser3 Kit v2 | 179
7D2WCTOLWW | BHWL | ThinkSystem 2U MS 3FH Riser2 new Cage | 29
7D2WCTOLWW | BJ3G | ThinkSystem Emulex LPe35000 32Gb 1-port PCIe Fibre Channel Adapter v2 | 1729
7D2WCTOLWW | BJ3H | ThinkSystem Emulex LPe35002 32Gb 2-port PCIe Fibre Channel Adapter v2 | 2589
7D2WCTOLWW | BJP4 | ThinkSystem SR665 MB for 7002, TPM 1.2/2.0 | 2459
7D2XCTO1WW | 64 | QLogic 10Gb SFP+ SR Optical Transceiver | 909
7D2XCTO1WW | 69 | Brocade 10Gb SFP+ SR Optical Transceiver | 909
7D2XCTO1WW | 747 | UID Asset Tag Label | 20
7D2XCTO1WW | 2302 | RAID Configuration | 149
7D2XCTO1WW | 2305 | Integration 1U Component | 59
7D2XCTO1WW | 2321 | Custom MFG SVCS Fee - Small Increment | 3
7D2XCTO1WW | 3269 | SFP SX Transceiver | 149
7D2XCTO1WW | 5053 | SFP+ SR Transceiver | 699
7D2XCTO1WW | 5341 | Virtual Media Conversion Option Gen2 (VCO2) | 129
7D2XCTO1WW | 5977 | Select Storage devices - no configured RAID required | 0
7D2XCTO1WW | 5978 | Select Storage devices - configured RAID | 0
7D2XCTO1WW | 6201 | 1.5m, 10A/100-250V, C13 to IEC 320-C14 Rack Power Cable | 19
7D2XCTO1WW | 6204 | 2.8m, 10A/100-250V, C13 to IEC 320-C20 Rack Power Cable | 19
7D2XCTO1WW | 6263 | 4.3m, 10A/100-250V, C13 to IEC 320-C14 Rack Power Cable | 19
7D2XCTO1WW | 6311 | 2.8m, 10A/100-250V, C13 to IEC 320-C14 Rack Power Cable | 9
7D2XCTO1WW | 6313 | 2.8m, 10A/120V, C13 to NEMA 5-15P (US) Line Cord | 19
7D2XCTO1WW | 6370 | 4.3m, 10A/125V, C13 to NEMA 5-15P (US) Line Cord | 10
7D2XCTO1WW | 6373 | 4.3m, 10A/250V, C13 to NEMA 6-15P (US) Line Cord | 15
7D2XCTO1WW | 6400 | 2.8m, 13A/100-250V, C13 to C14 Jumper Cord | 9
7D2XCTO1WW | 6401 | 2.8m, 13A/120V, C13 to NEMA 5-15P (US) Line Cord | 29
7D2XCTO1WW | 6570 | 2.0m, 13A/100-250V, C13 to C14 Jumper Cord | 19
7D2XCTO1WW | 6583 | 4.3m, 13A/100-250V, C13 to C14 Rack Power Cable | 19
7D2XCTO1WW | 7831 | Customer Solution Center Services | 0
7D2XCTO1WW | 8034 | LeSI Solution Component | 0
7D2XCTO1WW | 8067 | TAA Compliant Order | 0
7D2XCTO1WW | 8072 | General Racking Solution | 0
7D2XCTO1WW | 8086 | No Publications Selected | 0
7D2XCTO1WW | 8971 | Integrate in manufacturing | 0
7D2XCTO1WW | 8972 | Ship Uninstalled (Safety) | 0
7D2XCTO1WW | 9013 | Hot Spare | 0
7D2XCTO1WW | A102 | Advanced Grouping | 0
7D2XCTO1WW | A103 | System x Cluster Upgrade | 0
7D2XCTO1WW | A1DP | 1m QSFP to QSFP+ Cable | 269
7D2XCTO1WW | A1DQ | 3m QSFP+ to QSFP+ Cable | 329
7D2XCTO1WW | A1PH | 1m Passive DAC SFP+ Cable | 69
7D2XCTO1WW | A1PJ | 3m Passive DAC SFP+ Cable | 89
7D2XCTO1WW | A1PK | 5m Passive DAC SFP+ Cable | 159
7D2XCTO1WW | A1PL | 8.5m Passive DAC SFP+ Cable | 329
7D2XCTO1WW | A1RF | 2.8m, 10A/250V, C13 to NEMA 6-15P Line Cord | 15
7D2XCTO1WW | A2X8 | 5m QSFP+ to QSFP+ Cable | 379
7D2XCTO1WW | A2X9 | 7m QSFP+ to QSFP+ Cable | 429
7D2XCTO1WW | A3RG | 0.5m Passive DAC SFP+ Cable | 79
7D2XCTO1WW | A3RH | 7m Passive DAC SFP+ Cable | 179
7D2XCTO1WW | A3SW | 1.2m, 16A/100-250V, 2 Short C13s to Short C20 Rack Power Cable | 55
7D2XCTO1WW | A3SX | 2.5m, 16A/100-250V, 2 Long C13s to Short C20 Rack Power Cable | 75
7D2XCTO1WW | A3SY | 2.8m, 16A/100-250V, 2 Short C13s to Long C20 Rack Power Cable | 79
7D2XCTO1WW | A3SZ | 4.1m, 16A/100-250V, 2 Long C13s to Long C20 Rack Power Cable | 85
7D2XCTO1WW | A4EY | No x Network Adapter | 0
7D2XCTO1WW | A4VP | 1.0m, 10A/100-250V, C13 to IEC 320-C14 Rack Power Cable | 19
7D2XCTO1WW | A51N | 1.5m Passive DAC SFP+ Cable | 89
7D2XCTO1WW | A51P | 2m Passive DAC SFP+ Cable | 89
7D2XCTO1WW | A5DL | SFP 1000Base-T (RJ-45) Transceiver | 89
7D2XCTO1WW | A5UA | Lenovo 1m MPO-4xLC OM3 MMF Breakout Cable | 279
7D2XCTO1WW | A5UB | Lenovo 3m MPO-4xLC OM3 MMF Breakout Cable | 329
7D2XCTO1WW | A5UC | Lenovo 5m MPO-4xLC OM3 MMF Breakout Cable | 379
7D2XCTO1WW | ARZB | 0.75m Mellanox QSFP Passive DAC Cable | 149
7D2XCTO1WW | ARZC | 1m Mellanox QSFP Passive DAC Cable | 159
7D2XCTO1WW | ARZD | 1.25m Mellanox QSFP Passive DAC Cable | 169
7D2XCTO1WW | ARZE | 1.5m Mellanox QSFP Passive DAC Cable | 169
7D2XCTO1WW | ARZF | 3m Mellanox QSFP Passive DAC Cable | 189
7D2XCTO1WW | ASQT | 0.5m Mellanox EDR IB Passive Copper QSFP28 Cable | 229
7D2XCTO1WW | ASQU | 0.75m Mellanox EDR IB Passive Copper QSFP28 Cable | 249
7D2XCTO1WW | ASQV | 1m Mellanox EDR IB Passive Copper QSFP28 Cable | 249
7D2XCTO1WW | ASQW | 1.25m Mellanox EDR IB Passive Copper QSFP28 Cable | 289
7D2XCTO1WW | ASQX | 1.5m Mellanox EDR IB Passive Copper QSFP28 Cable | 289
7D2XCTO1WW | ASQY | 2m Mellanox EDR IB Passive Copper QSFP28 Cable | 289
7D2XCTO1WW | ASQZ | 5m Mellanox EDR IB Optical QSFP28 Cable | 1359
7D2XCTO1WW | ASR0 | 10m Mellanox EDR IB Optical QSFP28 Cable | 1419
7D2XCTO1WW | ASR1 | 15m Mellanox EDR IB Optical QSFP28 Cable | 1509
7D2XCTO1WW | ASR2 | 20m Mellanox EDR IB Optical QSFP28 Cable | 1569
7D2XCTO1WW | ASR3 | 30m Mellanox EDR IB Optical QSFP28 Cable | 1789
7D2XCTO1WW | ASR5 | Lenovo 0.5m LC-LC OM3 MMF Cable | 24
7D2XCTO1WW | ASR6 | Lenovo 1m LC-LC OM3 MMF Cable | 24
7D2XCTO1WW | ASR7 | Lenovo 3m LC-LC OM3 MMF Cable | 24
7D2XCTO1WW | ASR8 | Lenovo 5m LC-LC OM3 MMF Cable | 29
7D2XCTO1WW | ASR9 | Lenovo 10m LC-LC OM3 MMF Cable | 39
7D2XCTO1WW | ASRA | Lenovo 15m LC-LC OM3 MMF Cable | 45
7D2XCTO1WW | ASRB | Lenovo 25m LC-LC OM3 MMF Cable | 54
7D2XCTO1WW | ASRC | Lenovo 30m LC-LC OM3 MMF Cable | 64
7D2XCTO1WW | ASRM | 3m Mellanox EDR IB Passive Copper QSFP28 Cable | 319
7D2XCTO1WW | ASRN | 3m Mellanox EDR IB Optical QSFP28 Cable | 1359
7D2XCTO1WW | ASRP | 50m Mellanox EDR IB Optical QSFP28 Cable | 2329
7D2XCTO1WW | AT2R | Lenovo 1m Active DAC SFP+ Cables | 129
7D2XCTO1WW | AT2S | Lenovo 3m Active DAC SFP+ Cables | 139
7D2XCTO1WW | AT2T | Lenovo 5m Active DAC SFP+ Cables | 159
7D2XCTO1WW | AT2U | Lenovo 10m QSFP+ MPO-MPO OM3 MMF Cable | 169
7D2XCTO1WW | AT2V | Lenovo 30m QSFP+ MPO-MPO OM3 MMF Cable | 329
7D2XCTO1WW | ATPX | Intel X550-T2 Dual Port 10GBase-T Adapter | 599
7D2XCTO1WW | ATTJ | Lenovo Dual Rate 1G/10GB SFP Transceiver | 119
7D2XCTO1WW | ATYX | Lenovo 1m SFP+ to SFP+ Active Optical Cable | 104
7D2XCTO1WW | ATYY | Lenovo 3m SFP+ to SFP+ Active Optical Cable | 99
7D2XCTO1WW | ATYZ | Lenovo 5m SFP+ to SFP+ Active Optical Cable | 114
7D2XCTO1WW | ATZ0 | Lenovo 7m SFP+ to SFP+ Active Optical Cable | 129
7D2XCTO1WW | ATZ1 | Lenovo 15m SFP+ to SFP+ Active Optical Cable | 169
7D2XCTO1WW | ATZ2 | Lenovo 20m SFP+ to SFP+ Active Optical Cable | 169
7D2XCTO1WW | ATZB | QLogic 16Gb Enhanced Gen5 FC Single-port HBA | 979
7D2XCTO1WW | ATZC | QLogic 16Gb Enhanced Gen5 FC Dual-port HBA | 1339
7D2XCTO1WW | ATZU | Emulex 16Gb Gen6 FC Single-port HBA | 949
7D2XCTO1WW | ATZV | Emulex 16Gb Gen6 FC Dual-port HBA | 1309
7D2XCTO1WW | AU0M | 5m Intel OPA 100 Series Active Optical QSFP28 Cable | 899
7D2XCTO1WW | AU0N | 10m Intel OPA 100 Series Active Optical QSFP28 Cable | 929
7D2XCTO1WW | AU0P | 15m Intel OPA 100 Series Active Optical QSFP28 Cable | 949
7D2XCTO1WW | AU0Q | 20m Intel OPA 100 Series Active Optical QSFP28 Cable | 979
7D2XCTO1WW | AUK7 | TPM 2.0 and Secure Boot | 0
7D2XCTO1WW | AUKP | ThinkSystem Broadcom 57416 10GBASE-T 2-Port PCIe Ethernet Adapter | 479
7D2XCTO1WW | AUKX | ThinkSystem Intel X710-DA2 PCIe 10Gb 2-Port SFP+ Ethernet Adapter | 459
7D2XCTO1WW | AULV | ThinkSystem 2.5" 300GB 15K SAS 12Gb Hot Swap 512n HDD | 339
7D2XCTO1WW | AULW | ThinkSystem 2.5" 600GB 15K SAS 12Gb Hot Swap 512n HDD | 469
7D2XCTO1WW | AULX | ThinkSystem 2.5" 900GB 15K SAS 12Gb Hot Swap 512e HDD | 639
7D2XCTO1WW | AULY | ThinkSystem 2.5" 300GB 10K SAS 12Gb Hot Swap 512n HDD | 289
7D2XCTO1WW | AULZ | ThinkSystem 2.5" 600GB 10K SAS 12Gb Hot Swap 512n HDD | 319
7D2XCTO1WW | AUM1 | ThinkSystem 2.5" 1.2TB 10K SAS 12Gb Hot Swap 512n HDD | 389
7D2XCTO1WW | AUM2 | ThinkSystem 2.5" 1.8TB 10K SAS 12Gb Hot Swap 512e HDD | 589
7D2XCTO1WW | AUM5 | ThinkSystem 2.5" 600GB 10K SAS 12Gb Hot Swap 512n HDD SED | 635
7D2XCTO1WW | AUM6 | ThinkSystem 2.5" 1TB 7.2K SAS 12Gb Hot Swap 512n HDD | 469
7D2XCTO1WW | AUM7 | ThinkSystem 2.5" 2TB 7.2K SAS 12Gb Hot Swap 512n HDD | 839
7D2XCTO1WW | AUNG | ThinkSystem RAID 530-8i PCIe 12Gb Adapter | 299
7D2XCTO1WW | AUNJ | ThinkSystem RAID 930-8i 2GB Flash PCIe 12Gb Adapter | 1009
7D2XCTO1WW | AUNK | ThinkSystem RAID 930-16i 4GB Flash PCIe 12Gb Adapter | 1529
7D2XCTO1WW | AUNL | ThinkSystem 430-8i SAS/SATA 12Gb HBA | 299
7D2XCTO1WW | AUNM | ThinkSystem 430-16i SAS/SATA 12Gb HBA | 589
7D2XCTO1WW | AUNN | ThinkSystem 430-16e SAS/SATA 12Gb HBA | 609
7D2XCTO1WW | AUNP | FBU345 SuperCap | 135
7D2XCTO1WW | AUNQ | ThinkSystem RAID 930-8e 4GB Flash PCIe 12Gb Adapter | 1689
7D2XCTO1WW | AUNR | ThinkSystem 430-8e SAS/SATA 12Gb HBA | 299
7D2XCTO1WW | AUPW | ThinkSystem XClarity Controller Standard to Enterprise Upgrade | 100
7D2XCTO1WW | AURR | ThinkSystem M3.5 Screw for Riser 2x2pcs and Planar 5pcs | 0
7D2XCTO1WW | AUSL | ThinkSystem COM Port Upgrade Kit | 19
7D2XCTO1WW | AUU2 | ThinkSystem 3.5" 300GB 15K SAS 12Gb Hot Swap 512n HDD | 359
7D2XCTO1WW | AUU3 | ThinkSystem 3.5" 600GB 15K SAS 12Gb Hot Swap 512n HDD | 479
7D2XCTO1WW | AUU5 | ThinkSystem 3.5" 2TB 7.2K SAS 12Gb Hot Swap 512n HDD | 339
7D2XCTO1WW | AUU6 | ThinkSystem 3.5" 4TB 7.2K SAS 12Gb Hot Swap 512n HDD | 419
7D2XCTO1WW | AUU7 | ThinkSystem 3.5" 6TB 7.2K SAS 12Gb Hot Swap 512e HDD | 549
7D2XCTO1WW | AUU8 | ThinkSystem 3.5" 4TB 7.2K SATA 6Gb Hot Swap 512n HDD | 389
7D2XCTO1WW | AUU9 | ThinkSystem 3.5" 8TB 7.2K SATA 6Gb Hot Swap 512e HDD | 599
7D2XCTO1WW | AUUA | ThinkSystem 3.5" 6TB 7.2K SATA 6Gb Hot Swap 512e HDD | 529
7D2XCTO1WW | AUUB | ThinkSystem 3.5" 10TB 7.2K SATA 6Gb Hot Swap 512e HDD | 829
7D2XCTO1WW | AUUC | ThinkSystem 3.5" 900GB 15K SAS 12Gb Hot Swap 512e HDD | 679
7D2XCTO1WW | AUUD | ThinkSystem 3.5" 2TB 7.2K SATA 6Gb Hot Swap 512n HDD | 319
7D2XCTO1WW | AUUE | ThinkSystem 2.5" 1TB 7.2K SATA 6Gb Hot Swap 512n HDD | 469
7D2XCTO1WW | AUUF | ThinkSystem 3.5" 1TB 7.2K SATA 6Gb Hot Swap 512n HDD | 269
7D2XCTO1WW | AUUG | ThinkSystem 3.5" 10TB 7.2K SAS 12Gb Hot Swap 512e HDD | 849
7D2XCTO1WW | AUUJ | ThinkSystem 2.5" 2TB 7.2K SATA 6Gb Hot Swap 512e HDD | 849
7D2XCTO1WW | AUUL | ThinkSystem M.2 32GB SATA 6Gbps Non-Hot Swap SSD | 109
7D2XCTO1WW | AUUV | ThinkSystem M.2 128GB SATA 6Gbps Non-Hot Swap SSD | 159
7D2XCTO1WW | AUZV | ThinkSystem Broadcom 5719 1GbE RJ45 4-Port PCIe Ethernet Adapter | 159
7D2XCTO1WW | AUZW | ThinkSystem I350-T4 PCIe 1Gb 4-Port RJ45 Ethernet Adapter | 379
7D2XCTO1WW | AUZX | ThinkSystem Broadcom 5720 1GbE RJ45 2-Port PCIe Ethernet Adapter | 129
7D2XCTO1WW | AUZY | ThinkSystem I350-T2 PCIe 1Gb 2-Port RJ45 Ethernet Adapter | 179
7D2XCTO1WW | AUZZ | ThinkSystem I350-F1 PCIe 1Gb 1-Port SFP Ethernet Adapter | 379
7D2XCTO1WW | AV1B | Lenovo 25GBase-SR SFP28 Transceiver | 449
7D2XCTO1WW | AV1D | Lenovo 100GBase-SR4 QSFP28 Transceiver | 1539
7D2XCTO1WW | AV1F | Lenovo 3m 25G SFP28 Active Optical Cable | 489
7D2XCTO1WW | AV1G | Lenovo 5m 25G SFP28 Active Optical Cable | 489
7D2XCTO1WW | AV1H | Lenovo 10m 25G SFP28 Active Optical Cable | 499
7D2XCTO1WW | AV1J | Lenovo 15m 25G SFP28 Active Optical Cable | 497
7D2XCTO1WW | AV1K | Lenovo 20m 25G SFP28 Active Optical Cable | 519
7D2XCTO1WW | AV1L | Lenovo 3m 100G QSFP28 Active Optical Cable | 1059
7D2XCTO1WW | AV1M | Lenovo 5m 100G QSFP28 Active Optical Cable | 1069
7D2XCTO1WW | AV1N | Lenovo 10m 100G QSFP28 Active Optical Cable | 1099
7D2XCTO1WW | AV1P | Lenovo 15m 100G QSFP28 Active Optical Cable | 1079
7D2XCTO1WW | AV1Q | Lenovo 20m 100G QSFP28 Active Optical Cable | 1179
7D2XCTO1WW | AV1R | Lenovo 3m 100G to 4x25G Breakout Active Optical Cable | 1949
7D2XCTO1WW | AV1S | Lenovo 5m 100G to 4x25G Breakout Active Optical Cable | 1975
7D2XCTO1WW | AV1T | Lenovo 10m 100G to 4x25G Breakout Active Optical Cable | 2035
7D2XCTO1WW | AV1U | Lenovo 15m 100G to 4x25G Breakout Active Optical Cable | 2095
7D2XCTO1WW | AV1V | Lenovo 20m 100G to 4x25G Breakout Active Optical Cable | 2149
7D2XCTO1WW | AV1W | Lenovo 1m Passive 25G SFP28 DAC Cable | 69
7D2XCTO1WW | AV1X | Lenovo 3m Passive 25G SFP28 DAC Cable | 79
7D2XCTO1WW | AV1Y | Lenovo 5m Passive 25G SFP28 DAC Cable | 159
7D2XCTO1WW | AV1Z | Lenovo 1m Passive 100G QSFP28 DAC Cable | 99
7D2XCTO1WW | AV20 | Lenovo 3m Passive 100G QSFP28 DAC Cable | 159
7D2XCTO1WW | AV21 | Lenovo 5m Passive 100G QSFP28 DAC Cable | 299
7D2XCTO1WW | AV22 | Lenovo 1m 100G QSFP28 to 4x25G SFP28 Breakout DAC Cable | 179
7D2XCTO1WW | AV23 | Lenovo 3m 100G QSFP28 to 4x25G SFP28 Breakout DAC Cable | 299
7D2XCTO1WW | AV24 | Lenovo 5m 100G QSFP28 to 4x25G SFP28 Breakout DAC Cable | 459
7D2XCTO1WW | AV25 | Lenovo 5m MPO-MPO OM4 MMF Cable | 114
7D2XCTO1WW | AV26 | Lenovo 7m MPO-MPO OM4 MMF Cable | 135
7D2XCTO1WW | AV27 | Lenovo 10m MPO-MPO OM4 MMF Cable | 159
7D2XCTO1WW | AV28 | Lenovo 15m MPO-MPO OM4 MMF Cable | 205
7D2XCTO1WW | AV29 | Lenovo 20m MPO-MPO OM4 MMF Cable | 259
7D2XCTO1WW | AV2A | Lenovo 30m MPO-MPO OM4 MMF Cable | 349
7D2XCTO1WW | AV2B | Lenovo 1m MPO to 4x LC Breakout OM4 MMF Cable | 149
7D2XCTO1WW | AV2C | Lenovo 3m MPO to 4x LC Breakout OM4 MMF Cable | 179
7D2XCTO1WW | AV2D | Lenovo 5m MPO to 4x LC Breakout OM4 MMF Cable | 239
7D2XCTO1WW | AVUT | ThinkSystem XClarity Controller Standard to Advanced Upgrade | 50
7D2XCTO1WW | AVUX | On Board SATA AHCI Mode | 0
7D2XCTO1WW | AVV1 | Lenovo 10GBaseT SFP+ Transceiver | 599
7D2XCTO1WW | AVV8 | ThinkSystem External USB DVD-RW Optical Disk Drive | 79
7D2XCTO1WW | AX8A | 4.3m, 13A/120V, C13 to NEMA 5-15P (US) Line Cord | 19
7D2XCTO1WW | B0ML | Feature Enable TPM on MB | 0
7D2XCTO1WW | B0N4 | 2.0m, 10A/100-250V, C13 to IEC 320-C14 Rack Power Cable | 29
7D2XCTO1WW | B0N5 | 1.0m, 13A/100-250V, C13 to C14 Jumper Cord | 25
7D2XCTO1WW | B0N6 | 1.5m, 13A/100-250V, C13 to C14 Jumper Cord | 29
7D2XCTO1WW | B0RJ | 10GBASE-LR SFP+Transceiver | 350
7D2XCTO1WW | B0YQ | ThinkSystem 3.5" 8TB 7.2K SAS 12Gb Hot Swap 512e HDD FIPS | 1349
7D2XCTO1WW | B0YR | ThinkSystem 3.5" 8TB 7.2K SAS 12Gb Hot Swap 512e HDD | 659
7D2XCTO1WW | B0YS | ThinkSystem 2.5" 2.4TB 10K SAS 12Gb Hot Swap 512e HDD | 629
7D2XCTO1WW | B0YV | ThinkSystem 2.5" 2.4TB 10K SAS 12Gb Hot Swap 512e HDD FIPS | 1299
7D2XCTO1WW | B0YX | ThinkSystem 2.5" 1.2TB 10K SAS 12Gb Hot Swap 512n HDD SED | 749
7D2XCTO1WW | B117 | ThinkSystem 3.5" 12TB 7.2K SAS 12Gb Hot Swap 512e HDD | 949
7D2XCTO1WW | B118 | ThinkSystem 3.5" 12TB 7.2K SATA 6Gb Hot Swap 512e HDD | 1829
7D2XCTO1WW | B136 | ThinkSystem 1U CMA Upgrade Kit for Toolless Slide Rail | 55
7D2XCTO1WW | B173 | Companion Part for XClarity Controller Standard to Enterprise Upgrade in Factory | 0
7D2XCTO1WW | B21X | ThinkSystem U.2 Toshiba CM5-V 1.6TB Mainstream NVMe PCIe 3.0 x4 Hot Swap SSD | 3449
7D2XCTO1WW | B21Y | ThinkSystem U.2 Toshiba CM5-V 3.2TB Mainstream NVMe PCIe 3.0 x4 Hot Swap SSD | 6999
7D2XCTO1WW | B220 | ThinkSystem 3.5" Toshiba CM5-V 1.6TB Mainstream NVMe PCIe 3.0 x4 Hot Swap SSD | 3449
7D2XCTO1WW | B221 | ThinkSystem 3.5" Toshiba CM5-V 3.2TB Mainstream NVMe PCIe 3.0 x4 Hot Swap SSD | 6999
7D2XCTO1WW | B22J | 5m Intel OPA 100 Series Active Optical QSFP28 Low Power Cable | 809
7D2XCTO1WW | B22K | 10m Intel OPA 100 Series Active Optical QSFP28 Low Power Cable | 829
7D2XCTO1WW | B22L | 15m Intel OPA 100 Series Active Optical QSFP28 Low Power Cable | 839
7D2XCTO1WW | B22M | 20m Intel OPA 100 Series Active Optical QSFP28 Low Power Cable | 849
7D2XCTO1WW | B2P9 | Lenovo 0.5m LC-LC OM4 MMF Cable | 34
7D2XCTO1WW | B2PA | Lenovo 1m LC-LC OM4 MMF Cable | 29
7D2XCTO1WW | B2PB | Lenovo 3m LC-LC OM4 MMF Cable | 34
7D2XCTO1WW | B2PC | Lenovo 5m LC-LC OM4 MMF Cable | 44
7D2XCTO1WW | B2PD | Lenovo 10m LC-LC OM4 MMF Cable | 69
7D2XCTO1WW | B2PE | Lenovo 15m LC-LC OM4 MMF Cable | 79
7D2XCTO1WW | B2PF | Lenovo 25m LC-LC OM4 MMF Cable | 114
7D2XCTO1WW | B2UZ | Lenovo 1m 100G QSFP28 Active Optical Cable | 949
7D2XCTO1WW | B306 | Mellanox QSA 100G to 25G Cable Adapter | 149
7D2XCTO1WW | B30W | Custom MFG SVCS Fee - Medium Increment | 30
7D2XCTO1WW | B30X | Custom MFG SVCS Fee - Large Increment | 300
7D2XCTO1WW | B31D | ThinkSystem NVIDIA Quadro P620 2GB PCIe Active GPU | 269
7D2XCTO1WW | B31G | ThinkSystem QLogic QL41134 PCIe 10Gb 4-Port Base-T Ethernet Adapter | 799
7D2XCTO1WW | B34N | ThinkSystem U.2 PM983 1.92TB Entry NVMe PCIe 3.0 x4 Hot Swap SSD | 939
7D2XCTO1WW | B34P | ThinkSystem U.2 PM983 3.84TB Entry NVMe PCIe 3.0 x4 Hot Swap SSD | 1839
7D2XCTO1WW | B34Q | ThinkSystem 3.5" PM983 1.92TB Entry NVMe PCIe 3.0 x4 Hot Swap SSD | 2999
7D2XCTO1WW | B34R | ThinkSystem 3.5" PM983 3.84TB Entry NVMe PCIe 3.0 x4 Hot Swap SSD | 5049
7D2XCTO1WW | B42B | ThinkSystem Toolless Friction Rail v2 | 99
7D2XCTO1WW | B496 | ThinkSystem 3.5" 14TB 7.2K SAS 12Gb Hot Swap 512e HDD | 1199
7D2XCTO1WW | B497 | ThinkSystem 3.5" 14TB 7.2K SATA 6Gb Hot Swap 512e HDD | 1149
7D2XCTO1WW | B498 | ThinkSystem 2.5" Intel S4510 240GB Entry SATA 6Gb Hot Swap SSD | 149
7D2XCTO1WW | B499 | ThinkSystem 2.5" Intel S4510 480GB Entry SATA 6Gb Hot Swap SSD | 309
7D2XCTO1WW | B49A | ThinkSystem 2.5" Intel S4510 960GB Entry SATA 6Gb Hot Swap SSD | 529
7D2XCTO1WW | B49B | ThinkSystem 2.5" Intel S4510 1.92TB Entry SATA 6Gb Hot Swap SSD | 1049
7D2XCTO1WW | B49C | ThinkSystem 2.5" Intel S4510 3.84TB Entry SATA 6Gb Hot Swap SSD | 1979
7D2XCTO1WW | B49D | ThinkSystem 3.5" Intel S4510 240GB Entry SATA 6Gb Hot Swap SSD | 149
7D2XCTO1WW | B49E | ThinkSystem 3.5" Intel S4510 480GB Entry SATA 6Gb Hot Swap SSD | 209
7D2XCTO1WW | B49F | ThinkSystem 3.5" Intel S4510 960GB Entry SATA 6Gb Hot Swap SSD | 539
7D2XCTO1WW | B49G | ThinkSystem 3.5" Intel S4510 1.92TB Entry SATA 6Gb Hot Swap SSD | 1059
7D2XCTO1WW | B49H | ThinkSystem 3.5" Intel S4510 3.84TB Entry SATA 6Gb Hot Swap SSD | 1989
7D2XCTO1WW | B49L | ThinkSystem 2.5" Intel S4610 240GB Mainstream SATA 6Gb Hot Swap SSD | 399
7D2XCTO1WW | B49M | ThinkSystem 2.5" Intel S4610 480GB Mainstream SATA 6Gb Hot Swap SSD | 479
7D2XCTO1WW | B49N | ThinkSystem 2.5" Intel S4610 960GB Mainstream SATA 6Gb Hot Swap SSD | 699
7D2XCTO1WW | B49P | ThinkSystem 2.5" Intel S4610 1.92TB Mainstream SATA 6Gb Hot Swap SSD | 1289
7D2XCTO1WW | B49Q | ThinkSystem 2.5" Intel S4610 3.84TB Mainstream SATA 6Gb Hot Swap SSD | 2499
7D2XCTO1WW | B49R | ThinkSystem 3.5" Intel S4610 240GB Mainstream SATA 6Gb Hot Swap SSD | 409
7D2XCTO1WW | B49S | ThinkSystem 3.5" Intel S4610 480GB Mainstream SATA 6Gb Hot Swap SSD | 309
7D2XCTO1WW | B49T | ThinkSystem 3.5" Intel S4610 960GB Mainstream SATA 6Gb Hot Swap SSD | 1029
7D2XCTO1WW | B49U | ThinkSystem 3.5" Intel S4610 1.92TB Mainstream SATA 6Gb Hot Swap SSD | 1799
7D2XCTO1WW | B49V | ThinkSystem 3.5" Intel S4610 3.84TB Mainstream SATA 6Gb Hot Swap SSD | 3579
7D2XCTO1WW | B4QQ | 0.5m Mellanox HDR IB Passive Copper QSFP56 Cable | 299
7D2XCTO1WW | B4QR | 1m Mellanox HDR IB Passive Copper QSFP56 Cable | 399
7D2XCTO1WW | B4QS | 1.5m Mellanox HDR IB Passive Copper QSFP56 Cable | 449
7D2XCTO1WW | B4QT | 2m Mellanox HDR IB Passive Copper QSFP56 Cable | 499
7D2XCTO1WW | B4QW | 3m Mellanox HDR IB Active Optical QSFP56 Cable | 2099
7D2XCTO1WW | B4QX | 5m Mellanox HDR IB Active Optical QSFP56 Cable | 2149
7D2XCTO1WW | B4QY | 10m Mellanox HDR IB Active Optical QSFP56 Cable | 2199
7D2XCTO1WW | B4QZ | 15m Mellanox HDR IB Active Optical QSFP56 Cable | 2249
7D2XCTO1WW | B4R0 | 20m Mellanox HDR IB Active Optical QSFP56 Cable | 2299
7D2XCTO1WW | B4R1 | 1m Mellanox HDR IB to 2x HDR100 Splitter Passive Copper QSFP56 Cable | 399
7D2XCTO1WW | B4R2 | 1.5m Mellanox HDR IB to 2x HDR100 Splitter Passive Copper QSFP56 Cable | 449
7D2XCTO1WW | B4R4 | 3m Mellanox HDR IB to 2x HDR100 Splitter Optical QSFP56 Cable | 2799
7D2XCTO1WW | B4R5 | 5m Mellanox HDR IB to 2x HDR100 Splitter Optical QSFP56 Cable | 2899
7D2XCTO1WW | B4R6 | 10m Mellanox HDR IB to 2x HDR100 Splitter Optical QSFP56 Cable | 2999
7D2XCTO1WW | B4R7 | 15m Mellanox HDR IB to 2x HDR100 Splitter Optical QSFP56 Cable | 3199
7D2XCTO1WW | B4R8 | 20m Mellanox HDR IB to 2x HDR100 Splitter Optical QSFP56 Cable | 3299
7D2XCTO1WW | B4R9 | ThinkSystem Mellanox ConnectX-6 HDR100/100GbE QSFP56 1-port PCIe VPI Adapter | 1779
7D2XCTO1WW | B4RA | ThinkSystem Mellanox ConnectX-6 HDR100/100GbE QSFP56 2-port PCIe VPI Adapter | 2099
7D2XCTO1WW | B4RB | ThinkSystem Mellanox HDR/200GbE 2x PCIe Aux Kit | 639
7D2XCTO1WW | B4RC | ThinkSystem Mellanox ConnectX-6 HDR/200GbE QSFP56 1-port PCIe 4 VPI Adapter | 2209
7D2XCTO1WW | B4YB | ThinkSystem NVIDIA T4 16GB PCIe Passive GPU | 6279
7D2XCTO1WW | B58F | ThinkSystem U.2 Intel P4510 1.0TB Entry NVMe PCIe3.0 x4 Hot Swap SSD | 539
7D2XCTO1WW | B58G | ThinkSystem U.2 Intel P4510 2.0TB Entry NVMe PCIe3.0 x4 Hot Swap SSD | 1459
7D2XCTO1WW | B5SS | ThinkSystem Broadcom 57416 10GBASE-T 2-port + 5720 1GbE 2-port OCP Ethernet Adapter | 509
7D2XCTO1WW | B5ST | ThinkSystem Broadcom 57416 10GBASE-T 2-port OCP Ethernet Adapter | 449
7D2XCTO1WW | B5SU | ThinkSystem Broadcom 57454 10GBASE-T 4-port PCIe Ethernet Adapter | 719
7D2XCTO1WW | B5SV | ThinkSystem Broadcom 57454 10/25GbE SFP28 4-port OCP Ethernet Adapter | 539
7D2XCTO1WW | B5SW | ThinkSystem Marvell QL41232 10/25GbE SFP28 2-Port OCP Ethernet Adapter | 369
7D2XCTO1WW | B5SX | ThinkSystem Emulex LPe35000 32Gb 1-port PCIe Fibre Channel Adapter | 1739
7D2XCTO1WW | B5SY | ThinkSystem Emulex LPe35002 32Gb 2-port PCIe Fibre Channel Adapter | 2599
7D2XCTO1WW | B5SZ | ThinkSystem Broadcom 57414 10/25GbE SFP28 2-port OCP Ethernet Adapter | 389
7D2XCTO1WW | B5T0 | ThinkSystem Broadcom 57414 10/25GbE SFP28 2-port PCIe Ethernet Adapter | 389
7D2XCTO1WW | B5T1 | ThinkSystem Broadcom 5719 1GbE RJ45 4-port OCP Ethernet Adapter | 159
7D2XCTO1WW | B5T2 | ThinkSystem Mellanox ConnectX-4 Lx 10/25GbE SFP28 2-port OCP Ethernet Adapter | 329
7D2XCTO1WW | B5T3 | ThinkSystem Broadcom 57454 10/25GbE SFP28 4-port PCIe Ethernet Adapter | 559
7D2XCTO1WW | B5T4 | ThinkSystem Broadcom 57454 10GBASE-T 4-port OCP Ethernet Adapter | 739
7D2XCTO1WW | B5VS | ThinkSystem 1U 10x2.5" PCIe Gen4 AnyBay Backplane | 319
7D2XCTO1WW | B5WJ | ThinkSystem OCP3 Filler | 19
7D2XCTO1WW | B5X6 | ThinkSystem 1U 2x2.5" Fixed Filler | 9
7D2XCTO1WW | B5XC | ThinkSystem 64GB TruDDR4 3200MHz (2Rx4 1.2V) RDIMM-A | 1089
7D2XCTO1WW | B5XD | ThinkSystem 16GB TruDDR4 3200MHz (2Rx8 1.2V) RDIMM-A | 299
7D2XCTO1WW | B5XE | ThinkSystem 32GB TruDDR4 3200MHz (2Rx4 1.2V) RDIMM-A | 539
7D2XCTO1WW | B5XF | ThinkSystem AMD EPYC 7742 64C 225W 2.25 GHz Processor | 12289
7D2XCTO1WW | B5XG | ThinkSystem AMD EPYC 7502 32C 180W 2.5GHz Processor | 4599
7D2XCTO1WW | B5XH | ThinkSystem M.2 SATA 2-Bay RAID Enablement Kit | 119
7D2XCTO1WW | B5XJ | ThinkSystem M.2 SATA/NVMe 2-Bay Enablement Kit | 79
7D2XCTO1WW | B652 | ThinkSystem Marvell QL41232 10/25GbE SFP28 2-Port PCIe Ethernet Adapter | 339
7D2XCTO1WW | B653 | ThinkSystem Mellanox ConnectX-4 Lx 10/25GbE SFP28 2-port PCIe Ethernet Adapter | 379
7D2XCTO1WW | B68K | 30m Mellanox HDR IB to 2x HDR100 Splitter Optical QSFP56 Cable | 3499
7D2XCTO1WW | B68L | 2m Mellanox HDR IB to 2x HDR100 Splitter Passive Copper QSFP56 Cable | 499
7D2XCTO1WW | B68M | 100m Mellanox HDR IB Optical QSFP56 Cable | 5099
7D2XCTO1WW | B68N | 50m Mellanox HDR IB Optical QSFP56 Cable | 3699
7D2XCTO1WW | B68P | 30m Mellanox HDR IB Optical QSFP56 Cable | 2399
7D2XCTO1WW | B6TR | ThinkSystem AMD EPYC 7702 64C 200W 2.0GHz Processor | 11399
7D2XCTO1WW | B6TS | ThinkSystem AMD EPYC 7262 8C 155W 3.2GHz Processor | 1059
7D2XCTO1WW | B6TT | ThinkSystem AMD EPYC 7402P 24C 180W 2.8GHz Processor | 2209
7D2XCTO1WW | B6TU | ThinkSystem AMD EPYC 7452 32C 155W 2.35 GHz Processor | 3579
7D2XCTO1WW | B6TV | ThinkSystem AMD EPYC 7302 16C 155W 3.0GHz Processor | 1729
7D2XCTO1WW | B6VU | ThinkSystem AMD EPYC 7252 8C 120W 3.1GHz Processor | 1129
7D2XCTO1WW | B6VV | ThinkSystem AMD EPYC 7302P 16C 155W 3.0GHz Processor | 1519
7D2XCTO1WW | B6VW | ThinkSystem AMD EPYC 7402 24C 180W 2.8GHz Processor | 3149
7D2XCTO1WW | B6VX | ThinkSystem AMD EPYC 7502P 32C 180W 2.5GHz Processor | 4069
7D2XCTO1WW | B6VY | ThinkSystem AMD EPYC 7702P 64C 200W 2.0GHz Processor | 7819
7D2XCTO1WW | B6VZ | ThinkSystem AMD EPYC 7282 16C 120W 2.8GHz Processor | 1539
7D2XCTO1WW | B6W0 | ThinkSystem AMD EPYC 7352 24C 155W 2.3GHz Processor | 3069
7D2XCTO1WW | B6W1 | ThinkSystem AMD EPYC 7552 48C 200W 2.2GHz Processor | 9159
7D2XCTO1WW | B6W2 | ThinkSystem AMD EPYC 7542 32C 225W 2.9GHz Processor | 7739
7D2XCTO1WW | B6W3 | ThinkSystem AMD EPYC 7642 48C 225W 2.3GHz Processor | 10869
7D2XCTO1WW | B766 | ThinkSystem AMD EPYC 7232P 8C 120W 3.1GHz Processor | 1069
7D2XCTO1WW | B767 | ThinkSystem AMD EPYC 7272 12C 120W 2.9GHz Processor | 1479
7D2XCTO1WW | B7EW | ThinkSystem 2.5" 5210 1.92TB Entry SATA 6Gb Hot Swap QLC SSD | 759
7D2XCTO1WW | B7EX | ThinkSystem 2.5" 5210 3.84TB Entry SATA 6Gb Hot Swap QLC SSD | 1489
7D2XCTO1WW | B7EY | ThinkSystem 2.5" 5210 7.68TB Entry SATA 6Gb Hot Swap QLC SSD | 2779
7D2XCTO1WW | B7EZ | ThinkSystem 3.5" 16TB 7.2K SAS 12Gb Hot Swap 512e HDD | 1309
7D2XCTO1WW | B7F0 | ThinkSystem 3.5" 16TB 7.2K SATA 6Gb Hot Swap 512e HDD | 1289
7D2XCTO1WW | B7JW | ThinkSystem NVIDIA Quadro P2200 5GB PCIe Active GPU | 1009
7D2XCTO1WW | B87R | Mellanox CX6 Socket-Direct Adapter Cable Assemble Way | 0
7D2XCTO1WW | B88T | VMware ESXi 6.7 U3 (factory installed) | 0
7D2XCTO1WW | B8HP | ThinkSystem 2.5" 5300 960GB Entry SATA 6Gb Hot Swap SSD | 489
7D2XCTO1WW | B8HQ | ThinkSystem 3.5" 5300 3.84TB Entry SATA 6Gb Hot Swap SSD | 2179
7D2XCTO1WW | B8HR | ThinkSystem 3.5" 5300 1.92TB Mainstream SATA 6Gb Hot Swap SSD | 1829
7D2XCTO1WW | B8HS | ThinkSystem M.2 5300 240GB SATA 6Gbps Non-Hot Swap SSD | 359
7D2XCTO1WW | B8HT | ThinkSystem 3.5" PM1645a 800GB Mainstream SAS 12Gb Hot Swap SSD | 829
7D2XCTO1WW | B8HU | ThinkSystem 2.5" PM1645a 800GB Mainstream SAS 12Gb Hot Swap SSD | 819
7D2XCTO1WW | B8HV | ThinkSystem 2.5" 5300 240GB Entry SATA 6Gb Hot Swap SSD | 359
7D2XCTO1WW | B8HW | ThinkSystem HHHL PM1735 3.2TB Mainstream NVMe PCIe4.0 x8 Flash Adapter | 3179
7D2XCTO1WW | B8HX | ThinkSystem 3.5" 5300 3.84TB Mainstream SATA 6Gb Hot Swap SSD | 3119
7D2XCTO1WW | B8HY | ThinkSystem 2.5" 5300 480GB Mainstream SATA 6Gb Hot Swap SSD | 429
7D2XCTO1WW | B8HZ | ThinkSystem 3.5" 5300 1.92TB Entry SATA 6Gb Hot Swap SSD | 1139
7D2XCTO1WW | B8J0 | ThinkSystem 3.5" 5300 960GB Mainstream SATA 6Gb Hot Swap SSD | 929
7D2XCTO1WW | B8J1 | ThinkSystem 2.5" 5300 240GB Mainstream SATA 6Gb Hot Swap SSD | 409
7D2XCTO1WW | B8J2 | ThinkSystem 2.5" 5300 7.68TB Entry SATA 6Gb Hot Swap SSD | 3649
7D2XCTO1WW | B8J3 | ThinkSystem 3.5" 5300 7.68TB Entry SATA 6Gb Hot Swap SSD | 4119
7D2XCTO1WW | B8J4 | ThinkSystem 2.5" PM1645a 1.6TB Mainstream SAS 12Gb Hot Swap SSD | 1379
7D2XCTO1WW | B8J5 | ThinkSystem 2.5" 5300 1.92TB Entry SATA 6Gb Hot Swap SSD | 939
7D2XCTO1WW | B8J6 | ThinkSystem 2.5" 5300 960GB Mainstream SATA 6Gb Hot Swap SSD | 729
7D2XCTO1WW | B8J7 | ThinkSystem 2.5" 5300 3.84TB Mainstream SATA 6Gb Hot Swap SSD | 2179
7D2XCTO1WW | B8J9 | ThinkSystem 3.5" 5300 480GB Entry SATA 6Gb Hot Swap SSD | 379
7D2XCTO1WW | B8JA | ThinkSystem 2.5" PM1645a 6.4TB Mainstream SAS 12Gb Hot Swap SSD | 6049
7D2XCTO1WW | B8JB | ThinkSystem 3.5" 5300 240GB Entry SATA 6Gb Hot Swap SSD | 369
7D2XCTO1WW | B8JC | ThinkSystem 3.5" 5300 960GB Entry SATA 6Gb Hot Swap SSD | 629
7D2XCTO1WW | B8JD | ThinkSystem 2.5" PM1645a 3.2TB Mainstream SAS 12Gb Hot Swap SSD | 2579
7D2XCTO1WW | B8JE | ThinkSystem 2.5" 5300 1.92TB Mainstream SATA 6Gb Hot Swap SSD | 1279
7D2XCTO1WW | B8JF | ThinkSystem 3.5" 5300 480GB Mainstream SATA 6Gb Hot Swap SSD | 529
7D2XCTO1WW | B8JG | ThinkSystem 3.5" PM1645a 6.4TB Mainstream SAS 12Gb Hot Swap SSD | 6059
7D2XCTO1WW | B8JH | ThinkSystem HHHL PM1735 1.6TB Mainstream NVMe PCIe4.0 x8 Flash Adapter | 1799
7D2XCTO1WW | B8JJ | ThinkSystem M.2 5300 960GB SATA 6Gbps Non-Hot Swap SSD | 539
7D2XCTO1WW | B8JK | ThinkSystem 3.5" PM1645a 3.2TB Mainstream SAS 12Gb Hot Swap SSD | 2589
7D2XCTO1WW | B8JL | ThinkSystem 3.5" 5300 240GB Mainstream SATA 6Gb Hot Swap SSD | 419
7D2XCTO1WW | B8JM | ThinkSystem 2.5" 5300 480GB Entry SATA 6Gb Hot Swap SSD | 309
7D2XCTO1WW | B8JN | ThinkSystem 3.5" PM1645a 1.6TB Mainstream SAS 12Gb Hot Swap SSD | 1389
7D2XCTO1WW | B8JP | ThinkSystem 2.5" 5300 3.84TB Entry SATA 6Gb Hot Swap SSD | 1789
7D2XCTO1WW | B8JQ | ThinkSystem 7mm 5300 240GB Entry SATA 6Gb SSD | 359
7D2XCTO1WW | B8JR | ThinkSystem M.2 PM983 960GB NVMe PCIe 3.0 x4 Non-Hot Swap SSD | 589
7D2XCTO1WW | B8JS | ThinkSystem 7mm 5300 960GB Entry SATA 6Gb SSD | 629
7D2XCTO1WW | B8JT | ThinkSystem 7mm 5300 480GB Entry SATA 6Gb SSD | 359
7D2XCTO1WW | B8L2 | ThinkSystem SR645 1U MB | 2239
7D2XCTO1WW | B8L3 | ThinkSystem 1U/2U 4x3.5" SAS/SATA Backplane | 139
7D2XCTO1WW | B8L4 | ThinkSystem 7mm Tray Filler | 9
7D2XCTO1WW | B8L5 | ThinkSystem 1U MS Height CPU dummy | 9
7D2XCTO1WW | B8L8 | ThinkSystem CFF V4 PSU Dummy | 9
7D2XCTO1WW | B8LA | ThinkSystem Toolless Slide Rail Kit v2 | 109
7D2XCTO1WW | B8LC | ThinkSystem Toolless Slide Rail Kit v2 with 1U CMA | 159
7D2XCTO1WW | B8MV | ThinkSystem 1U PCIe Gen4 x16 Riser 2 | 79
7D2XCTO1WW | B8MW | ThinkSystem 1U PCIe Gen3 x16/x16 Riser 1 | 69
7D2XCTO1WW | B8MX | ThinkSystem 1U 2.5" 6 SAS/SATA 4 AnyBay Backplane | 379
7D2XCTO1WW | B8MY | ThinkSystem 1U 2x2.5" SAS/SATA Rear Backplane | 79
7D2XCTO1WW | B8N0 | ThinkSystem 1U 8x2.5" SAS/SATA Backplane | 159
7D2XCTO1WW | B8N1 | ThinkSystem 1U 4x3.5" AnyBay Backplane | 249
7D2XCTO1WW | B8N2 | ThinkSystem 1U PCIe Gen4 x16/x16 Riser 1 | 109
7D2XCTO1WW | B8N3 | ThinkSystem 1U Standard Fan Option Kit | 39
7D2XCTO1WW | B8N4 | ThinkSystem 1U Performance Fan Option Kit | 49
7D2XCTO1WW | B8N5 | ThinkSystem 1U 3.5" Chassis with 4 Bays | 699
7D2XCTO1WW | B8N6 | ThinkSystem 1U 2.5" Chassis with 8 or 10 Bays | 529
7D2XCTO1WW | B8N7 | ThinkSystem 1U MS LP Riser Cage Riser1&2 | 29
7D2XCTO1WW | B8NA | ThinkSystem 1U MS LP+LP Riser Filler | 9
7D2XCTO1WW | B8NB | ThinkSystem 1U MS LP Riser Filler | 2
7D2XCTO1WW | B8NC | ThinkSystem 1U LP+LP BF Riser Cage Riser 1 | 19
7D2XCTO1WW | B8ND | ThinkSystem 1U MS 10x2.5" Media Bay | 119
7D2XCTO1WW | B8NF | ThinkSystem 1U Rear 2.5" HDD Sequence SAS/SATA | 29
7D2XCTO1WW | B8NG | ThinkSystem 1U LP+FH BF Riser Cage Riser1 | 29
7D2XCTO1WW | B8NH | ThinkSystem 1U Integrated Diagnostics Panel | 119
7D2XCTO1WW | B8NJ | ThinkSystem 1U MS Fan Dummy | 2
7D2XCTO1WW | B8NK | ThinkSystem 1U Super Cap Holder Dummy | 2
7D2XCTO1WW | B8NL | ThinkSystem 1U Security Bezel v2 | 49
7D2XCTO1WW | B8NM | ThinkSystem 1U MS Air Duct | 9
7D2XCTO1WW | B8NN | ThinkSystem 1U MS 8x2.5" Media Bay | 39
7D2XCTO1WW | B8NT | ThinkSystem 128GB TruDDR4 3200MHz (4Rx4, 1.2V) 3DS RDIMM-A | 3549
7D2XCTO1WW | B8NU | ThinkSystem 32GB TruDDR4 3200 MHz (2Rx8 1.2V) RDIMM-A | 589
7D2XCTO1WW | B8NV | ThinkSystem 32GB USB Flash Drive | 39
7D2XCTO1WW | B8NW | ThinkSystem RAID 940-8i 8GB Flash PCIe Gen4 12Gb Adapter | 1759
7D2XCTO1WW | B8NY | ThinkSystem Raid 940-8i 4GB Flash PCIe Gen4 12Gb Adapter | 1179
7D2XCTO1WW | B8NZ | ThinkSystem RAID 940-16i 8GB Flash PCIe Gen4 12Gb Adapter | 2049
7D2XCTO1WW | B8P0 | ThinkSystem Raid 940-16i 8GB Flash PCIe Gen4 12Gb Internal Adapter | 2069
7D2XCTO1WW | B8P1 | ThinkSystem 440-16i SAS/SATA PCIe Gen4 12Gb Internal HBA | 699
7D2XCTO1WW | B8P9 | ThinkSystem M.2 NVMe 2-Bay RAID Enablement Kit | 219
7D2XCTO1WW | B8PP | ThinkSystem Mellanox ConnectX-6 Dx 100GbE QSFP56 2-port PCIe Ethernet Adapter | 1019
7D2XCTO1WW | B8Q2 | ThinkSystem 1U 7mm Drive Kit w/ NVMe RAID | 659
7D2XCTO1WW | B8Q9 | ThinkSystem 500W(230V/115V) V2 Platinum Hot-Swap Power Supply | 229
7D2XCTO1WW | B8QA | ThinkSystem 750W (230/115V) V2 Platinum Hot-Swap Power Supply | 259
7D2XCTO1WW | B8QB | ThinkSystem V2 1800W (230V) Platinum Hot-Swap Power Supply | 519
7D2XCTO1WW | B8QC | ThinkSystem 1100W (230V/115V) V2 Platinum Hot-Swap Power Supply | 369
7D2XCTO1WW | B8QD | ThinkSystem 750W (230V) V2 Titanium Hot-Swap Power Supply | 389
7D2XCTO1WW | B8QE | ThinkSystem 1100W -48V DC v2 Power Supply | 789
7D2XCTO1WW | B919 | ThinkSystem M.2 5300 480GB SATA 6Gbps Non-Hot Swap SSD | 369
7D2XCTO1WW | B91A | ThinkSystem 2.5" PM1643a 960GB Entry SAS 12Gb Hot Swap SSD | 819
7D2XCTO1WW | B91B | ThinkSystem 2.5" PM1643a 1.92TB Entry SAS 12Gb Hot Swap SSD | 1379
7D2XCTO1WW | B91C | ThinkSystem 2.5" PM1643a 3.84TB Entry SAS 12Gb Hot Swap SSD | 2579
7D2XCTO1WW | B91D | ThinkSystem 2.5" PM1643a 7.68TB Entry SAS 12Gb Hot Swap SSD | 5019
7D2XCTO1WW | B91E | ThinkSystem 3.5" PM1643a 3.84TB Entry SAS 12Gb Hot Swap SSD | 1729
7D2XCTO1WW | B91Z | ThinkSystem 1U PCIe Gen4 x16 Riser 1 w/ Rear Drive | 149
7D2XCTO1WW | B93E | ThinkSystem Intel I350 1GbE RJ45 4-port OCP Ethernet Adapter | 179
7D2XCTO1WW | B96F | ThinkSystem Broadcom 57508 100GbE QSFP56 2-port PCIe 4 Ethernet Adapter | 1059
7D2XCTO1WW | B96K | ThinkSystem 3.5" Kioxia CM6-V 3.2TB Mainstream NVMe PCIe4.0 x4 Hot Swap SSD | 3469
7D2XCTO1WW | B96M | ThinkSystem HHHL PM1735 6.4TB Mainstream NVMe PCIe4.0 x4 Flash Adapter | 5579
7D2XCTO1WW | B96P | ThinkSystem U.3 Kioxia CM6-V 6.4TB Mainstream NVMe PCIe4.0 x4 Hot Swap SSD | 6789
7D2XCTO1WW | B96T | ThinkSystem U.3 Kioxia CM6-V 3.2TB Mainstream NVMe PCIe4.0 x4 Hot Swap SSD | 3459
7D2XCTO1WW | B96V | ThinkSystem 3.5" Kioxia CM6-V 1.6TB Mainstream NVMe PCIe4.0 x4 Hot Swap SSD | 1919
7D2XCTO1WW | B96W | ThinkSystem 3.5" Kioxia CM6-V 6.4TB Mainstream NVMe PCIe4.0 x4 Hot Swap SSD | 6799
7D2XCTO1WW | B96Z | ThinkSystem U.3 Kioxia CM6-V 1.6TB Mainstream NVMe PCIe4.0 x4 Hot Swap SSD | 1919
7D2XCTO1WW | B983 | ThinkSystem 1U Rear 2X2.5" NVMe Backplane Kit | 19
7D2XCTO1WW | B984 | ThinkSystem 1U PLV Top Cover Sponge | 9
7D2XCTO1WW | B9AC | ThinkSystem 2.5" 5210 960GB Entry SATA 6Gb Hot Swap QLC SSD | 419
7D2XCTO1WW | B9XB | Controller 1 No RAID Array | 0
7D2XCTO1WW | B9XC | Controller 1 HW RAID Array 1 RAID 0 | 0
7D2XCTO1WW | B9XD | Controller 1 HW RAID Array 1 RAID 1 | 0
7D2XCTO1WW | B9XE | Controller 1 HW RAID Array 1 RAID 5 | 0
7D2XCTO1WW | B9XF | Controller 1 HW RAID Array 1 RAID 6 | 0
7D2XCTO1WW | B9XG | Controller 1 HW RAID Array 1 RAID 10 | 0
7D2XCTO1WW | B9XH | Controller 1 HW RAID Array 2 RAID 0 | 0
7D2XCTO1WW | B9XJ | Controller 1 HW RAID Array 2 RAID 1 | 0
7D2XCTO1WW | B9XK | Controller 1 HW RAID Array 2 RAID 5 | 0
7D2XCTO1WW | B9XL | Controller 1 HW RAID Array 2 RAID 6 | 0
7D2XCTO1WW | B9XM | Controller 1 HW RAID Array 2 RAID 10 | 0
7D2XCTO1WW | B9XT | Controller 2 No RAID Array | 0
7D2XCTO1WW | BA12 | Controller 1 HW RAID Array 1 HDDs | 0
7D2XCTO1WW | BA13 | Controller 1 HW RAID Array 2 HDDs | 0
7D2XCTO1WW | BA15 | Controller 2 HW RAID Array 1 HDDs | 0
7D2XCTO1WW | BA1F | ThinkSystem QLogic QLE2772 32Gb 2-Port PCIe Fibre Channel Adapter | 2309
7D2XCTO1WW | BA1G | ThinkSystem QLogic QLE2770 32Gb 1-Port PCIe Fibre Channel Adapter | 1529
7D2XCTO1WW | BA1R | ThinkSystem 1U 7mm Drive Kit w/ SATA RAID | 269
7D2XCTO1WW | BA2Y | ThinkSystem 1U Front VGA Cable | 19
7D2XCTO1WW | BA3E | ThinkSystem 1U 2.5" 6 SAS/SATA 4 NVMe Backplane | 2
7D2XCTO1WW | BA3F | ThinkSystem 1U 2.5" 6 SAS/SATA 2 AnyBay 2 NVMe Backplane | 2
7D2XCTO1WW | BA3G | ThinkSystem 1U 2.5" 10 NVMe Backplane | 0
7D2XCTO1WW | BA3H | ThinkSystem 1U 2.5" 8 AnyBay 2 NVMe Backplane | 0
7D2XCTO1WW | BABN | ThinkSystem AMD EPYC 7662 64C 225W 2.0GHz Processor | 11549
7D2XCTO1WW | BABP | ThinkSystem AMD EPYC 7532 32C 200W 2.4GHz Processor | 6289
7D2XCTO1WW | BAEC | ThinkSystem 1U MS Rear 2.5" HDD Sequence SATA | 29
7D2XCTO1WW | BAVP | ThinkSystem AMD EPYC 7H12 64C 280W 2.6GHz Processor | 13619
7D2XCTO1WW | BB3T | ThinkSystem 1U 10x2.5" AnyBay Backplane | 379
7D2XCTO1WW | BB63 | ThinkSystem 7mm PM983 960GB Entry NVMe PCIe 3.0 x4 Hot Swap SSD | 599
7D2XCTO1WW | BB8U | ThinkSystem Marvell QL41132 10GBASE-T 2-port OCP Ethernet Adapter | 509
7D2XCTO1WW | BBN2 | Controller 1 Array 2 No RAID | 0
7D2XCTO1WW | BBNW | Controller 1 SAS HDD Hot Spare | 0
7D2XCTO1WW | BBPG | Controller 1 NVMe SSD Hot Spare | 0
7D2XCTO1WW | BBQ8 | Controller 1 SATA SSD Hot Spare | 0
7D2XCTO1WW | BBQ9 | Controller 1 SAS SSD Hot Spare | 0
7D2XCTO1WW | BBQA | Controller 1 SATA HDD Hot Spare | 0
7D2XCTO1WW | BBZG | VMware ESXi 7.0 (Factory Installed) | 2
7D2XCTO1WW | BC4R | ThinkSystem 2.5" PM1643a 15.36TB Entry SAS 12Gb Hot Swap SSD | 10029
7D2XCTO1WW | BC4V | Non RAID NVMe | 0
7D2XCTO1WW | BC4Y | ThinkSystem U.2 PM1733 1.92TB Entry NVMe PCIe 4.0 x4 Hot Swap SSD | 1909
7D2XCTO1WW | BC4Z | ThinkSystem U.2 PM1733 3.84TB Entry NVMe PCIe 4.0 x4 Hot Swap SSD | 3369
7D2XCTO1WW | BC74 | ThinkSystem 1U 10x2.5" AnyBay Backplane | 0
7D2XCTO1WW | BC75 | ThinkSystem 1U 2.5" 6SATA/SAS 4 AnyBay Backplane | 0
7D2XCTO1WW | BC76 | ThinkSystem 4x2.5" SAS/SATA Backplane | 0
7D2XCTO1WW | BC77 | ThinkSystem 1U 4x3.5" SAS/SATA Backplane | 0
7D2XCTO1WW | BC78 | ThinkSystem 1U 4x3.5" AnyBay Backplane | 0
7D2XCTO1WW | BCAC | 1U MS Super Cap Holder on PCIe slot | 59
7D2XCTO1WW | BCAK | ThinkSystem 1U 8x2.5" SAS/SATA Backplane | 0
7D2XCTO1WW | BCD4 | ThinkSystem Intel E810-DA2 10/25GbE SFP28 2-Port OCP Ethernet Adapter | 419
7D2XCTO1WW | BCD5 | ThinkSystem Intel X710-T2L 10GBASE-T 2-port OCP Ethernet Adapter | 369
7D2XCTO1WW | BCD6 | ThinkSystem Intel E810-DA2 10/25GbE SFP28 2-Port PCIe Ethernet Adapter | 519
7D2XCTO1WW | BCE8 | ThinkSystem AMD EPYC 7F52 16C 240W 3.5GHz Processor | 5819
7D2XCTO1WW | BCE9 | ThinkSystem AMD EPYC 7F32 8C 180W 3.7GHz Processor | 3939
7D2XCTO1WW | BCEA | ThinkSystem AMD EPYC 7F72 24C 240W 3.2GHz Processor | 6759
7D2XCTO1WW | BCEB | ThinkSystem 1U V2 2x3 2.5" HDD Dummy | 19
7D2XCTO1WW | BCFH | ThinkSystem 3.5" 18TB 7.2K SATA 6Gb Hot Swap 512e HDD | 1589
7D2XCTO1WW | BCFJ | ThinkSystem 3.5" Intel P5600 3.2TB Mainstream NVMe PCIe 4.0 x4 Hot Swap SSD | 3829
7D2XCTO1WW | BCFM | ThinkSystem 3.5" Intel P5600 1.6TB Mainstream NVMe PCIe 4.0 x4 Hot Swap SSD | 1929
7D2XCTO1WW | BCFP | ThinkSystem 3.5" 18TB 7.2K SAS 12Gb Hot Swap 512e HDD | 1609
7D2XCTO1WW | BCFQ | ThinkSystem 3.5" Intel P5600 6.4TB Mainstream NVMe PCIe 4.0 x4 Hot Swap SSD | 7649
7D2XCTO1WW | BCFR | ThinkSystem U.2 Intel P5600 3.2TB Mainstream NVMe PCIe 4.0 x4 Hot Swap SSD | 3829
7D2XCTO1WW | BCFS | ThinkSystem U.2 Intel P5600 6.4TB Mainstream NVMe PCIe 4.0 x4 Hot Swap SSD | 7639
7D2XCTO1WW | BCFT | ThinkSystem U.2 Intel P5500 1.92TB Entry NVMe PCIe 4.0 x4 Hot Swap SSD | 1479
7D2XCTO1WW | BCFU | ThinkSystem U.2 Intel P5500 7.68TB Entry NVMe PCIe 4.0 x4 Hot Swap SSD | 5359
7D2XCTO1WW | BCFV | ThinkSystem U.2 Intel P5600 1.6TB Mainstream NVMe PCIe 4.0 x4 Hot Swap SSD | 1919
7D2XCTO1WW | BCFW | ThinkSystem U.2 Intel P5500 3.84TB Entry NVMe PCIe 4.0 x4 Hot Swap SSD | 2689
7D2XCTO1WW | BCGB | ThinkSystem 1U 4x2.5" SAS/SATA Backplane | 119
7D2XCTO1WW | BCGY | ThinkSystem 1U Rear 2x2.5" HDD Cage | 29
7D2XCTO1WW | BCJE | ThinkSystem SR645 4x3.5" SAS/SATA Backplane Cable Kit | 159
7D2XCTO1WW | BCJF | ThinkSystem SR645 4x3.5" AnyBay Backplane Cable Kit | 279
7D2XCTO1WW | BCJG | ThinkSystem SR645 8x2.5" SAS/SATA Backplane Cable Kit | 319
7D2XCTO1WW | BCJH | ThinkSystem SR645 10x2.5"AnyBay BP SAS/SATA Cable Kit | 329
7D2XCTO1WW | BCJJ | ThinkSystem SR645 10x2.5" Anybay BP NVMe Cable Kit | 359
7D2XCTO1WW | BCJK | ThinkSystem SR645 6xSAS/SATA, 4xAnybay 2.5" BP SAS/SATA Cable Kit | 469
7D2XCTO1WW | BCJL | ThinkSystem SR645 6xSAS/SATA, 4xAnybay 2.5" BP NVMe Cable Kit | 139
7D2XCTO1WW | BCJM | ThinkSystem SR645 4x2.5" SAS/SATA Cable Kit | 139
7D2XCTO1WW | BCQN | ThinkSystem 1U 2.5" 6 SAS/SATA 4 NVMe Backplane | 379
7D2XCTO1WW | BCQP | ThinkSystem 1U 2.5" 6 SAS/SATA 2 AnyBay 2 NVMe Backplane | 379
7D2XCTO1WW | BCQQ | ThinkSystem 1U 2.5" 10 NVMe Backplane | 379
7D2XCTO1WW | BCQR | ThinkSystem 1U 2.5" 8 AnyBay 2 NVMe Backplane | 379
7D2XCTO1WW | BCTC | ThinkSystem 2.5" Multi Vendor 240GB Entry SATA 6Gb Hot Swap SSD | 219
7D2XCTO1WW | BCTD | ThinkSystem 2.5" Multi Vendor 480GB Entry SATA 6Gb Hot Swap SSD | 219
7D2XCTO1WW | BCTE | ThinkSystem 2.5" Multi Vendor 960GB Entry SATA 6Gb Hot Swap SSD | 659
7D2XCTO1WW | BCTF | ThinkSystem 2.5" Multi Vendor 1.92TB Entry SATA 6Gb Hot Swap SSD | 1289
7D2XCTO1WW | BCTG | ThinkSystem 2.5" Multi Vendor 3.84TB Entry SATA 6Gb Hot Swap SSD | 1259
7D2XCTO1WW | BCTH | ThinkSystem 3.5" Multi Vendor 240GB Entry SATA 6Gb Hot Swap SSD | 229
7D2XCTO1WW | BCTJ | ThinkSystem 3.5" Multi Vendor 480GB Entry SATA 6Gb Hot Swap SSD | 219
7D2XCTO1WW | BCTK | ThinkSystem 3.5" Multi Vendor 960GB Entry SATA 6Gb Hot Swap SSD | 669
7D2XCTO1WW | BCTL | ThinkSystem 3.5" Multi Vendor 1.92TB Entry SATA 6Gb Hot Swap SSD | 1289
7D2XCTO1WW | BCTM | ThinkSystem 3.5" Multi Vendor 3.84TB Entry SATA 6Gb Hot Swap SSD | 1269
7D2XCTO1WW | BCZY | ThinkSystem 32GB TruDDR4 Performance+ 3200 MHz (2Rx8 1.2V) RDIMM-A | 449
7D2XCTO1WW | BCZZ | ThinkSystem 64GB TruDDR4 Performance+ 3200 MHz (2Rx4 1.2V) RDIMM-A | 899
7D2XCTO1WW | BD49 | ThinkSystem Broadcom 57454 10/25GbE SFP28 4-port PCIe Ethernet Adapter V2 | 549
7D2XCTO1WW | BDY4 | ThinkSystem Raid 940-16i 8GB Flash PCIe Gen4 12Gb Adapter for U.3 | 2139
7D2XCTO1WW | BDY6 | ThinkSystem 1U 2x2.5" NVMe Rear Backplane | 99
7D2XCTO1WW | BE03 | ThinkSystem U.3 Kioxia CM6-V 800GB Mainstream NVMe PCIe 4.0 x4 Hot Swap SSD | 1439
7D2XCTO1WW | BE04 | ThinkSystem 3.5" Kioxia CM6-V 800GB Mainstream NVMe PCIe 4.0 x4 Hot Swap SSD | 1449
7D2XCTO1WW | BE2A | ThinkSystem U.2 PM1733 3.84TB Entry NVMe PCIe 4.0 x4 Hot Swap SSD SED | 2979
7D2XCTO1WW | BE2B | ThinkSystem U.2 PM1733 7.68TB Entry NVMe PCIe 4.0 x4 Hot Swap SSD SED | 5579
7D2XCTO1WW | BE2C | ThinkSystem U.3 Kioxia CM6-R 3.84TB Entry NVMe PCIe 4.0 x4 Hot Swap SSD SED | 3419
7D2XCTO1WW | BE2D | ThinkSystem U.3 Kioxia CM6-R 7.68TB Entry NVMe PCIe 4.0 x4 Hot Swap SSD SED | 6669
7D2XCTO1WW | BE2E | ThinkSystem U.2 PM1733 7.68TB Entry NVMe PCIe 4.0 x4 Hot Swap SSD | 5579
7D2XCTO1WW | BE2F | ThinkSystem U.2 PM1733 15.36TB Entry NVMe PCIe 4.0 x4 Hot Swap SSD | 10969
7D2XCTO1WW | BE2G | ThinkSystem U.3 Kioxia CM6-R 3.84TB Entry NVMe PCIe 4.0 x4 Hot Swap SSD | 3379
7D2XCTO1WW | BE2H | ThinkSystem U.3 Kioxia CM6-R 7.68TB Entry NVMe PCIe 4.0 x4 Hot Swap SSD | 6639
7D2XCTO1WW | BE38 | 940 Series Flash Adapter for U.3 Trimode Setting | 0
7D2XCTO1WW | BE4T | ThinkSystem Mellanox ConnectX-6 Lx 10/25GbE SFP28 2-Port OCP Ethernet Adapter | 409
7D2XCTO1WW | BE4U | ThinkSystem Mellanox ConnectX-6 Lx 10/25GbE SFP28 2-Port PCIe Ethernet Adapter | 409
7D2XCTO1WW | BE5E | VMware ESXi 7.0 U1 (Factory Installed) | 0
7D2XCTO1WW | BEUX | ThinkSystem External Diagnostics Handset | 139
7D2XCTO1WW | BEVK | ThinkSystem 3.5" PM1643a 7.68TB Entry SAS 12Gb Hot Swap SSD | 5589
7D2XCTO1WW | BF10 | Lenovo Dual Rate 10G/25G SFP28 85C Transceiver | 399
7D2XCTO1WW | BF6Y | ThinkSystem SR645 1U Refresh MB | 2249
7D2XCTO1WW | BF70 | ThinkSystem AMD EPYC 7713P 64C 225W 2.0GHz Processor | 10599
7D2XCTO1WW | BF71 | ThinkSystem AMD EPYC 7543P 32C 225W 2.8GHz Processor | 5519
7D2XCTO1WW | BF72 | ThinkSystem AMD EPYC 7443 24C 200W 2.85GHz Processor | 3979
7D2XCTO1WW | BF73 | ThinkSystem AMD EPYC 7763 64C 280W 2.45GHz Processor | 16689
7D2XCTO1WW | BF74 | ThinkSystem AMD EPYC 7453 28C 225W 2.75GHz Processor | 3879
7D2XCTO1WW | BF75 | ThinkSystem AMD EPYC 7663 56C 240W 2.0GHz Processor | 13169
7D2XCTO1WW | BF76 | ThinkSystem AMD EPYC 7313 16C 155W 3.0GHz Processor | 2139
7D2XCTO1WW | BF77 | ThinkSystem AMD EPYC 7543 32C 225W 2.8GHz Processor | 7519
7D2XCTO1WW | BF78 | ThinkSystem AMD EPYC 7413 24C 180W 2.65GHz Processor | 3609
7D2XCTO1WW | BF79 | ThinkSystem AMD EPYC 7443P 24C 200W 2.85GHz Processor | 2639
7D2XCTO1WW | BF7A | ThinkSystem AMD EPYC 7513 32C 200W 2.6GHz Processor | 5749
7D2XCTO1WW | BF7B | ThinkSystem AMD EPYC 7313P 16C 155W 3.0GHz Processor | 1809
7D2XCTO1WW | BF7C | ThinkSystem AMD EPYC 7713 64C 225W 2.0GHz Processor | 14939
7D2XCTO1WW | BF7D | ThinkSystem AMD EPYC 73F3 16C 240W 3.5GHz Processor | 7449
7D2XCTO1WW | BF7E | ThinkSystem AMD EPYC 7343 16C 190W 3.2GHz Processor | 3099
7D2XCTO1WW | BF7F | ThinkSystem AMD EPYC 75F3 32C 280W 2.95GHz Processor | 10279
7D2XCTO1WW | BF7G | ThinkSystem AMD EPYC 74F3 24C 240W 3.2GHz Processor | 6139
7D2XCTO1WW | BF7H | ThinkSystem AMD EPYC 72F3 8C 180W 3.7GHz Processor | 5219
7D2XCTO1WW | BFH1 | Lenovo 100Gb SR4 QSFP28 Ethernet Transceiver | 689
7D2XCTO1WW | BFPU | ThinkSystem Xilinx Alveo U25 25GbE SFP28 2-Port PCIe FPGA Adapter | 6489
7D2XCTO1WW | BFY5 | ThinkSystem RAID 530-16i PCIe 12Gb Adapter | 579
7D2XCTO1WW | BFYA | Operating mode selection for: "Maximum Efficiency Mode" | 0
7D2XCTO1WW | BFYB | Operating mode selection for: "Maximum Performance Mode" | 0
7D2XCTO1WW | BFZZ | ThinkSystem 2.5" Nytro 3732 800GB Performance SAS 12Gb Hot Swap SSD SED | 1669
7D2XCTO1WW | BG00 | ThinkSystem 3.5" Nytro 3732 3.2TB Performance SAS 12Gb Hot Swap SSD | 6219
7D2XCTO1WW | BG01 | ThinkSystem 3.5" Nytro 3732 1.6TB Performance SAS 12Gb Hot Swap SSD | 3239
7D2XCTO1WW | BG02 | ThinkSystem 3.5" Nytro 3732 800GB Performance SAS 12Gb Hot Swap SSD | 1669
7D2XCTO1WW | BG03 | ThinkSystem 3.5" Nytro 3732 400GB Performance SAS 12Gb Hot Swap SSD | 1029
7D2XCTO1WW | BG04 | ThinkSystem 2.5" Nytro 3732 3.2TB Performance SAS 12Gb Hot Swap SSD | 6259
7D2XCTO1WW | BG05 | ThinkSystem 2.5" Nytro 3732 1.6TB Performance SAS 12Gb Hot Swap SSD | 3259
7D2XCTO1WW | BG06 | ThinkSystem 2.5" Nytro 3732 800GB Performance SAS 12Gb Hot Swap SSD | 1669
7D2XCTO1WW | BG07 | ThinkSystem 2.5" Nytro 3732 400GB Performance SAS 12Gb Hot Swap SSD | 1029
7D2XCTO1WW | BGM0 | ThinkSystem RAID 940-8i 8GB Flash PCIe Gen4 12Gb Adapter for U.3 | 1839
7D2XCTO1WW | BGM1 | ThinkSystem RAID 940-8i 4GB Flash PCIe Gen4 12Gb Adapter for U.3 | 1229
7D2XCTO1WW | BGQ5 | ThinkSystem AMD EPYC 7643 48C 225W 2.3GHz Processor | 10109
7D2XCTO1WW | BHE2 | ThinkSystem Solarflare X2522-Plus 10/25GbE SFP28 2-Port PCIe Ethernet Adapter | 3489
7D2XCTO1WW | BHSR | VMware ESXi 7.0 U2 (Factory Installed) | 0
7D2XCTO1WW | BHSS | MI for PXE with RJ45 Network port | 0
7D2XCTO1WW | BHU8 | ThinkSystem 1U 2.5" 10 SAS/SATA Backplane | 329
7D2XCTO1WW | BJ3G | ThinkSystem Emulex LPe35000 32Gb 1-port PCIe Fibre Channel Adapter v2 | 1729
7D2XCTO1WW | BJ3H | ThinkSystem Emulex LPe35002 32Gb 2-port PCIe Fibre Channel Adapter v2 | 2589
7D2XCTO1WW | BJP5 | ThinkSystem SR645 1U MB, TPM 1.2 | 2389
7D2XCTO1WW | BK21 | ThinkSystem 2.5" U.3 CD6 7.68TB Read Intensive NVMe PCIe 4.0 x4 HS SSD | 4309
7D2XCTOLWW | 64 | QLogic 10Gb SFP+ SR Optical Transceiver | 909
7D2XCTOLWW | 69 | Brocade 10Gb SFP+ SR Optical Transceiver | 909
7D2XCTOLWW | 747 | UID Asset Tag Label | 20
7D2XCTOLWW | 2302 | RAID Configuration | 149
7D2XCTOLWW | 2305 | Integration 1U Component | 59
7D2XCTOLWW | 2321 | Custom MFG SVCS Fee - Small Increment | 3
7D2XCTOLWW | 3269 | SFP SX Transceiver | 149
7D2XCTOLWW | 5053 | SFP+ SR Transceiver | 699
7D2XCTOLWW | 5341 | Virtual Media Conversion Option Gen2 (VCO2) | 129
7D2XCTOLWW | 5977 | Select Storage devices - no configured RAID required | 0
7D2XCTOLWW | 5978 | Select Storage devices - configured RAID | 0
7D2XCTOLWW | 6201 | 1.5m, 10A/100-250V, C13 to IEC 320-C14 Rack Power Cable | 19
7D2XCTOLWW | 6204 | 2.8m, 10A/100-250V, C13 to IEC 320-C20 Rack Power Cable | 19
7D2XCTOLWW | 6263 | 4.3m, 10A/100-250V, C13 to IEC 320-C14 Rack Power Cable | 19
7D2XCTOLWW | 6311 | 2.8m, 10A/100-250V, C13 to IEC 320-C14 Rack Power Cable | 9
7D2XCTOLWW | 6313 | 2.8m, 10A/120V, C13 to NEMA 5-15P (US) Line Cord | 19
7D2XCTOLWW | 6370 | 4.3m, 10A/125V, C13 to NEMA 5-15P (US) Line Cord | 10
7D2XCTOLWW | 6373 | 4.3m, 10A/250V, C13 to NEMA 6-15P (US) Line Cord | 15
7D2XCTOLWW | 6400 | 2.8m, 13A/100-250V, C13 to C14 Jumper Cord | 9
7D2XCTOLWW | 6401 | 2.8m, 13A/120V, C13 to NEMA 5-15P (US) Line Cord | 29
7D2XCTOLWW | 6570 | 2.0m, 13A/100-250V, C13 to C14 Jumper Cord | 19
7D2XCTOLWW | 6583 | 4.3m, 13A/100-250V, C13 to C14 Rack Power Cable | 19
7D2XCTOLWW | 7831 | Customer Solution Center Services | 0
7D2XCTOLWW | 8034 | LeSI Solution Component | 0
7D2XCTOLWW | 8067 | TAA Compliant Order | 0
7D2XCTOLWW | 8072 | General Racking Solution | 0
7D2XCTOLWW | 8086 | No Publications Selected | 0
7D2XCTOLWW | 8971 | Integrate in manufacturing | 0
7D2XCTOLWW | 8972 | Ship Uninstalled (Safety) | 0
7D2XCTOLWW | 9013 | Hot Spare | 0
7D2XCTOLWW | A102 | Advanced Grouping | 0
7D2XCTOLWW | A103 | System x Cluster Upgrade | 0
7D2XCTOLWW | A1DP | 1m QSFP to QSFP+ Cable | 269
7D2XCTOLWW | A1DQ | 3m QSFP+ to QSFP+ Cable | 329
7D2XCTOLWW | A1PH | 1m Passive DAC SFP+ Cable | 69
7D2XCTOLWW | A1PJ | 3m Passive DAC SFP+ Cable | 89
7D2XCTOLWW | A1PK | 5m Passive DAC SFP+ Cable | 159
7D2XCTOLWW | A1PL | 8.5m Passive DAC SFP+ Cable | 329
7D2XCTOLWW | A1RF | 2.8m, 10A/250V, C13 to NEMA 6-15P Line Cord | 15
7D2XCTOLWW | A2X8 | 5m QSFP+ to QSFP+ Cable | 379
7D2XCTOLWW | A2X9 | 7m QSFP+ to QSFP+ Cable | 429
7D2XCTOLWW | A3RG | 0.5m Passive DAC SFP+ Cable | 79
7D2XCTOLWW | A3RH | 7m Passive DAC SFP+ Cable | 179
7D2XCTOLWW | A3SW | 1.2m, 16A/100-250V, 2 Short C13s to Short C20 Rack Power Cable | 55
7D2XCTOLWW | A3SX | 2.5m, 16A/100-250V, 2 Long C13s to Short C20 Rack Power Cable | 75
7D2XCTOLWW | A3SY | 2.8m, 16A/100-250V, 2 Short C13s to Long C20 Rack Power Cable | 79
7D2XCTOLWW | A3SZ | 4.1m, 16A/100-250V, 2 Long C13s to Long C20 Rack Power Cable | 85
7D2XCTOLWW | A4EY | No x Network Adapter | 0
7D2XCTOLWW | A4VP | 1.0m, 10A/100-250V, C13 to IEC 320-C14 Rack Power Cable | 19
7D2XCTOLWW | A51N | 1.5m Passive DAC SFP+ Cable | 89
7D2XCTOLWW | A51P | 2m Passive DAC SFP+ Cable | 89
7D2XCTOLWW | A5DL | SFP 1000Base-T (RJ-45) Transceiver | 89
7D2XCTOLWW | A5UA | Lenovo 1m MPO-4xLC OM3 MMF Breakout Cable | 279
7D2XCTOLWW | A5UB | Lenovo 3m MPO-4xLC OM3 MMF Breakout Cable | 329
7D2XCTOLWW | A5UC | Lenovo 5m MPO-4xLC OM3 MMF Breakout Cable | 379
7D2XCTOLWW | ARZB | 0.75m Mellanox QSFP Passive DAC Cable | 149
7D2XCTOLWW | ARZC | 1m Mellanox QSFP Passive DAC Cable | 159
7D2XCTOLWW | ARZD | 1.25m Mellanox QSFP Passive DAC Cable | 169
7D2XCTOLWW | ARZE | 1.5m Mellanox QSFP Passive DAC Cable | 169
7D2XCTOLWW | ARZF | 3m Mellanox QSFP Passive DAC Cable | 189
7D2XCTOLWW | ASQT | 0.5m Mellanox EDR IB Passive Copper QSFP28 Cable | 229
7D2XCTOLWW | ASQU | 0.75m Mellanox EDR IB Passive Copper QSFP28 Cable | 249
7D2XCTOLWW | ASQV | 1m Mellanox EDR IB Passive Copper QSFP28 Cable | 249
7D2XCTOLWW | ASQW | 1.25m Mellanox EDR IB Passive Copper QSFP28 Cable | 289
7D2XCTOLWW | ASQX | 1.5m Mellanox EDR IB Passive Copper QSFP28 Cable | 289
7D2XCTOLWW | ASQY | 2m Mellanox EDR IB Passive Copper QSFP28 Cable | 289
7D2XCTOLWW | ASQZ | 5m Mellanox EDR IB Optical QSFP28 Cable | 1359
7D2XCTOLWW | ASR0 | 10m Mellanox EDR IB Optical QSFP28 Cable | 1419
7D2XCTOLWW | ASR1 | 15m Mellanox EDR IB Optical QSFP28 Cable | 1509
7D2XCTOLWW | ASR2 | 20m Mellanox EDR IB Optical QSFP28 Cable | 1569
7D2XCTOLWW | ASR3 | 30m Mellanox EDR IB Optical QSFP28 Cable | 1789
7D2XCTOLWW | ASR5 | Lenovo 0.5m LC-LC OM3 MMF Cable | 24
7D2XCTOLWW | ASR6 | Lenovo 1m LC-LC OM3 MMF Cable | 24
7D2XCTOLWW | ASR7 | Lenovo 3m LC-LC OM3 MMF Cable | 24
7D2XCTOLWW | ASR8 | Lenovo 5m LC-LC OM3 MMF Cable | 29
7D2XCTOLWW | ASR9 | Lenovo 10m LC-LC OM3 MMF Cable | 39
7D2XCTOLWW | ASRA | Lenovo 15m LC-LC OM3 MMF Cable | 45
7D2XCTOLWW | ASRB | Lenovo 25m LC-LC OM3 MMF Cable | 54
7D2XCTOLWW | ASRC | Lenovo 30m LC-LC OM3 MMF Cable | 64
7D2XCTOLWW | ASRM | 3m Mellanox EDR IB Passive Copper QSFP28 Cable | 319
7D2XCTOLWW | ASRN | 3m Mellanox EDR IB Optical QSFP28 Cable | 1359
7D2XCTOLWW | ASRP | 50m Mellanox EDR IB Optical QSFP28 Cable | 2329
7D2XCTOLWW | AT2R | Lenovo 1m Active DAC SFP+ Cables | 129
7D2XCTOLWW | AT2S | Lenovo 3m Active DAC SFP+ Cables | 139
7D2XCTOLWW | AT2T | Lenovo 5m Active DAC SFP+ Cables | 159
7D2XCTOLWW | AT2U | Lenovo 10m QSFP+ MPO-MPO OM3 MMF Cable | 169
7D2XCTOLWW | AT2V | Lenovo 30m QSFP+ MPO-MPO OM3 MMF Cable | 329
7D2XCTOLWW | ATPX | Intel X550-T2 Dual Port 10GBase-T Adapter | 599
7D2XCTOLWW | ATTJ | Lenovo Dual Rate 1G/10GB SFP Transceiver | 119
7D2XCTOLWW | ATYX | Lenovo 1m SFP+ to SFP+ Active Optical Cable | 104
7D2XCTOLWW | ATYY | Lenovo 3m SFP+ to SFP+ Active Optical Cable | 99
7D2XCTOLWW | ATYZ | Lenovo 5m SFP+ to SFP+ Active Optical Cable | 114
7D2XCTOLWW | ATZ0 | Lenovo 7m SFP+ to SFP+ Active Optical Cable | 129
7D2XCTOLWW | ATZ1 | Lenovo 15m SFP+ to SFP+ Active Optical Cable | 169
7D2XCTOLWW | ATZ2 | Lenovo 20m SFP+ to SFP+ Active Optical Cable | 169
7D2XCTOLWW | ATZB | QLogic 16Gb Enhanced Gen5 FC Single-port HBA | 979
7D2XCTOLWW | ATZC | QLogic 16Gb Enhanced Gen5 FC Dual-port HBA | 1339
7D2XCTOLWW | ATZU | Emulex 16Gb Gen6 FC Single-port HBA | 949
7D2XCTOLWW | ATZV | Emulex 16Gb Gen6 FC Dual-port HBA | 1309
7D2XCTOLWW | AU0M | 5m Intel OPA 100 Series Active Optical QSFP28 Cable | 899
7D2XCTOLWW | AU0N | 10m Intel OPA 100 Series Active Optical QSFP28 Cable | 929
7D2XCTOLWW | AU0P | 15m Intel OPA 100 Series Active Optical QSFP28 Cable | 949
7D2XCTOLWW | AU0Q | 20m Intel OPA 100 Series Active Optical QSFP28 Cable | 979
7D2XCTOLWW | AUK7 | TPM 2.0 and Secure Boot | 0
7D2XCTOLWW | AUKP | ThinkSystem Broadcom 57416 10GBASE-T 2-Port PCIe Ethernet Adapter | 479
7D2XCTOLWW | AUKX | ThinkSystem Intel X710-DA2 PCIe 10Gb 2-Port SFP+ Ethernet Adapter | 459
7D2XCTOLWW | AULV | ThinkSystem 2.5" 300GB 15K SAS 12Gb Hot Swap 512n HDD | 339
7D2XCTOLWW | AULW | ThinkSystem 2.5" 600GB 15K SAS 12Gb Hot Swap 512n HDD | 469
7D2XCTOLWW | AULX | ThinkSystem 2.5" 900GB 15K SAS 12Gb Hot Swap 512e HDD | 639
7D2XCTOLWW | AULY | ThinkSystem 2.5" 300GB 10K SAS 12Gb Hot Swap 512n HDD | 289
7D2XCTOLWW | AULZ | ThinkSystem 2.5" 600GB 10K SAS 12Gb Hot Swap 512n HDD | 319
7D2XCTOLWW | AUM1 | ThinkSystem 2.5" 1.2TB 10K SAS 12Gb Hot Swap 512n HDD | 389
7D2XCTOLWW | AUM2 | ThinkSystem 2.5" 1.8TB 10K SAS 12Gb Hot Swap 512e HDD | 589
7D2XCTOLWW | AUM5 | ThinkSystem 2.5" 600GB 10K SAS 12Gb Hot Swap 512n HDD SED | 635
7D2XCTOLWW | AUM6 | ThinkSystem 2.5" 1TB 7.2K SAS 12Gb Hot Swap 512n HDD | 469
7D2XCTOLWW | AUM7 | ThinkSystem 2.5" 2TB 7.2K SAS 12Gb Hot Swap 512n HDD | 839
7D2XCTOLWW | AUNG | ThinkSystem RAID 530-8i PCIe 12Gb Adapter | 299
7D2XCTOLWW | AUNJ | ThinkSystem RAID 930-8i 2GB Flash PCIe 12Gb Adapter | 1009
7D2XCTOLWW | AUNK | ThinkSystem RAID 930-16i 4GB Flash PCIe 12Gb Adapter | 1529
7D2XCTOLWW | AUNL | ThinkSystem 430-8i SAS/SATA 12Gb HBA | 299
7D2XCTOLWW | AUNM | ThinkSystem 430-16i SAS/SATA 12Gb HBA | 589
7D2XCTOLWW | AUNN | ThinkSystem 430-16e SAS/SATA 12Gb HBA | 609
7D2XCTOLWW | AUNP | FBU345 SuperCap | 135
7D2XCTOLWW | AUNQ | ThinkSystem RAID 930-8e 4GB Flash PCIe 12Gb Adapter | 1689
7D2XCTOLWW | AUNR | ThinkSystem 430-8e SAS/SATA 12Gb HBA | 299
7D2XCTOLWW | AUPW | ThinkSystem XClarity Controller Standard to Enterprise Upgrade | 100
7D2XCTOLWW | AURR | ThinkSystem M3.5 Screw for Riser 2x2pcs and Planar 5pcs | 0
7D2XCTOLWW | AUSL | ThinkSystem COM Port Upgrade Kit | 19
7D2XCTOLWW | AUU2 | ThinkSystem 3.5" 300GB 15K SAS 12Gb Hot Swap 512n HDD | 359
7D2XCTOLWW | AUU3 | ThinkSystem 3.5" 600GB 15K SAS 12Gb Hot Swap 512n HDD | 479
7D2XCTOLWW | AUU5 | ThinkSystem 3.5" 2TB 7.2K SAS 12Gb Hot Swap 512n HDD | 339
7D2XCTOLWW | AUU6 | ThinkSystem 3.5" 4TB 7.2K SAS 12Gb Hot Swap 512n HDD | 419
7D2XCTOLWW | AUU7 | ThinkSystem 3.5" 6TB 7.2K SAS 12Gb Hot Swap 512e HDD | 549
7D2XCTOLWW | AUU8 | ThinkSystem 3.5" 4TB 7.2K SATA 6Gb Hot Swap 512n HDD | 389
7D2XCTOLWW | AUU9 | ThinkSystem 3.5" 8TB 7.2K SATA 6Gb Hot Swap 512e HDD | 599
7D2XCTOLWW | AUUA | ThinkSystem 3.5" 6TB 7.2K SATA 6Gb Hot Swap 512e HDD | 529
7D2XCTOLWW | AUUB | ThinkSystem 3.5" 10TB 7.2K SATA 6Gb Hot Swap 512e HDD | 829
7D2XCTOLWW | AUUC | ThinkSystem 3.5" 900GB 15K SAS 12Gb Hot Swap 512e HDD | 679
7D2XCTOLWW | AUUD | ThinkSystem 3.5" 2TB 7.2K SATA 6Gb Hot Swap 512n HDD | 319
7D2XCTOLWW | AUUE | ThinkSystem 2.5" 1TB 7.2K SATA 6Gb Hot Swap 512n HDD | 469
7D2XCTOLWW | AUUF | ThinkSystem 3.5" 1TB 7.2K SATA 6Gb Hot Swap 512n HDD | 269
7D2XCTOLWW | AUUG | ThinkSystem 3.5" 10TB 7.2K SAS 12Gb Hot Swap 512e HDD | 849
7D2XCTOLWW | AUUJ | ThinkSystem 2.5" 2TB 7.2K SATA 6Gb Hot Swap 512e HDD | 849
7D2XCTOLWW | AUUL | ThinkSystem M.2 32GB SATA 6Gbps Non-Hot Swap SSD | 109
7D2XCTOLWW | AUUV | ThinkSystem M.2 128GB SATA 6Gbps Non-Hot Swap SSD | 159
7D2XCTOLWW | AUZV | ThinkSystem Broadcom 5719 1GbE RJ45 4-Port PCIe Ethernet Adapter | 159
7D2XCTOLWW | AUZW | ThinkSystem I350-T4 PCIe 1Gb 4-Port RJ45 Ethernet Adapter | 379
7D2XCTOLWW | AUZX | ThinkSystem Broadcom 5720 1GbE RJ45 2-Port PCIe Ethernet Adapter | 129
7D2XCTOLWW | AUZY | ThinkSystem I350-T2 PCIe 1Gb 2-Port RJ45 Ethernet Adapter | 179
7D2XCTOLWW | AUZZ | ThinkSystem I350-F1 PCIe 1Gb 1-Port SFP Ethernet Adapter | 379
7D2XCTOLWW | AV1B | Lenovo 25GBase-SR SFP28 Transceiver | 449
7D2XCTOLWW | AV1D | Lenovo 100GBase-SR4 QSFP28 Transceiver | 1539
7D2XCTOLWW | AV1F | Lenovo 3m 25G SFP28 Active Optical Cable | 489
7D2XCTOLWW | AV1G | Lenovo 5m 25G SFP28 Active Optical Cable | 489
7D2XCTOLWW | AV1H | Lenovo 10m 25G SFP28 Active Optical Cable | 499
7D2XCTOLWW | AV1J | Lenovo 15m 25G SFP28 Active Optical Cable | 497
7D2XCTOLWW | AV1K | Lenovo 20m 25G SFP28 Active Optical Cable | 519
7D2XCTOLWW | AV1L | Lenovo 3m 100G QSFP28 Active Optical Cable | 1059
7D2XCTOLWW | AV1M | Lenovo 5m 100G QSFP28 Active Optical Cable | 1069
7D2XCTOLWW | AV1N | Lenovo 10m 100G QSFP28 Active Optical Cable | 1099
7D2XCTOLWW | AV1P | Lenovo 15m 100G QSFP28 Active Optical Cable | 1079
7D2XCTOLWW | AV1Q | Lenovo 20m 100G QSFP28 Active Optical Cable | 1179
7D2XCTOLWW | AV1R | Lenovo 3m 100G to 4x25G Breakout Active Optical Cable | 1949
7D2XCTOLWW | AV1S | Lenovo 5m 100G to 4x25G Breakout Active Optical Cable | 1975
7D2XCTOLWW | AV1T | Lenovo 10m 100G to 4x25G Breakout Active Optical Cable | 2035
7D2XCTOLWW | AV1U | Lenovo 15m 100G to 4x25G Breakout Active Optical Cable | 2095
7D2XCTOLWW | AV1V | Lenovo 20m 100G to 4x25G Breakout Active Optical Cable | 2149
7D2XCTOLWW | AV1W | Lenovo 1m Passive 25G SFP28 DAC Cable | 69
7D2XCTOLWW | AV1X | Lenovo 3m Passive 25G SFP28 DAC Cable | 79
7D2XCTOLWW | AV1Y | Lenovo 5m Passive 25G SFP28 DAC Cable | 159
7D2XCTOLWW | AV1Z | Lenovo 1m Passive 100G QSFP28 DAC Cable | 99
7D2XCTOLWW | AV20 | Lenovo 3m Passive 100G QSFP28 DAC Cable | 159
7D2XCTOLWW | AV21 | Lenovo 5m Passive 100G QSFP28 DAC Cable | 299
7D2XCTOLWW | AV22 | Lenovo 1m 100G QSFP28 to 4x25G SFP28 Breakout DAC Cable | 179
7D2XCTOLWW | AV23 | Lenovo 3m 100G QSFP28 to 4x25G SFP28 Breakout DAC Cable | 299
7D2XCTOLWW | AV24 | Lenovo 5m 100G QSFP28 to 4x25G SFP28 Breakout DAC Cable | 459
7D2XCTOLWW | AV25 | Lenovo 5m MPO-MPO OM4 MMF Cable | 114
7D2XCTOLWW | AV26 | Lenovo 7m MPO-MPO OM4 MMF Cable | 135
7D2XCTOLWW | AV27 | Lenovo 10m MPO-MPO OM4 MMF Cable | 159
7D2XCTOLWW | AV28 | Lenovo 15m MPO-MPO OM4 MMF Cable | 205
7D2XCTOLWW | AV29 | Lenovo 20m MPO-MPO OM4 MMF Cable | 259
7D2XCTOLWW | AV2A | Lenovo 30m MPO-MPO OM4 MMF Cable | 349
7D2XCTOLWW | AV2B | Lenovo 1m MPO to 4x LC Breakout OM4 MMF Cable | 149
7D2XCTOLWW | AV2C | Lenovo 3m MPO to 4x LC Breakout OM4 MMF Cable | 179
7D2XCTOLWW | AV2D | Lenovo 5m MPO to 4x LC Breakout OM4 MMF Cable | 239
7D2XCTOLWW | AVUT | ThinkSystem XClarity Controller Standard to Advanced Upgrade | 50
7D2XCTOLWW | AVUX | On Board SATA AHCI Mode | 0
7D2XCTOLWW | AVV1 | Lenovo 10GBaseT SFP+ Transceiver | 599
7D2XCTOLWW | AVV8 | ThinkSystem External USB DVD-RW Optical Disk Drive | 79
7D2XCTOLWW | AX8A | 4.3m, 13A/120V, C13 to NEMA 5-15P (US) Line Cord | 19
7D2XCTOLWW | B0ML | Feature Enable TPM on MB | 0
7D2XCTOLWW | B0N4 | 2.0m, 10A/100-250V, C13 to IEC 320-C14 Rack Power Cable | 29
7D2XCTOLWW | B0N5 | 1.0m, 13A/100-250V, C13 to C14 Jumper Cord | 25
7D2XCTOLWW | B0N6 | 1.5m, 13A/100-250V, C13 to C14 Jumper Cord | 29
7D2XCTOLWW | B0RJ | 10GBASE-LR SFP+Transceiver | 350
7D2XCTOLWW | B0YQ | ThinkSystem 3.5" 8TB 7.2K SAS 12Gb Hot Swap 512e HDD FIPS | 1349
7D2XCTOLWW | B0YR | ThinkSystem 3.5" 8TB 7.2K SAS 12Gb Hot Swap 512e HDD | 659
7D2XCTOLWW | B0YS | ThinkSystem 2.5" 2.4TB 10K SAS 12Gb Hot Swap 512e HDD | 629
7D2XCTOLWW | B0YV | ThinkSystem 2.5" 2.4TB 10K SAS 12Gb Hot Swap 512e HDD FIPS | 1299
7D2XCTOLWW | B0YX | ThinkSystem 2.5" 1.2TB 10K SAS 12Gb Hot Swap 512n HDD SED | 749
7D2XCTOLWW | B117 | ThinkSystem 3.5" 12TB 7.2K SAS 12Gb Hot Swap 512e HDD | 949
7D2XCTOLWW | B118 | ThinkSystem 3.5" 12TB 7.2K SATA 6Gb Hot Swap 512e HDD | 1829
7D2XCTOLWW | B136 | ThinkSystem 1U CMA Upgrade Kit for Toolless Slide Rail | 55
7D2XCTOLWW | B173 | Companion Part for XClarity Controller Standard to Enterprise Upgrade in Factory | 0
7D2XCTOLWW | B21X | ThinkSystem U.2 Toshiba CM5-V 1.6TB Mainstream NVMe PCIe 3.0 x4 Hot Swap SSD | 3449
7D2XCTOLWW | B21Y | ThinkSystem U.2 Toshiba CM5-V 3.2TB Mainstream NVMe PCIe 3.0 x4 Hot Swap SSD | 6999
7D2XCTOLWW | B220 | ThinkSystem 3.5" Toshiba CM5-V 1.6TB Mainstream NVMe PCIe 3.0 x4 Hot Swap SSD | 3449
7D2XCTOLWW | B221 | ThinkSystem 3.5" Toshiba CM5-V 3.2TB Mainstream NVMe PCIe 3.0 x4 Hot Swap SSD | 6999
7D2XCTOLWW | B22J | 5m Intel OPA 100 Series Active Optical QSFP28 Low Power Cable | 809
7D2XCTOLWW | B22K | 10m Intel OPA 100 Series Active Optical QSFP28 Low Power Cable | 829
7D2XCTOLWW | B22L | 15m Intel OPA 100 Series Active Optical QSFP28 Low Power Cable | 839
7D2XCTOLWW | B22M | 20m Intel OPA 100 Series Active Optical QSFP28 Low Power Cable | 849
7D2XCTOLWW | B2P9 | Lenovo 0.5m LC-LC OM4 MMF Cable | 34
7D2XCTOLWW | B2PA | Lenovo 1m LC-LC OM4 MMF Cable | 29
7D2XCTOLWW | B2PB | Lenovo 3m LC-LC OM4 MMF Cable | 34
7D2XCTOLWW | B2PC | Lenovo 5m LC-LC OM4 MMF Cable | 44
7D2XCTOLWW | B2PD | Lenovo 10m LC-LC OM4 MMF Cable | 69
7D2XCTOLWW | B2PE | Lenovo 15m LC-LC OM4 MMF Cable | 79
7D2XCTOLWW | B2PF | Lenovo 25m LC-LC OM4 MMF Cable | 114
7D2XCTOLWW | B2UZ | Lenovo 1m 100G QSFP28 Active Optical Cable | 949
7D2XCTOLWW | B306 | Mellanox QSA 100G to 25G Cable Adapter | 149
7D2XCTOLWW | B30W | Custom MFG SVCS Fee - Medium Increment | 30
7D2XCTOLWW | B30X | Custom MFG SVCS Fee - Large Increment | 300
7D2XCTOLWW | B31D | ThinkSystem NVIDIA Quadro P620 2GB PCIe Active GPU | 269
7D2XCTOLWW | B31G | ThinkSystem QLogic QL41134 PCIe 10Gb 4-Port Base-T Ethernet Adapter | 799
7D2XCTOLWW | B34N | ThinkSystem U.2 PM983 1.92TB Entry NVMe PCIe 3.0 x4 Hot Swap SSD | 939
7D2XCTOLWW | B34P | ThinkSystem U.2 PM983 3.84TB Entry NVMe PCIe 3.0 x4 Hot Swap SSD | 1839
7D2XCTOLWW | B34Q | ThinkSystem 3.5" PM983 1.92TB Entry NVMe PCIe 3.0 x4 Hot Swap SSD | 2999
7D2XCTOLWW | B34R | ThinkSystem 3.5" PM983 3.84TB Entry NVMe PCIe 3.0 x4 Hot Swap SSD | 5049
7D2XCTOLWW | B42B | ThinkSystem Toolless Friction Rail v2 | 99
7D2XCTOLWW | B496 | ThinkSystem 3.5" 14TB 7.2K SAS 12Gb Hot Swap 512e HDD | 1199
7D2XCTOLWW | B497 | ThinkSystem 3.5" 14TB 7.2K SATA 6Gb Hot Swap 512e HDD | 1149
7D2XCTOLWW | B498 | ThinkSystem 2.5" Intel S4510 240GB Entry SATA 6Gb Hot Swap SSD | 149
7D2XCTOLWW | B499 | ThinkSystem 2.5" Intel S4510 480GB Entry SATA 6Gb Hot Swap SSD | 309
7D2XCTOLWW | B49A | ThinkSystem 2.5" Intel S4510 960GB Entry SATA 6Gb Hot Swap SSD | 529
7D2XCTOLWW | B49B | ThinkSystem 2.5" Intel S4510 1.92TB Entry SATA 6Gb Hot Swap SSD | 1049
7D2XCTOLWW | B49C | ThinkSystem 2.5" Intel S4510 3.84TB Entry SATA 6Gb Hot Swap SSD | 1979
7D2XCTOLWW | B49D | ThinkSystem 3.5" Intel S4510 240GB Entry SATA 6Gb Hot Swap SSD | 149
7D2XCTOLWW | B49E | ThinkSystem 3.5" Intel S4510 480GB Entry SATA 6Gb Hot Swap SSD | 209
7D2XCTOLWW | B49F | ThinkSystem 3.5" Intel S4510 960GB Entry SATA 6Gb Hot Swap SSD | 539
7D2XCTOLWW | B49G | ThinkSystem 3.5" Intel S4510 1.92TB Entry SATA 6Gb Hot Swap SSD | 1059
7D2XCTOLWW | B49H | ThinkSystem 3.5" Intel S4510 3.84TB Entry SATA 6Gb Hot Swap SSD | 1989
7D2XCTOLWW | B49L | ThinkSystem 2.5" Intel S4610 240GB Mainstream SATA 6Gb Hot Swap SSD | 399
7D2XCTOLWW | B49M | ThinkSystem 2.5" Intel S4610 480GB Mainstream SATA 6Gb Hot Swap SSD | 479
7D2XCTOLWW | B49N | ThinkSystem 2.5" Intel S4610 960GB Mainstream SATA 6Gb Hot Swap SSD | 699
7D2XCTOLWW | B49P | ThinkSystem 2.5" Intel S4610 1.92TB Mainstream SATA 6Gb Hot Swap SSD | 1289
7D2XCTOLWW | B49Q | ThinkSystem 2.5" Intel S4610 3.84TB Mainstream SATA 6Gb Hot Swap SSD | 2499
7D2XCTOLWW | B49R | ThinkSystem 3.5" Intel S4610 240GB Mainstream SATA 6Gb Hot Swap SSD | 409
7D2XCTOLWW | B49S | ThinkSystem 3.5" Intel S4610 480GB Mainstream SATA 6Gb Hot Swap SSD | 309
7D2XCTOLWW | B49T | ThinkSystem 3.5" Intel S4610 960GB Mainstream SATA 6Gb Hot Swap SSD | 1029
7D2XCTOLWW | B49U | ThinkSystem 3.5" Intel S4610 1.92TB Mainstream SATA 6Gb Hot Swap SSD | 1799
7D2XCTOLWW | B49V | ThinkSystem 3.5" Intel S4610 3.84TB Mainstream SATA 6Gb Hot Swap SSD | 3579
7D2XCTOLWW | B4QQ | 0.5m Mellanox HDR IB Passive Copper QSFP56 Cable | 299
7D2XCTOLWW | B4QR | 1m Mellanox HDR IB Passive Copper QSFP56 Cable | 399
7D2XCTOLWW | B4QS | 1.5m Mellanox HDR IB Passive Copper QSFP56 Cable | 449
7D2XCTOLWW | B4QT | 2m Mellanox HDR IB Passive Copper QSFP56 Cable | 499
7D2XCTOLWW | B4QW | 3m Mellanox HDR IB Active Optical QSFP56 Cable | 2099
7D2XCTOLWW | B4QX | 5m Mellanox HDR IB Active Optical QSFP56 Cable | 2149
7D2XCTOLWW | B4QY | 10m Mellanox HDR IB Active Optical QSFP56 Cable | 2199
7D2XCTOLWW | B4QZ | 15m Mellanox HDR IB Active Optical QSFP56 Cable | 2249
7D2XCTOLWW | B4R0 | 20m Mellanox HDR IB Active Optical QSFP56 Cable | 2299
7D2XCTOLWW | B4R1 | 1m Mellanox HDR IB to 2x HDR100 Splitter Passive Copper QSFP56 Cable | 399
7D2XCTOLWW | B4R2 | 1.5m Mellanox HDR IB to 2x HDR100 Splitter Passive Copper QSFP56 Cable | 449
7D2XCTOLWW | B4R4 | 3m Mellanox HDR IB to 2x HDR100 Splitter Optical QSFP56 Cable | 2799
7D2XCTOLWW | B4R5 | 5m Mellanox HDR IB to 2x HDR100 Splitter Optical QSFP56 Cable | 2899
7D2XCTOLWW | B4R6 | 10m Mellanox HDR IB to 2x HDR100 Splitter Optical QSFP56 Cable | 2999
7D2XCTOLWW | B4R7 | 15m Mellanox HDR IB to 2x HDR100 Splitter Optical QSFP56 Cable | 3199
7D2XCTOLWW | B4R8 | 20m Mellanox HDR IB to 2x HDR100 Splitter Optical QSFP56 Cable | 3299
7D2XCTOLWW | B4R9 | ThinkSystem Mellanox ConnectX-6 HDR100/100GbE QSFP56 1-port PCIe VPI Adapter | 1779
7D2XCTOLWW | B4RA | ThinkSystem Mellanox ConnectX-6 HDR100/100GbE QSFP56 2-port PCIe VPI Adapter | 2099
7D2XCTOLWW | B4RB | ThinkSystem Mellanox HDR/200GbE 2x PCIe Aux Kit | 639
7D2XCTOLWW | B4RC | ThinkSystem Mellanox ConnectX-6 HDR/200GbE QSFP56 1-port PCIe 4 VPI Adapter | 2209
7D2XCTOLWW | B4YB | ThinkSystem NVIDIA T4 16GB PCIe Passive GPU | 6279
7D2XCTOLWW | B58F | ThinkSystem U.2 Intel P4510 1.0TB Entry NVMe PCIe3.0 x4 Hot Swap SSD | 539
7D2XCTOLWW | B58G | ThinkSystem U.2 Intel P4510 2.0TB Entry NVMe PCIe3.0 x4 Hot Swap SSD | 1459
7D2XCTOLWW | B5SS | ThinkSystem Broadcom 57416 10GBASE-T 2-port + 5720 1GbE 2-port OCP Ethernet Adapter | 509
7D2XCTOLWW | B5ST | ThinkSystem Broadcom 57416 10GBASE-T 2-port OCP Ethernet Adapter | 449
7D2XCTOLWW | B5SU | ThinkSystem Broadcom 57454 10GBASE-T 4-port PCIe Ethernet Adapter | 719
7D2XCTOLWW | B5SV | ThinkSystem Broadcom 57454 10/25GbE SFP28 4-port OCP Ethernet Adapter | 539
7D2XCTOLWW | B5SW | ThinkSystem Marvell QL41232 10/25GbE SFP28 2-Port OCP Ethernet Adapter | 369
7D2XCTOLWW | B5SX | ThinkSystem Emulex LPe35000 32Gb 1-port PCIe Fibre Channel Adapter | 1739
7D2XCTOLWW | B5SY | ThinkSystem Emulex LPe35002 32Gb 2-port PCIe Fibre Channel Adapter | 2599
7D2XCTOLWW | B5SZ | ThinkSystem Broadcom 57414 10/25GbE SFP28 2-port OCP Ethernet Adapter | 389
7D2XCTOLWW | B5T0 | ThinkSystem Broadcom 57414 10/25GbE SFP28 2-port PCIe Ethernet Adapter | 389
7D2XCTOLWW | B5T1 | ThinkSystem Broadcom 5719 1GbE RJ45 4-port OCP Ethernet Adapter | 159
7D2XCTOLWW | B5T2 | ThinkSystem Mellanox ConnectX-4 Lx 10/25GbE SFP28 2-port OCP Ethernet Adapter | 329
7D2XCTOLWW | B5T3 | ThinkSystem Broadcom 57454 10/25GbE SFP28 4-port PCIe Ethernet Adapter | 559
7D2XCTOLWW | B5T4 | ThinkSystem Broadcom 57454 10GBASE-T 4-port OCP Ethernet Adapter | 739
7D2XCTOLWW | B5WJ | ThinkSystem OCP3 Filler | 19
7D2XCTOLWW | B5X6 | ThinkSystem 1U 2x2.5" Fixed Filler | 9
7D2XCTOLWW | B5XC | ThinkSystem 64GB TruDDR4 3200MHz (2Rx4 1.2V) RDIMM-A | 1089
7D2XCTOLWW | B5XD | ThinkSystem 16GB TruDDR4 3200MHz (2Rx8 1.2V) RDIMM-A | 299
7D2XCTOLWW | B5XE | ThinkSystem 32GB TruDDR4 3200MHz (2Rx4 1.2V) RDIMM-A | 539
7D2XCTOLWW | B5XF | ThinkSystem AMD EPYC 7742 64C 225W 2.25 GHz Processor | 12289
7D2XCTOLWW | B5XG | ThinkSystem AMD EPYC 7502 32C 180W 2.5GHz Processor | 4599
7D2XCTOLWW | B5XH | ThinkSystem M.2 SATA 2-Bay RAID Enablement Kit | 119
7D2XCTOLWW | B5XJ | ThinkSystem M.2 SATA/NVMe 2-Bay Enablement Kit | 79
7D2XCTOLWW | B652 | ThinkSystem Marvell QL41232 10/25GbE SFP28 2-Port PCIe Ethernet Adapter | 339
7D2XCTOLWW | B653 | ThinkSystem Mellanox ConnectX-4 Lx 10/25GbE SFP28 2-port PCIe Ethernet Adapter | 379
7D2XCTOLWW | B68K | 30m Mellanox HDR IB to 2x HDR100 Splitter Optical QSFP56 Cable | 3499
7D2XCTOLWW | B68L | 2m Mellanox HDR IB to 2x HDR100 Splitter Passive Copper QSFP56 Cable | 499
7D2XCTOLWW | B68M | 100m Mellanox HDR IB Optical QSFP56 Cable | 5099
7D2XCTOLWW | B68N | 50m Mellanox HDR IB Optical QSFP56 Cable | 3699
7D2XCTOLWW | B68P | 30m Mellanox HDR IB Optical QSFP56 Cable | 2399
7D2XCTOLWW | B6TR | ThinkSystem AMD EPYC 7702 64C 200W 2.0GHz Processor | 11399
7D2XCTOLWW | B6TS | ThinkSystem AMD EPYC 7262 8C 155W 3.2GHz Processor | 1059
7D2XCTOLWW | B6TT | ThinkSystem AMD EPYC 7402P 24C 180W 2.8GHz Processor | 2209
7D2XCTOLWW | B6TU | ThinkSystem AMD EPYC 7452 32C 155W 2.35 GHz Processor | 3579
7D2XCTOLWW | B6TV | ThinkSystem AMD EPYC 7302 16C 155W 3.0GHz Processor | 1729
7D2XCTOLWW | B6VU | ThinkSystem AMD EPYC 7252 8C 120W 3.1GHz Processor | 1129
7D2XCTOLWW | B6VV | ThinkSystem AMD EPYC 7302P 16C 155W 3.0GHz Processor | 1519
7D2XCTOLWW | B6VW | ThinkSystem AMD EPYC 7402 24C 180W 2.8GHz Processor | 3149
7D2XCTOLWW | B6VX | ThinkSystem AMD EPYC 7502P 32C 180W 2.5GHz Processor | 4069
7D2XCTOLWW | B6VY | ThinkSystem AMD EPYC 7702P 64C 200W 2.0GHz Processor | 7819
7D2XCTOLWW | B6VZ | ThinkSystem AMD EPYC 7282 16C 120W 2.8GHz Processor | 1539
7D2XCTOLWW | B6W0 | ThinkSystem AMD EPYC 7352 24C 155W 2.3GHz Processor | 3069
7D2XCTOLWW | B6W1 | ThinkSystem AMD EPYC 7552 48C 200W 2.2GHz Processor | 9159
7D2XCTOLWW | B6W2 | ThinkSystem AMD EPYC 7542 32C 225W 2.9GHz Processor | 7739
7D2XCTOLWW | B6W3 | ThinkSystem AMD EPYC 7642 48C 225W 2.3GHz Processor | 10869
7D2XCTOLWW | B766 | ThinkSystem AMD EPYC 7232P 8C 120W 3.1GHz Processor | 1069
7D2XCTOLWW | B767 | ThinkSystem AMD EPYC 7272 12C 120W 2.9GHz Processor | 1479
7D2XCTOLWW | B7EW | ThinkSystem 2.5" 5210 1.92TB Entry SATA 6Gb Hot Swap QLC SSD | 759
7D2XCTOLWW | B7EX | ThinkSystem 2.5" 5210 3.84TB Entry SATA 6Gb Hot Swap QLC SSD | 1489
7D2XCTOLWW | B7EY | ThinkSystem 2.5" 5210 7.68TB Entry SATA 6Gb Hot Swap QLC SSD | 2779
7D2XCTOLWW | B7EZ | ThinkSystem 3.5" 16TB 7.2K SAS 12Gb Hot Swap 512e HDD | 1309
7D2XCTOLWW | B7F0 | ThinkSystem 3.5" 16TB 7.2K SATA 6Gb Hot Swap 512e HDD | 1289
7D2XCTOLWW | B7JW | ThinkSystem NVIDIA Quadro P2200 5GB PCIe Active GPU | 1009
7D2XCTOLWW | B87R | Mellanox CX6 Socket-Direct Adapter Cable Assemble Way | 0
7D2XCTOLWW | B88T | VMware ESXi 6.7 U3 (factory installed) | 0
7D2XCTOLWW | B8HP | ThinkSystem 2.5" 5300 960GB Entry SATA 6Gb Hot Swap SSD | 489
7D2XCTOLWW | B8HQ | ThinkSystem 3.5" 5300 3.84TB Entry SATA 6Gb Hot Swap SSD | 2179
7D2XCTOLWW | B8HR | ThinkSystem 3.5" 5300 1.92TB Mainstream SATA 6Gb Hot Swap SSD | 1829
7D2XCTOLWW | B8HS | ThinkSystem M.2 5300 240GB SATA 6Gbps Non-Hot Swap SSD | 359
7D2XCTOLWW | B8HT | ThinkSystem 3.5" PM1645a 800GB Mainstream SAS 12Gb Hot Swap SSD | 829
7D2XCTOLWW | B8HU | ThinkSystem 2.5" PM1645a 800GB Mainstream SAS 12Gb Hot Swap SSD | 819
7D2XCTOLWW | B8HV | ThinkSystem 2.5" 5300 240GB Entry SATA 6Gb Hot Swap SSD | 359
7D2XCTOLWW | B8HW | ThinkSystem HHHL PM1735 3.2TB Mainstream NVMe PCIe4.0 x8 Flash Adapter | 3179
7D2XCTOLWW | B8HX | ThinkSystem 3.5" 5300 3.84TB Mainstream SATA 6Gb Hot Swap SSD | 3119
7D2XCTOLWW | B8HY | ThinkSystem 2.5" 5300 480GB Mainstream SATA 6Gb Hot Swap SSD | 429
7D2XCTOLWW | B8HZ | ThinkSystem 3.5" 5300 1.92TB Entry SATA 6Gb Hot Swap SSD | 1139
7D2XCTOLWW | B8J0 | ThinkSystem 3.5" 5300 960GB Mainstream SATA 6Gb Hot Swap SSD | 929
7D2XCTOLWW | B8J1 | ThinkSystem 2.5" 5300 240GB Mainstream SATA 6Gb Hot Swap SSD | 409
7D2XCTOLWW | B8J2 | ThinkSystem 2.5" 5300 7.68TB Entry SATA 6Gb Hot Swap SSD | 3649
7D2XCTOLWW | B8J3 | ThinkSystem 3.5" 5300 7.68TB Entry SATA 6Gb Hot Swap SSD | 4119
7D2XCTOLWW | B8J4 | ThinkSystem 2.5" PM1645a 1.6TB Mainstream SAS 12Gb Hot Swap SSD | 1379
7D2XCTOLWW | B8J5 | ThinkSystem 2.5" 5300 1.92TB Entry SATA 6Gb Hot Swap SSD | 939
7D2XCTOLWW | B8J6 | ThinkSystem 2.5" 5300 960GB Mainstream SATA 6Gb Hot Swap SSD | 729
7D2XCTOLWW | B8J7 | ThinkSystem 2.5" 5300 3.84TB Mainstream SATA 6Gb Hot Swap SSD | 2179
7D2XCTOLWW | B8J9 | ThinkSystem 3.5" 5300 480GB Entry SATA 6Gb Hot Swap SSD | 379
7D2XCTOLWW | B8JA | ThinkSystem 2.5" PM1645a 6.4TB Mainstream SAS 12Gb Hot Swap SSD | 6049
7D2XCTOLWW | B8JB | ThinkSystem 3.5" 5300 240GB Entry SATA 6Gb Hot Swap SSD | 369
7D2XCTOLWW | B8JC | ThinkSystem 3.5" 5300 960GB Entry SATA 6Gb Hot Swap SSD | 629
7D2XCTOLWW | B8JD | ThinkSystem 2.5" PM1645a 3.2TB Mainstream SAS 12Gb Hot Swap SSD | 2579
7D2XCTOLWW | B8JE | ThinkSystem 2.5" 5300 1.92TB Mainstream SATA 6Gb Hot Swap SSD | 1279
7D2XCTOLWW | B8JF | ThinkSystem 3.5" 5300 480GB Mainstream SATA 6Gb Hot Swap SSD | 529
7D2XCTOLWW | B8JG | ThinkSystem 3.5" PM1645a 6.4TB Mainstream SAS 12Gb Hot Swap SSD | 6059
7D2XCTOLWW | B8JH | ThinkSystem HHHL PM1735 1.6TB Mainstream NVMe PCIe4.0 x8 Flash Adapter | 1799
7D2XCTOLWW | B8JJ | ThinkSystem M.2 5300 960GB SATA 6Gbps Non-Hot Swap SSD | 539
7D2XCTOLWW | B8JK | ThinkSystem 3.5" PM1645a 3.2TB Mainstream SAS 12Gb Hot Swap SSD | 2589
7D2XCTOLWW | B8JL | ThinkSystem 3.5" 5300 240GB Mainstream SATA 6Gb Hot Swap SSD | 419
7D2XCTOLWW | B8JM | ThinkSystem 2.5" 5300 480GB Entry SATA 6Gb Hot Swap SSD | 309
7D2XCTOLWW | B8JN | ThinkSystem 3.5" PM1645a 1.6TB Mainstream SAS 12Gb Hot Swap SSD | 1389
7D2XCTOLWW | B8JP | ThinkSystem 2.5" 5300 3.84TB Entry SATA 6Gb Hot Swap SSD | 1789
7D2XCTOLWW | B8JQ | ThinkSystem 7mm 5300 240GB Entry SATA 6Gb SSD | 359
7D2XCTOLWW | B8JR | ThinkSystem M.2 PM983 960GB NVMe PCIe 3.0 x4 Non-Hot Swap SSD | 589
7D2XCTOLWW | B8JS | ThinkSystem 7mm 5300 960GB Entry SATA 6Gb SSD | 629
7D2XCTOLWW | B8JT | ThinkSystem 7mm 5300 480GB Entry SATA 6Gb SSD | 359
7D2XCTOLWW | B8L2 | ThinkSystem SR645 1U MB | 2239
7D2XCTOLWW | B8L3 | ThinkSystem 1U/2U 4x3.5" SAS/SATA Backplane | 139
7D2XCTOLWW | B8L4 | ThinkSystem 7mm Tray Filler | 9
7D2XCTOLWW | B8L5 | ThinkSystem 1U MS Height CPU dummy | 9
7D2XCTOLWW | B8L8 | ThinkSystem CFF V4 PSU Dummy | 9
7D2XCTOLWW | B8LA | ThinkSystem Toolless Slide Rail Kit v2 | 109
7D2XCTOLWW | B8LC | ThinkSystem Toolless Slide Rail Kit v2 with 1U CMA | 159
7D2XCTOLWW | B8MV | ThinkSystem 1U PCIe Gen4 x16 Riser 2 | 79
7D2XCTOLWW | B8MW | ThinkSystem 1U PCIe Gen3 x16/x16 Riser 1 | 69
7D2XCTOLWW | B8MX | ThinkSystem 1U 2.5" 6 SAS/SATA 4 AnyBay Backplane | 379
7D2XCTOLWW | B8MY | ThinkSystem 1U 2x2.5" SAS/SATA Rear Backplane | 79
7D2XCTOLWW | B8N0 | ThinkSystem 1U 8x2.5" SAS/SATA Backplane | 159
7D2XCTOLWW | B8N1 | ThinkSystem 1U 4x3.5" AnyBay Backplane | 249
7D2XCTOLWW | B8N2 | ThinkSystem 1U PCIe Gen4 x16/x16 Riser 1 | 109
7D2XCTOLWW | B8N3 | ThinkSystem 1U Standard Fan Option Kit | 39
7D2XCTOLWW | B8N4 | ThinkSystem 1U Performance Fan Option Kit | 49
7D2XCTOLWW | B8N5 | ThinkSystem 1U 3.5" Chassis with 4 Bays | 699
7D2XCTOLWW | B8N6 | ThinkSystem 1U 2.5" Chassis with 8 or 10 Bays | 529
7D2XCTOLWW | B8N7 | ThinkSystem 1U MS LP Riser Cage Riser1&2 | 29
7D2XCTOLWW | B8NA | ThinkSystem 1U MS LP+LP Riser Filler | 9
7D2XCTOLWW | B8NB | ThinkSystem 1U MS LP Riser Filler | 2
7D2XCTOLWW | B8NC | ThinkSystem 1U LP+LP BF Riser Cage Riser 1 | 19
7D2XCTOLWW | B8ND | ThinkSystem 1U MS 10x2.5" Media Bay | 119
7D2XCTOLWW | B8NF | ThinkSystem 1U Rear 2.5" HDD Sequence SAS/SATA | 29
7D2XCTOLWW | B8NG | ThinkSystem 1U LP+FH BF Riser Cage Riser1 | 29
7D2XCTOLWW | B8NH | ThinkSystem 1U Integrated Diagnostics Panel | 119
7D2XCTOLWW | B8NJ | ThinkSystem 1U MS Fan Dummy | 2
7D2XCTOLWW | B8NK | ThinkSystem 1U Super Cap Holder Dummy | 2
7D2XCTOLWW | B8NL | ThinkSystem 1U Security Bezel v2 | 49
7D2XCTOLWW | B8NM | ThinkSystem 1U MS Air Duct | 9
7D2XCTOLWW | B8NN | ThinkSystem 1U MS 8x2.5" Media Bay | 39
7D2XCTOLWW | B8NT | ThinkSystem 128GB TruDDR4 3200MHz (4Rx4, 1.2V) 3DS RDIMM-A | 3549
7D2XCTOLWW | B8NU | ThinkSystem 32GB TruDDR4 3200 MHz (2Rx8 1.2V) RDIMM-A | 589
7D2XCTOLWW | B8NV | ThinkSystem 32GB USB Flash Drive | 39
7D2XCTOLWW | B8NW | ThinkSystem RAID 940-8i 8GB Flash PCIe Gen4 12Gb Adapter | 1759
7D2XCTOLWW | B8NY | ThinkSystem Raid 940-8i 4GB Flash PCIe Gen4 12Gb Adapter | 1179
7D2XCTOLWW | B8NZ | ThinkSystem RAID 940-16i 8GB Flash PCIe Gen4 12Gb Adapter | 2049
7D2XCTOLWW | B8P0 | ThinkSystem Raid 940-16i 8GB Flash PCIe Gen4 12Gb Internal Adapter | 2069
7D2XCTOLWW | B8P1 | ThinkSystem 440-16i SAS/SATA PCIe Gen4 12Gb Internal HBA | 699
7D2XCTOLWW | B8P9 | ThinkSystem M.2 NVMe 2-Bay RAID Enablement Kit | 219
7D2XCTOLWW | B8PP | ThinkSystem Mellanox ConnectX-6 Dx 100GbE QSFP56 2-port PCIe Ethernet Adapter | 1019
7D2XCTOLWW | B8Q2 | ThinkSystem 1U 7mm Drive Kit w/ NVMe RAID | 659
7D2XCTOLWW | B8Q9 | ThinkSystem 500W(230V/115V) V2 Platinum Hot-Swap Power Supply | 229
7D2XCTOLWW | B8QA | ThinkSystem 750W (230/115V) V2 Platinum Hot-Swap Power Supply | 259
7D2XCTOLWW | B8QB | ThinkSystem V2 1800W (230V) Platinum Hot-Swap Power Supply | 519
7D2XCTOLWW | B8QC | ThinkSystem 1100W (230V/115V) V2 Platinum Hot-Swap Power Supply | 369
7D2XCTOLWW | B8QD | ThinkSystem 750W (230V) V2 Titanium Hot-Swap Power Supply | 389
7D2XCTOLWW | B8QE | ThinkSystem 1100W -48V DC v2 Power Supply | 789
7D2XCTOLWW | B919 | ThinkSystem M.2 5300 480GB SATA 6Gbps Non-Hot Swap SSD | 369
7D2XCTOLWW | B91A | ThinkSystem 2.5" PM1643a 960GB Entry SAS 12Gb Hot Swap SSD | 819
7D2XCTOLWW | B91B | ThinkSystem 2.5" PM1643a 1.92TB Entry SAS 12Gb Hot Swap SSD | 1379
7D2XCTOLWW | B91C | ThinkSystem 2.5" PM1643a 3.84TB Entry SAS 12Gb Hot Swap SSD | 2579
7D2XCTOLWW | B91D | ThinkSystem 2.5" PM1643a 7.68TB Entry SAS 12Gb Hot Swap SSD | 5019
7D2XCTOLWW | B91E | ThinkSystem 3.5" PM1643a 3.84TB Entry SAS 12Gb Hot Swap SSD | 1729
7D2XCTOLWW | B91Z | ThinkSystem 1U PCIe Gen4 x16 Riser 1 w/ Rear Drive | 149
7D2XCTOLWW | B93E | ThinkSystem Intel I350 1GbE RJ45 4-port OCP Ethernet Adapter | 179
7D2XCTOLWW | B96F | ThinkSystem Broadcom 57508 100GbE QSFP56 2-port PCIe 4 Ethernet Adapter | 1059
7D2XCTOLWW | B96K | ThinkSystem 3.5" Kioxia CM6-V 3.2TB Mainstream NVMe PCIe4.0 x4 Hot Swap SSD | 3469
7D2XCTOLWW | B96M | ThinkSystem HHHL PM1735 6.4TB Mainstream NVMe PCIe4.0 x4 Flash Adapter | 5579
7D2XCTOLWW | B96P | ThinkSystem U.3 Kioxia CM6-V 6.4TB Mainstream NVMe PCIe4.0 x4 Hot Swap SSD | 6789
7D2XCTOLWW | B96T | ThinkSystem U.3 Kioxia CM6-V 3.2TB Mainstream NVMe PCIe4.0 x4 Hot Swap SSD | 3459
7D2XCTOLWW | B96V | ThinkSystem 3.5" Kioxia CM6-V 1.6TB Mainstream NVMe PCIe4.0 x4 Hot Swap SSD | 1919
7D2XCTOLWW | B96W | ThinkSystem 3.5" Kioxia CM6-V 6.4TB Mainstream NVMe PCIe4.0 x4 Hot Swap SSD | 6799
7D2XCTOLWW | B96Z | ThinkSystem U.3 Kioxia CM6-V 1.6TB Mainstream NVMe PCIe4.0 x4 Hot Swap SSD | 1919
7D2XCTOLWW | B983 | ThinkSystem 1U Rear 2X2.5" NVMe Backplane Kit | 19
7D2XCTOLWW | B984 | ThinkSystem 1U PLV Top Cover Sponge | 9
7D2XCTOLWW | B9AC | ThinkSystem 2.5" 5210 960GB Entry SATA 6Gb Hot Swap QLC SSD | 419
7D2XCTOLWW | B9XB | Controller 1 No RAID Array | 0
7D2XCTOLWW | B9XC | Controller 1 HW RAID Array 1 RAID 0 | 0
7D2XCTOLWW | B9XD | Controller 1 HW RAID Array 1 RAID 1 | 0
7D2XCTOLWW | B9XE | Controller 1 HW RAID Array 1 RAID 5 | 0
7D2XCTOLWW | B9XF | Controller 1 HW RAID Array 1 RAID 6 | 0
7D2XCTOLWW | B9XG | Controller 1 HW RAID Array 1 RAID 10 | 0
7D2XCTOLWW | B9XH | Controller 1 HW RAID Array 2 RAID 0 | 0
7D2XCTOLWW | B9XJ | Controller 1 HW RAID Array 2 RAID 1 | 0
7D2XCTOLWW | B9XK | Controller 1 HW RAID Array 2 RAID 5 | 0
7D2XCTOLWW | B9XL | Controller 1 HW RAID Array 2 RAID 6 | 0
7D2XCTOLWW | B9XM | Controller 1 HW RAID Array 2 RAID 10 | 0
7D2XCTOLWW | B9XT | Controller 2 No RAID Array | 0
7D2XCTOLWW | BA12 | Controller 1 HW RAID Array 1 HDDs | 0
7D2XCTOLWW | BA13 | Controller 1 HW RAID Array 2 HDDs | 0
7D2XCTOLWW | BA15 | Controller 2 HW RAID Array 1 HDDs | 0
7D2XCTOLWW | BA1F | ThinkSystem QLogic QLE2772 32Gb 2-Port PCIe Fibre Channel Adapter | 2309
7D2XCTOLWW | BA1G | ThinkSystem QLogic QLE2770 32Gb 1-Port PCIe Fibre Channel Adapter | 1529
7D2XCTOLWW | BA1R | ThinkSystem 1U 7mm Drive Kit w/ SATA RAID | 269
7D2XCTOLWW | BA2Y | ThinkSystem 1U Front VGA Cable | 19
7D2XCTOLWW | BA3E | ThinkSystem 1U 2.5" 6 SAS/SATA 4 NVMe Backplane | 2
7D2XCTOLWW | BA3F | ThinkSystem 1U 2.5" 6 SAS/SATA 2 AnyBay 2 NVMe Backplane | 2
7D2XCTOLWW | BA3G | ThinkSystem 1U 2.5" 10 NVMe Backplane | 0
7D2XCTOLWW | BA3H | ThinkSystem 1U 2.5" 8 AnyBay 2 NVMe Backplane | 0
7D2XCTOLWW | BABN | ThinkSystem AMD EPYC 7662 64C 225W 2.0GHz Processor | 11549
7D2XCTOLWW | BABP | ThinkSystem AMD EPYC 7532 32C 200W 2.4GHz Processor | 6289
7D2XCTOLWW | BAEC | ThinkSystem 1U MS Rear 2.5" HDD Sequence SATA | 29
7D2XCTOLWW | BAVP | ThinkSystem AMD EPYC 7H12 64C 280W 2.6GHz Processor | 13619
7D2XCTOLWW | BB3T | ThinkSystem 1U 10x2.5" AnyBay Backplane | 379
7D2XCTOLWW | BB63 | ThinkSystem 7mm PM983 960GB Entry NVMe PCIe 3.0 x4 Hot Swap SSD | 599
7D2XCTOLWW | BB8U | ThinkSystem Marvell QL41132 10GBASE-T 2-port OCP Ethernet Adapter | 509
7D2XCTOLWW | BBN2 | Controller 1 Array 2 No RAID | 0
7D2XCTOLWW | BBNW | Controller 1 SAS HDD Hot Spare | 0
7D2XCTOLWW | BBPG | Controller 1 NVMe SSD Hot Spare | 0
7D2XCTOLWW | BBQ8 | Controller 1 SATA SSD Hot Spare | 0
7D2XCTOLWW | BBQ9 | Controller 1 SAS SSD Hot Spare | 0
7D2XCTOLWW | BBQA | Controller 1 SATA HDD Hot Spare | 0
7D2XCTOLWW | BBZG | VMware ESXi 7.0 (Factory Installed) | 2
7D2XCTOLWW | BC4R | ThinkSystem 2.5" PM1643a 15.36TB Entry SAS 12Gb Hot Swap SSD | 10029
7D2XCTOLWW | BC4V | Non RAID NVMe | 0
7D2XCTOLWW | BC4Y | ThinkSystem U.2 PM1733 1.92TB Entry NVMe PCIe 4.0 x4 Hot Swap SSD | 1909
7D2XCTOLWW | BC4Z | ThinkSystem U.2 PM1733 3.84TB Entry NVMe PCIe 4.0 x4 Hot Swap SSD | 3369
7D2XCTOLWW | BC74 | ThinkSystem 1U 10x2.5" AnyBay Backplane | 0
7D2XCTOLWW | BC75 | ThinkSystem 1U 2.5" 6SATA/SAS 4 AnyBay Backplane | 0
7D2XCTOLWW | BC76 | ThinkSystem 4x2.5" SAS/SATA Backplane | 0
7D2XCTOLWW | BC77 | ThinkSystem 1U 4x3.5" SAS/SATA Backplane | 0
7D2XCTOLWW | BC78 | ThinkSystem 1U 4x3.5" AnyBay Backplane | 0
7D2XCTOLWW | BCAC | 1U MS Super Cap Holder on PCIe slot | 59
7D2XCTOLWW | BCAK | ThinkSystem 1U 8x2.5" SAS/SATA Backplane | 0
7D2XCTOLWW | BCD4 | ThinkSystem Intel E810-DA2 10/25GbE SFP28 2-Port OCP Ethernet Adapter | 419
7D2XCTOLWW | BCD5 | ThinkSystem Intel X710-T2L 10GBASE-T 2-port OCP Ethernet Adapter | 369
7D2XCTOLWW | BCD6 | ThinkSystem Intel E810-DA2 10/25GbE SFP28 2-Port PCIe Ethernet Adapter | 519
7D2XCTOLWW | BCE8 | ThinkSystem AMD EPYC 7F52 16C 240W 3.5GHz Processor | 5819
7D2XCTOLWW | BCE9 | ThinkSystem AMD EPYC 7F32 8C 180W 3.7GHz Processor | 3939
7D2XCTOLWW | BCEA | ThinkSystem AMD EPYC 7F72 24C 240W 3.2GHz Processor | 6759
7D2XCTOLWW | BCEB | ThinkSystem 1U V2 2x3 2.5" HDD Dummy | 19
7D2XCTOLWW | BCFH | ThinkSystem 3.5" 18TB 7.2K SATA 6Gb Hot Swap 512e HDD | 1589
7D2XCTOLWW | BCFJ | ThinkSystem 3.5" Intel P5600 3.2TB Mainstream NVMe PCIe 4.0 x4 Hot Swap SSD | 3829
7D2XCTOLWW | BCFM | ThinkSystem 3.5" Intel P5600 1.6TB Mainstream NVMe PCIe 4.0 x4 Hot Swap SSD | 1929
7D2XCTOLWW | BCFP | ThinkSystem 3.5" 18TB 7.2K SAS 12Gb Hot Swap 512e HDD | 1609
7D2XCTOLWW | BCFQ | ThinkSystem 3.5" Intel P5600 6.4TB Mainstream NVMe PCIe 4.0 x4 Hot Swap SSD | 7649
7D2XCTOLWW | BCFR | ThinkSystem U.2 Intel P5600 3.2TB Mainstream NVMe PCIe 4.0 x4 Hot Swap SSD | 3829
7D2XCTOLWW | BCFS | ThinkSystem U.2 Intel P5600 6.4TB Mainstream NVMe PCIe 4.0 x4 Hot Swap SSD | 7639
7D2XCTOLWW | BCFT | ThinkSystem U.2 Intel P5500 1.92TB Entry NVMe PCIe 4.0 x4 Hot Swap SSD | 1479
7D2XCTOLWW | BCFU | ThinkSystem U.2 Intel P5500 7.68TB Entry NVMe PCIe 4.0 x4 Hot Swap SSD | 5359
7D2XCTOLWW | BCFV | ThinkSystem U.2 Intel P5600 1.6TB Mainstream NVMe PCIe 4.0 x4 Hot Swap SSD | 1919
7D2XCTOLWW | BCFW | ThinkSystem U.2 Intel P5500 3.84TB Entry NVMe PCIe 4.0 x4 Hot Swap SSD | 2689
7D2XCTOLWW | BCGB | ThinkSystem 1U 4x2.5" SAS/SATA Backplane | 119
7D2XCTOLWW | BCGY | ThinkSystem 1U Rear 2x2.5" HDD Cage | 29
7D2XCTOLWW | BCJE | ThinkSystem SR645 4x3.5" SAS/SATA Backplane Cable Kit | 159
7D2XCTOLWW | BCJF | ThinkSystem SR645 4x3.5" AnyBay Backplane Cable Kit | 279
7D2XCTOLWW | BCJG | ThinkSystem SR645 8x2.5" SAS/SATA Backplane Cable Kit | 319
7D2XCTOLWW | BCJH | ThinkSystem SR645 10x2.5"AnyBay BP SAS/SATA Cable Kit | 329
7D2XCTOLWW | BCJJ | ThinkSystem SR645 10x2.5" Anybay BP NVMe Cable Kit | 359
7D2XCTOLWW | BCJK | ThinkSystem SR645 6xSAS/SATA, 4xAnybay 2.5" BP SAS/SATA Cable Kit | 469
7D2XCTOLWW | BCJL | ThinkSystem SR645 6xSAS/SATA, 4xAnybay 2.5" BP NVMe Cable Kit | 139
7D2XCTOLWW | BCJM | ThinkSystem SR645 4x2.5" SAS/SATA Cable Kit | 139
7D2XCTOLWW | BCQN | ThinkSystem 1U 2.5" 6 SAS/SATA 4 NVMe Backplane | 379
7D2XCTOLWW | BCQP | ThinkSystem 1U 2.5" 6 SAS/SATA 2 AnyBay 2 NVMe Backplane | 379
7D2XCTOLWW | BCQQ | ThinkSystem 1U 2.5" 10 NVMe Backplane | 379
7D2XCTOLWW | BCQR | ThinkSystem 1U 2.5" 8 AnyBay 2 NVMe Backplane | 379
7D2XCTOLWW | BCTC | ThinkSystem 2.5" Multi Vendor 240GB Entry SATA 6Gb Hot Swap SSD | 219
7D2XCTOLWW | BCTD | ThinkSystem 2.5" Multi Vendor 480GB Entry SATA 6Gb Hot Swap SSD | 219
7D2XCTOLWW | BCTE | ThinkSystem 2.5" Multi Vendor 960GB Entry SATA 6Gb Hot Swap SSD | 659
7D2XCTOLWW | BCTF | ThinkSystem 2.5" Multi Vendor 1.92TB Entry SATA 6Gb Hot Swap SSD | 1289
7D2XCTOLWW | BCTG | ThinkSystem 2.5" Multi Vendor 3.84TB Entry SATA 6Gb Hot Swap SSD | 1259
7D2XCTOLWW | BCTH | ThinkSystem 3.5" Multi Vendor 240GB Entry SATA 6Gb Hot Swap SSD | 229
7D2XCTOLWW | BCTJ | ThinkSystem 3.5" Multi Vendor 480GB Entry SATA 6Gb Hot Swap SSD | 219
7D2XCTOLWW | BCTK | ThinkSystem 3.5" Multi Vendor 960GB Entry SATA 6Gb Hot Swap SSD | 669
7D2XCTOLWW | BCTL | ThinkSystem 3.5" Multi Vendor 1.92TB Entry SATA 6Gb Hot Swap SSD | 1289
7D2XCTOLWW | BCTM | ThinkSystem 3.5" Multi Vendor 3.84TB Entry SATA 6Gb Hot Swap SSD | 1269
7D2XCTOLWW | BCZY | ThinkSystem 32GB TruDDR4 Performance+ 3200 MHz (2Rx8 1.2V) RDIMM-A | 449
7D2XCTOLWW | BCZZ | ThinkSystem 64GB TruDDR4 Performance+ 3200 MHz (2Rx4 1.2V) RDIMM-A | 899
7D2XCTOLWW | BD49 | ThinkSystem Broadcom 57454 10/25GbE SFP28 4-port PCIe Ethernet Adapter V2 | 549
7D2XCTOLWW | BDY4 | ThinkSystem Raid 940-16i 8GB Flash PCIe Gen4 12Gb Adapter for U.3 | 2139
7D2XCTOLWW | BDY6 | ThinkSystem 1U 2x2.5" NVMe Rear Backplane | 99
7D2XCTOLWW | BE03 | ThinkSystem U.3 Kioxia CM6-V 800GB Mainstream NVMe PCIe 4.0 x4 Hot Swap SSD | 1439
7D2XCTOLWW | BE04 | ThinkSystem 3.5" Kioxia CM6-V 800GB Mainstream NVMe PCIe 4.0 x4 Hot Swap SSD | 1449
7D2XCTOLWW | BE2A | ThinkSystem U.2 PM1733 3.84TB Entry NVMe PCIe 4.0 x4 Hot Swap SSD SED | 2979
7D2XCTOLWW | BE2B | ThinkSystem U.2 PM1733 7.68TB Entry NVMe PCIe 4.0 x4 Hot Swap SSD SED | 5579
7D2XCTOLWW | BE2C | ThinkSystem U.3 Kioxia CM6-R 3.84TB Entry NVMe PCIe 4.0 x4 Hot Swap SSD SED | 3419
7D2XCTOLWW | BE2D | ThinkSystem U.3 Kioxia CM6-R 7.68TB Entry NVMe PCIe 4.0 x4 Hot Swap SSD SED | 6669
7D2XCTOLWW | BE2E | ThinkSystem U.2 PM1733 7.68TB Entry NVMe PCIe 4.0 x4 Hot Swap SSD | 5579
7D2XCTOLWW | BE2F | ThinkSystem U.2 PM1733 15.36TB Entry NVMe PCIe 4.0 x4 Hot Swap SSD | 10969
7D2XCTOLWW | BE2G | ThinkSystem U.3 Kioxia CM6-R 3.84TB Entry NVMe PCIe 4.0 x4 Hot Swap SSD | 3379
7D2XCTOLWW | BE2H | ThinkSystem U.3 Kioxia CM6-R 7.68TB Entry NVMe PCIe 4.0 x4 Hot Swap SSD | 6639
7D2XCTOLWW | BE38 | 940 Series Flash Adapter for U.3 Trimode Setting | 0
7D2XCTOLWW | BE4T | ThinkSystem Mellanox ConnectX-6 Lx 10/25GbE SFP28 2-Port OCP Ethernet Adapter | 409
7D2XCTOLWW | BE4U | ThinkSystem Mellanox ConnectX-6 Lx 10/25GbE SFP28 2-Port PCIe Ethernet Adapter | 409
7D2XCTOLWW | BE5E | VMware ESXi 7.0 U1 (Factory Installed) | 0
7D2XCTOLWW | BEUX | ThinkSystem External Diagnostics Handset | 139
7D2XCTOLWW | BEVK | ThinkSystem 3.5" PM1643a 7.68TB Entry SAS 12Gb Hot Swap SSD | 5589
7D2XCTOLWW | BF10 | Lenovo Dual Rate 10G/25G SFP28 85C Transceiver | 399
7D2XCTOLWW | BF6Y | ThinkSystem SR645 1U Refresh MB | 2249
7D2XCTOLWW | BF70 | ThinkSystem AMD EPYC 7713P 64C 225W 2.0GHz Processor | 10599
7D2XCTOLWW | BF71 | ThinkSystem AMD EPYC 7543P 32C 225W 2.8GHz Processor | 5519
7D2XCTOLWW | BF72 | ThinkSystem AMD EPYC 7443 24C 200W 2.85GHz Processor | 3979
7D2XCTOLWW | BF73 | ThinkSystem AMD EPYC 7763 64C 280W 2.45GHz Processor | 16689
7D2XCTOLWW | BF74 | ThinkSystem AMD EPYC 7453 28C 225W 2.75GHz Processor | 3879
7D2XCTOLWW | BF75 | ThinkSystem AMD EPYC 7663 56C 240W 2.0GHz Processor | 13169
7D2XCTOLWW | BF76 | ThinkSystem AMD EPYC 7313 16C 155W 3.0GHz Processor | 2139
7D2XCTOLWW | BF77 | ThinkSystem AMD EPYC 7543 32C 225W 2.8GHz Processor | 7519
7D2XCTOLWW | BF78 | ThinkSystem AMD EPYC 7413 24C 180W 2.65GHz Processor | 3609
7D2XCTOLWW | BF79 | ThinkSystem AMD EPYC 7443P 24C 200W 2.85GHz Processor | 2639
7D2XCTOLWW | BF7A | ThinkSystem AMD EPYC 7513 32C 200W 2.6GHz Processor | 5749
7D2XCTOLWW | BF7B | ThinkSystem AMD EPYC 7313P 16C 155W 3.0GHz Processor | 1809
7D2XCTOLWW | BF7C | ThinkSystem AMD EPYC 7713 64C 225W 2.0GHz Processor | 14939
7D2XCTOLWW | BF7D | ThinkSystem AMD EPYC 73F3 16C 240W 3.5GHz Processor | 7449
7D2XCTOLWW | BF7E | ThinkSystem AMD EPYC 7343 16C 190W 3.2GHz Processor | 3099
7D2XCTOLWW | BF7F | ThinkSystem AMD EPYC 75F3 32C 280W 2.95GHz Processor | 10279
7D2XCTOLWW | BF7G | ThinkSystem AMD EPYC 74F3 24C 240W 3.2GHz Processor | 6139
7D2XCTOLWW | BF7H | ThinkSystem AMD EPYC 72F3 8C 180W 3.7GHz Processor | 5219
7D2XCTOLWW | BFH1 | Lenovo 100Gb SR4 QSFP28 Ethernet Transceiver | 689
7D2XCTOLWW | BFPU | ThinkSystem Xilinx Alveo U25 25GbE SFP28 2-Port PCIe FPGA Adapter | 6489
7D2XCTOLWW | BFY5 | ThinkSystem RAID 530-16i PCIe 12Gb Adapter | 579
7D2XCTOLWW | BFYA | Operating mode selection for: "Maximum Efficiency Mode" | 0
7D2XCTOLWW | BFYB | Operating mode selection for: "Maximum Performance Mode" | 0
7D2XCTOLWW | BFZZ | ThinkSystem 2.5" Nytro 3732 800GB Performance SAS 12Gb Hot Swap SSD SED | 1669
7D2XCTOLWW | BG00 | ThinkSystem 3.5" Nytro 3732 3.2TB Performance SAS 12Gb Hot Swap SSD | 6219
7D2XCTOLWW | BG01 | ThinkSystem 3.5" Nytro 3732 1.6TB Performance SAS 12Gb Hot Swap SSD | 3239
7D2XCTOLWW | BG02 | ThinkSystem 3.5" Nytro 3732 800GB Performance SAS 12Gb Hot Swap SSD | 1669
7D2XCTOLWW | BG03 | ThinkSystem 3.5" Nytro 3732 400GB Performance SAS 12Gb Hot Swap SSD | 1029
7D2XCTOLWW | BG04 | ThinkSystem 2.5" Nytro 3732 3.2TB Performance SAS 12Gb Hot Swap SSD | 6259
7D2XCTOLWW | BG05 | ThinkSystem 2.5" Nytro 3732 1.6TB Performance SAS 12Gb Hot Swap SSD | 3259
7D2XCTOLWW | BG06 | ThinkSystem 2.5" Nytro 3732 800GB Performance SAS 12Gb Hot Swap SSD | 1669
7D2XCTOLWW | BG07 | ThinkSystem 2.5" Nytro 3732 400GB Performance SAS 12Gb Hot Swap SSD | 1029
7D2XCTOLWW | BGM0 | ThinkSystem RAID 940-8i 8GB Flash PCIe Gen4 12Gb Adapter for U.3 | 1839
7D2XCTOLWW | BGM1 | ThinkSystem RAID 940-8i 4GB Flash PCIe Gen4 12Gb Adapter for U.3 | 1229
7D2XCTOLWW | BGQ5 | ThinkSystem AMD EPYC 7643 48C 225W 2.3GHz Processor | 10109
7D2XCTOLWW | BHE2 | ThinkSystem Solarflare X2522-Plus 10/25GbE SFP28 2-Port PCIe Ethernet Adapter | 3489
7D2XCTOLWW | BHSR | VMware ESXi 7.0 U2 (Factory Installed) | 0
7D2XCTOLWW | BHSS | MI for PXE with RJ45 Network port | 0
7D2XCTOLWW | BHU8 | ThinkSystem 1U 2.5" 10 SAS/SATA Backplane | 329
7D2XCTOLWW | BJ3G | ThinkSystem Emulex LPe35000 32Gb 1-port PCIe Fibre Channel Adapter v2 | 1729
7D2XCTOLWW | BJ3H | ThinkSystem Emulex LPe35002 32Gb 2-port PCIe Fibre Channel Adapter v2 | 2589
7D2XCTOLWW | BJP5 | ThinkSystem SR645 1U MB, TPM 1.2 | 2389
7D2XCTOLWW | BK21 | ThinkSystem 2.5" U.3 CD6 7.68TB Read Intensive NVMe PCIe 4.0 x4 HS SSD | 4309
7D2YCTO1WW | 64 | QLogic 10Gb SFP+ SR Optical Transceiver | 909
7D2YCTO1WW | 69 | Brocade 10Gb SFP+ SR Optical Transceiver | 909
7D2YCTO1WW | 747 | UID Asset Tag Label | 20
7D2YCTO1WW | 2302 | RAID Configuration | 149
7D2YCTO1WW | 2305 | Integration 1U Component | 59
7D2YCTO1WW | 2321 | Custom MFG SVCS Fee - Small Increment | 3
7D2YCTO1WW | 3269 | SFP SX Transceiver | 149
7D2YCTO1WW | 5053 | SFP+ SR Transceiver | 699
7D2YCTO1WW | 5341 | Virtual Media Conversion Option Gen2 (VCO2) | 129
7D2YCTO1WW | 5977 | Select Storage devices - no configured RAID required | 0
7D2YCTO1WW | 5978 | Select Storage devices - configured RAID | 0
7D2YCTO1WW | 6201 | 1.5m, 10A/100-250V, C13 to IEC 320-C14 Rack Power Cable | 19
7D2YCTO1WW | 6204 | 2.8m, 10A/100-250V, C13 to IEC 320-C20 Rack Power Cable | 19
7D2YCTO1WW | 6263 | 4.3m, 10A/100-250V, C13 to IEC 320-C14 Rack Power Cable | 19
7D2YCTO1WW | 6311 | 2.8m, 10A/100-250V, C13 to IEC 320-C14 Rack Power Cable | 9
7D2YCTO1WW | 6313 | 2.8m, 10A/120V, C13 to NEMA 5-15P (US) Line Cord | 19
7D2YCTO1WW | 6370 | 4.3m, 10A/125V, C13 to NEMA 5-15P (US) Line Cord | 10
7D2YCTO1WW | 6373 | 4.3m, 10A/250V, C13 to NEMA 6-15P (US) Line Cord | 15
7D2YCTO1WW | 6400 | 2.8m, 13A/100-250V, C13 to C14 Jumper Cord | 9
7D2YCTO1WW | 6401 | 2.8m, 13A/120V, C13 to NEMA 5-15P (US) Line Cord | 29
7D2YCTO1WW | 6570 | 2.0m, 13A/100-250V, C13 to C14 Jumper Cord | 19
7D2YCTO1WW | 6583 | 4.3m, 13A/100-250V, C13 to C14 Rack Power Cable | 19
7D2YCTO1WW | 7831 | Customer Solution Center Services | 0
7D2YCTO1WW | 8034 | LeSI Solution Component | 0
7D2YCTO1WW | 8067 | TAA Compliant Order | 0
7D2YCTO1WW | 8072 | General Racking Solution | 0
7D2YCTO1WW | 8086 | No Publications Selected | 0
7D2YCTO1WW | 8971 | Integrate in manufacturing | 0
7D2YCTO1WW | 8972 | Ship Uninstalled (Safety) | 0
7D2YCTO1WW | 9013 | Hot Spare | 0
7D2YCTO1WW | A102 | Advanced Grouping | 0
7D2YCTO1WW | A103 | System x Cluster Upgrade | 0
7D2YCTO1WW | A1DP | 1m QSFP to QSFP+ Cable | 269
7D2YCTO1WW | A1DQ | 3m QSFP+ to QSFP+ Cable | 329
7D2YCTO1WW | A1PH | 1m Passive DAC SFP+ Cable | 69
7D2YCTO1WW | A1PJ | 3m Passive DAC SFP+ Cable | 89
7D2YCTO1WW | A1PK | 5m Passive DAC SFP+ Cable | 159
7D2YCTO1WW | A1PL | 8.5m Passive DAC SFP+ Cable | 329
7D2YCTO1WW | A1RF | 2.8m, 10A/250V, C13 to NEMA 6-15P Line Cord | 15
7D2YCTO1WW | A2X8 | 5m QSFP+ to QSFP+ Cable | 379
7D2YCTO1WW | A2X9 | 7m QSFP+ to QSFP+ Cable | 429
7D2YCTO1WW | A3RG | 0.5m Passive DAC SFP+ Cable | 79
7D2YCTO1WW | A3RH | 7m Passive DAC SFP+ Cable | 179
7D2YCTO1WW | A3SW | 1.2m, 16A/100-250V, 2 Short C13s to Short C20 Rack Power Cable | 55
7D2YCTO1WW | A3SX | 2.5m, 16A/100-250V, 2 Long C13s to Short C20 Rack Power Cable | 75
7D2YCTO1WW | A3SY | 2.8m, 16A/100-250V, 2 Short C13s to Long C20 Rack Power Cable | 79
7D2YCTO1WW | A3SZ | 4.1m, 16A/100-250V, 2 Long C13s to Long C20 Rack Power Cable | 85
7D2YCTO1WW | A4EY | No x Network Adapter | 0
7D2YCTO1WW | A4VP | 1.0m, 10A/100-250V, C13 to IEC 320-C14 Rack Power Cable | 19
7D2YCTO1WW | A51N | 1.5m Passive DAC SFP+ Cable | 89
7D2YCTO1WW | A51P | 2m Passive DAC SFP+ Cable | 89
7D2YCTO1WW | A5DL | SFP 1000Base-T (RJ-45) Transceiver | 89
7D2YCTO1WW | A5UA | Lenovo 1m MPO-4xLC OM3 MMF Breakout Cable | 279
7D2YCTO1WW | A5UB | Lenovo 3m MPO-4xLC OM3 MMF Breakout Cable | 329
7D2YCTO1WW | A5UC | Lenovo 5m MPO-4xLC OM3 MMF Breakout Cable | 379
7D2YCTO1WW | ARZB | 0.75m Mellanox QSFP Passive DAC Cable | 149
7D2YCTO1WW | ARZC | 1m Mellanox QSFP Passive DAC Cable | 159
7D2YCTO1WW | ARZD | 1.25m Mellanox QSFP Passive DAC Cable | 169
7D2YCTO1WW | ARZE | 1.5m Mellanox QSFP Passive DAC Cable | 169
7D2YCTO1WW | ARZF | 3m Mellanox QSFP Passive DAC Cable | 189
7D2YCTO1WW | ASQT | 0.5m Mellanox EDR IB Passive Copper QSFP28 Cable | 229
7D2YCTO1WW | ASQU | 0.75m Mellanox EDR IB Passive Copper QSFP28 Cable | 249
7D2YCTO1WW | ASQV | 1m Mellanox EDR IB Passive Copper QSFP28 Cable | 249
7D2YCTO1WW | ASQW | 1.25m Mellanox EDR IB Passive Copper QSFP28 Cable | 289
7D2YCTO1WW | ASQX | 1.5m Mellanox EDR IB Passive Copper QSFP28 Cable | 289
7D2YCTO1WW | ASQY | 2m Mellanox EDR IB Passive Copper QSFP28 Cable | 289
7D2YCTO1WW | ASQZ | 5m Mellanox EDR IB Optical QSFP28 Cable | 1359
7D2YCTO1WW | ASR0 | 10m Mellanox EDR IB Optical QSFP28 Cable | 1419
7D2YCTO1WW | ASR1 | 15m Mellanox EDR IB Optical QSFP28 Cable | 1509
7D2YCTO1WW | ASR2 | 20m Mellanox EDR IB Optical QSFP28 Cable | 1569
7D2YCTO1WW | ASR3 | 30m Mellanox EDR IB Optical QSFP28 Cable | 1789
7D2YCTO1WW | ASR5 | Lenovo 0.5m LC-LC OM3 MMF Cable | 24
7D2YCTO1WW | ASR6 | Lenovo 1m LC-LC OM3 MMF Cable | 24
7D2YCTO1WW | ASR7 | Lenovo 3m LC-LC OM3 MMF Cable | 24
7D2YCTO1WW | ASR8 | Lenovo 5m LC-LC OM3 MMF Cable | 29
7D2YCTO1WW | ASR9 | Lenovo 10m LC-LC OM3 MMF Cable | 39
7D2YCTO1WW | ASRA | Lenovo 15m LC-LC OM3 MMF Cable | 45
7D2YCTO1WW | ASRB | Lenovo 25m LC-LC OM3 MMF Cable | 54
7D2YCTO1WW | ASRC | Lenovo 30m LC-LC OM3 MMF Cable | 64
7D2YCTO1WW | ASRM | 3m Mellanox EDR IB Passive Copper QSFP28 Cable | 319
7D2YCTO1WW | ASRN | 3m Mellanox EDR IB Optical QSFP28 Cable | 1359
7D2YCTO1WW | ASRP | 50m Mellanox EDR IB Optical QSFP28 Cable | 2329
7D2YCTO1WW | AT2R | Lenovo 1m Active DAC SFP+ Cables | 129
7D2YCTO1WW | AT2S | Lenovo 3m Active DAC SFP+ Cables | 139
7D2YCTO1WW | AT2T | Lenovo 5m Active DAC SFP+ Cables | 159
7D2YCTO1WW | AT2U | Lenovo 10m QSFP+ MPO-MPO OM3 MMF Cable | 169
7D2YCTO1WW | AT2V | Lenovo 30m QSFP+ MPO-MPO OM3 MMF Cable | 329
7D2YCTO1WW | ATPX | Intel X550-T2 Dual Port 10GBase-T Adapter | 599
7D2YCTO1WW | ATTJ | Lenovo Dual Rate 1G/10GB SFP Transceiver | 119
7D2YCTO1WW | ATYX | Lenovo 1m SFP+ to SFP+ Active Optical Cable | 104
7D2YCTO1WW | ATYY | Lenovo 3m SFP+ to SFP+ Active Optical Cable | 99
7D2YCTO1WW | ATYZ | Lenovo 5m SFP+ to SFP+ Active Optical Cable | 114
7D2YCTO1WW | ATZ0 | Lenovo 7m SFP+ to SFP+ Active Optical Cable | 129
7D2YCTO1WW | ATZ1 | Lenovo 15m SFP+ to SFP+ Active Optical Cable | 169
7D2YCTO1WW | ATZ2 | Lenovo 20m SFP+ to SFP+ Active Optical Cable | 169
7D2YCTO1WW | ATZB | QLogic 16Gb Enhanced Gen5 FC Single-port HBA | 979
7D2YCTO1WW | ATZC | QLogic 16Gb Enhanced Gen5 FC Dual-port HBA | 1339
7D2YCTO1WW | ATZU | Emulex 16Gb Gen6 FC Single-port HBA | 949
7D2YCTO1WW | ATZV | Emulex 16Gb Gen6 FC Dual-port HBA | 1309
7D2YCTO1WW | AU0M | 5m Intel OPA 100 Series Active Optical QSFP28 Cable | 899
7D2YCTO1WW | AU0N | 10m Intel OPA 100 Series Active Optical QSFP28 Cable | 929
7D2YCTO1WW | AU0P | 15m Intel OPA 100 Series Active Optical QSFP28 Cable | 949
7D2YCTO1WW | AU0Q | 20m Intel OPA 100 Series Active Optical QSFP28 Cable | 979
7D2YCTO1WW | AUK7 | TPM 2.0 and Secure Boot | 0
7D2YCTO1WW | AUKP | ThinkSystem Broadcom 57416 10GBASE-T 2-Port PCIe Ethernet Adapter | 479
7D2YCTO1WW | AUKX | ThinkSystem Intel X710-DA2 PCIe 10Gb 2-Port SFP+ Ethernet Adapter | 459
7D2YCTO1WW | AULV | ThinkSystem 2.5" 300GB 15K SAS 12Gb Hot Swap 512n HDD | 339
7D2YCTO1WW | AULW | ThinkSystem 2.5" 600GB 15K SAS 12Gb Hot Swap 512n HDD | 469
7D2YCTO1WW | AULX | ThinkSystem 2.5" 900GB 15K SAS 12Gb Hot Swap 512e HDD | 639
7D2YCTO1WW | AULY | ThinkSystem 2.5" 300GB 10K SAS 12Gb Hot Swap 512n HDD | 289
7D2YCTO1WW | AULZ | ThinkSystem 2.5" 600GB 10K SAS 12Gb Hot Swap 512n HDD | 319
7D2YCTO1WW | AUM1 | ThinkSystem 2.5" 1.2TB 10K SAS 12Gb Hot Swap 512n HDD | 389
7D2YCTO1WW | AUM2 | ThinkSystem 2.5" 1.8TB 10K SAS 12Gb Hot Swap 512e HDD | 589
7D2YCTO1WW | AUM5 | ThinkSystem 2.5" 600GB 10K SAS 12Gb Hot Swap 512n HDD SED | 635
7D2YCTO1WW | AUM6 | ThinkSystem 2.5" 1TB 7.2K SAS 12Gb Hot Swap 512n HDD | 469
7D2YCTO1WW | AUM7 | ThinkSystem 2.5" 2TB 7.2K SAS 12Gb Hot Swap 512n HDD | 839
7D2YCTO1WW | AUNG | ThinkSystem RAID 530-8i PCIe 12Gb Adapter | 299
7D2YCTO1WW | AUNJ | ThinkSystem RAID 930-8i 2GB Flash PCIe 12Gb Adapter | 1009
7D2YCTO1WW | AUNK | ThinkSystem RAID 930-16i 4GB Flash PCIe 12Gb Adapter | 1529
7D2YCTO1WW | AUNL | ThinkSystem 430-8i SAS/SATA 12Gb HBA | 299
7D2YCTO1WW | AUNM | ThinkSystem 430-16i SAS/SATA 12Gb HBA | 589
7D2YCTO1WW | AUNN | ThinkSystem 430-16e SAS/SATA 12Gb HBA | 609
7D2YCTO1WW | AUNP | FBU345 SuperCap | 135
7D2YCTO1WW | AUNQ | ThinkSystem RAID 930-8e 4GB Flash PCIe 12Gb Adapter | 1689
7D2YCTO1WW | AUNR | ThinkSystem 430-8e SAS/SATA 12Gb HBA | 299
7D2YCTO1WW | AUPW | ThinkSystem XClarity Controller Standard to Enterprise Upgrade | 100
7D2YCTO1WW | AURR | ThinkSystem M3.5 Screw for Riser 2x2pcs and Planar 5pcs | 0
7D2YCTO1WW | AUSL | ThinkSystem COM Port Upgrade Kit | 19
7D2YCTO1WW | AUU2 | ThinkSystem 3.5" 300GB 15K SAS 12Gb Hot Swap 512n HDD | 359
7D2YCTO1WW | AUU3 | ThinkSystem 3.5" 600GB 15K SAS 12Gb Hot Swap 512n HDD | 479
7D2YCTO1WW | AUU5 | ThinkSystem 3.5" 2TB 7.2K SAS 12Gb Hot Swap 512n HDD | 339
7D2YCTO1WW | AUU6 | ThinkSystem 3.5" 4TB 7.2K SAS 12Gb Hot Swap 512n HDD | 419
7D2YCTO1WW | AUU7 | ThinkSystem 3.5" 6TB 7.2K SAS 12Gb Hot Swap 512e HDD | 549
7D2YCTO1WW | AUU8 | ThinkSystem 3.5" 4TB 7.2K SATA 6Gb Hot Swap 512n HDD | 389
7D2YCTO1WW | AUU9 | ThinkSystem 3.5" 8TB 7.2K SATA 6Gb Hot Swap 512e HDD | 599
7D2YCTO1WW | AUUA | ThinkSystem 3.5" 6TB 7.2K SATA 6Gb Hot Swap 512e HDD | 529
7D2YCTO1WW | AUUB | ThinkSystem 3.5" 10TB 7.2K SATA 6Gb Hot Swap 512e HDD | 829
7D2YCTO1WW | AUUC | ThinkSystem 3.5" 900GB 15K SAS 12Gb Hot Swap 512e HDD | 679
7D2YCTO1WW | AUUD | ThinkSystem 3.5" 2TB 7.2K SATA 6Gb Hot Swap 512n HDD | 319
7D2YCTO1WW | AUUE | ThinkSystem 2.5" 1TB 7.2K SATA 6Gb Hot Swap 512n HDD | 469
7D2YCTO1WW | AUUF | ThinkSystem 3.5" 1TB 7.2K SATA 6Gb Hot Swap 512n HDD | 269
7D2YCTO1WW | AUUG | ThinkSystem 3.5" 10TB 7.2K SAS 12Gb Hot Swap 512e HDD | 849
7D2YCTO1WW | AUUJ | ThinkSystem 2.5" 2TB 7.2K SATA 6Gb Hot Swap 512e HDD | 849
7D2YCTO1WW | AUUL | ThinkSystem M.2 32GB SATA 6Gbps Non-Hot Swap SSD | 109
7D2YCTO1WW | AUUV | ThinkSystem M.2 128GB SATA 6Gbps Non-Hot Swap SSD | 159
7D2YCTO1WW | AUZV | ThinkSystem Broadcom 5719 1GbE RJ45 4-Port PCIe Ethernet Adapter | 159
7D2YCTO1WW | AUZW | ThinkSystem I350-T4 PCIe 1Gb 4-Port RJ45 Ethernet Adapter | 379
7D2YCTO1WW | AUZX | ThinkSystem Broadcom 5720 1GbE RJ45 2-Port PCIe Ethernet Adapter | 129
7D2YCTO1WW | AUZY | ThinkSystem I350-T2 PCIe 1Gb 2-Port RJ45 Ethernet Adapter | 179
7D2YCTO1WW | AUZZ | ThinkSystem I350-F1 PCIe 1Gb 1-Port SFP Ethernet Adapter | 379
7D2YCTO1WW | AV1B | Lenovo 25GBase-SR SFP28 Transceiver | 449
7D2YCTO1WW | AV1D | Lenovo 100GBase-SR4 QSFP28 Transceiver | 1539
7D2YCTO1WW | AV1F | Lenovo 3m 25G SFP28 Active Optical Cable | 489
7D2YCTO1WW | AV1G | Lenovo 5m 25G SFP28 Active Optical Cable | 489
7D2YCTO1WW | AV1H | Lenovo 10m 25G SFP28 Active Optical Cable | 499
7D2YCTO1WW | AV1J | Lenovo 15m 25G SFP28 Active Optical Cable | 497
7D2YCTO1WW | AV1K | Lenovo 20m 25G SFP28 Active Optical Cable | 519
7D2YCTO1WW | AV1L | Lenovo 3m 100G QSFP28 Active Optical Cable | 1059
7D2YCTO1WW | AV1M | Lenovo 5m 100G QSFP28 Active Optical Cable | 1069
7D2YCTO1WW | AV1N | Lenovo 10m 100G QSFP28 Active Optical Cable | 1099
7D2YCTO1WW | AV1P | Lenovo 15m 100G QSFP28 Active Optical Cable | 1079
7D2YCTO1WW | AV1Q | Lenovo 20m 100G QSFP28 Active Optical Cable | 1179
7D2YCTO1WW | AV1R | Lenovo 3m 100G to 4x25G Breakout Active Optical Cable | 1949
7D2YCTO1WW | AV1S | Lenovo 5m 100G to 4x25G Breakout Active Optical Cable | 1975
7D2YCTO1WW | AV1T | Lenovo 10m 100G to 4x25G Breakout Active Optical Cable | 2035
7D2YCTO1WW | AV1U | Lenovo 15m 100G to 4x25G Breakout Active Optical Cable | 2095
7D2YCTO1WW | AV1V | Lenovo 20m 100G to 4x25G Breakout Active Optical Cable | 2149
7D2YCTO1WW | AV1W | Lenovo 1m Passive 25G SFP28 DAC Cable | 69
7D2YCTO1WW | AV1X | Lenovo 3m Passive 25G SFP28 DAC Cable | 79
7D2YCTO1WW | AV1Y | Lenovo 5m Passive 25G SFP28 DAC Cable | 159
7D2YCTO1WW | AV1Z | Lenovo 1m Passive 100G QSFP28 DAC Cable | 99
7D2YCTO1WW | AV20 | Lenovo 3m Passive 100G QSFP28 DAC Cable | 159
7D2YCTO1WW | AV21 | Lenovo 5m Passive 100G QSFP28 DAC Cable | 299
7D2YCTO1WW | AV22 | Lenovo 1m 100G QSFP28 to 4x25G SFP28 Breakout DAC Cable | 179
7D2YCTO1WW | AV23 | Lenovo 3m 100G QSFP28 to 4x25G SFP28 Breakout DAC Cable | 299
7D2YCTO1WW | AV24 | Lenovo 5m 100G QSFP28 to 4x25G SFP28 Breakout DAC Cable | 459
7D2YCTO1WW | AV25 | Lenovo 5m MPO-MPO OM4 MMF Cable | 114
7D2YCTO1WW | AV26 | Lenovo 7m MPO-MPO OM4 MMF Cable | 135
7D2YCTO1WW | AV27 | Lenovo 10m MPO-MPO OM4 MMF Cable | 159
7D2YCTO1WW | AV28 | Lenovo 15m MPO-MPO OM4 MMF Cable | 205
7D2YCTO1WW | AV29 | Lenovo 20m MPO-MPO OM4 MMF Cable | 259
7D2YCTO1WW | AV2A | Lenovo 30m MPO-MPO OM4 MMF Cable | 349
7D2YCTO1WW | AV2B | Lenovo 1m MPO to 4x LC Breakout OM4 MMF Cable | 149
7D2YCTO1WW | AV2C | Lenovo 3m MPO to 4x LC Breakout OM4 MMF Cable | 179
7D2YCTO1WW | AV2D | Lenovo 5m MPO to 4x LC Breakout OM4 MMF Cable | 239
7D2YCTO1WW | AVUT | ThinkSystem XClarity Controller Standard to Advanced Upgrade | 50
7D2YCTO1WW | AVUX | On Board SATA AHCI Mode | 0
7D2YCTO1WW | AVV1 | Lenovo 10GBaseT SFP+ Transceiver | 599
7D2YCTO1WW | AVV8 | ThinkSystem External USB DVD-RW Optical Disk Drive | 79
7D2YCTO1WW | AX8A | 4.3m, 13A/120V, C13 to NEMA 5-15P (US) Line Cord | 19
7D2YCTO1WW | B0ML | Feature Enable TPM on MB | 0
7D2YCTO1WW | B0N4 | 2.0m, 10A/100-250V, C13 to IEC 320-C14 Rack Power Cable | 29
7D2YCTO1WW | B0N5 | 1.0m, 13A/100-250V, C13 to C14 Jumper Cord | 25
7D2YCTO1WW | B0N6 | 1.5m, 13A/100-250V, C13 to C14 Jumper Cord | 29
7D2YCTO1WW | B0RJ | 10GBASE-LR SFP+Transceiver | 350
7D2YCTO1WW | B0YQ | ThinkSystem 3.5" 8TB 7.2K SAS 12Gb Hot Swap 512e HDD FIPS | 1349
7D2YCTO1WW | B0YR | ThinkSystem 3.5" 8TB 7.2K SAS 12Gb Hot Swap 512e HDD | 659
7D2YCTO1WW | B0YS | ThinkSystem 2.5" 2.4TB 10K SAS 12Gb Hot Swap 512e HDD | 629
7D2YCTO1WW | B0YV | ThinkSystem 2.5" 2.4TB 10K SAS 12Gb Hot Swap 512e HDD FIPS | 1299
7D2YCTO1WW | B0YX | ThinkSystem 2.5" 1.2TB 10K SAS 12Gb Hot Swap 512n HDD SED | 749
7D2YCTO1WW | B117 | ThinkSystem 3.5" 12TB 7.2K SAS 12Gb Hot Swap 512e HDD | 949
7D2YCTO1WW | B118 | ThinkSystem 3.5" 12TB 7.2K SATA 6Gb Hot Swap 512e HDD | 1829
7D2YCTO1WW | B136 | ThinkSystem 1U CMA Upgrade Kit for Toolless Slide Rail | 55
7D2YCTO1WW | B173 | Companion Part for XClarity Controller Standard to Enterprise Upgrade in Factory | 0
7D2YCTO1WW | B21X | ThinkSystem U.2 Toshiba CM5-V 1.6TB Mainstream NVMe PCIe 3.0 x4 Hot Swap SSD | 3449
7D2YCTO1WW | B21Y | ThinkSystem U.2 Toshiba CM5-V 3.2TB Mainstream NVMe PCIe 3.0 x4 Hot Swap SSD | 6999
7D2YCTO1WW | B220 | ThinkSystem 3.5" Toshiba CM5-V 1.6TB Mainstream NVMe PCIe 3.0 x4 Hot Swap SSD | 3449
7D2YCTO1WW | B221 | ThinkSystem 3.5" Toshiba CM5-V 3.2TB Mainstream NVMe PCIe 3.0 x4 Hot Swap SSD | 6999
7D2YCTO1WW | B22J | 5m Intel OPA 100 Series Active Optical QSFP28 Low Power Cable | 809
7D2YCTO1WW | B22K | 10m Intel OPA 100 Series Active Optical QSFP28 Low Power Cable | 829
7D2YCTO1WW | B22L | 15m Intel OPA 100 Series Active Optical QSFP28 Low Power Cable | 839
7D2YCTO1WW | B22M | 20m Intel OPA 100 Series Active Optical QSFP28 Low Power Cable | 849
7D2YCTO1WW | B2P9 | Lenovo 0.5m LC-LC OM4 MMF Cable | 34
7D2YCTO1WW | B2PA | Lenovo 1m LC-LC OM4 MMF Cable | 29
7D2YCTO1WW | B2PB | Lenovo 3m LC-LC OM4 MMF Cable | 34
7D2YCTO1WW | B2PC | Lenovo 5m LC-LC OM4 MMF Cable | 44
7D2YCTO1WW | B2PD | Lenovo 10m LC-LC OM4 MMF Cable | 69
7D2YCTO1WW | B2PE | Lenovo 15m LC-LC OM4 MMF Cable | 79
7D2YCTO1WW | B2PF | Lenovo 25m LC-LC OM4 MMF Cable | 114
7D2YCTO1WW | B2UZ | Lenovo 1m 100G QSFP28 Active Optical Cable | 949
7D2YCTO1WW | B306 | Mellanox QSA 100G to 25G Cable Adapter | 149
7D2YCTO1WW | B30W | Custom MFG SVCS Fee - Medium Increment | 30
7D2YCTO1WW | B30X | Custom MFG SVCS Fee - Large Increment | 300
7D2YCTO1WW | B31D | ThinkSystem NVIDIA Quadro P620 2GB PCIe Active GPU | 269
7D2YCTO1WW | B31G | ThinkSystem QLogic QL41134 PCIe 10Gb 4-Port Base-T Ethernet Adapter | 799
7D2YCTO1WW | B34N | ThinkSystem U.2 PM983 1.92TB Entry NVMe PCIe 3.0 x4 Hot Swap SSD | 939
7D2YCTO1WW | B34P | ThinkSystem U.2 PM983 3.84TB Entry NVMe PCIe 3.0 x4 Hot Swap SSD | 1839
7D2YCTO1WW | B34Q | ThinkSystem 3.5" PM983 1.92TB Entry NVMe PCIe 3.0 x4 Hot Swap SSD | 2999
7D2YCTO1WW | B34R | ThinkSystem 3.5" PM983 3.84TB Entry NVMe PCIe 3.0 x4 Hot Swap SSD | 5049
7D2YCTO1WW | B42B | ThinkSystem Toolless Friction Rail v2 | 99
7D2YCTO1WW | B496 | ThinkSystem 3.5" 14TB 7.2K SAS 12Gb Hot Swap 512e HDD | 1199
7D2YCTO1WW | B497 | ThinkSystem 3.5" 14TB 7.2K SATA 6Gb Hot Swap 512e HDD | 1149
7D2YCTO1WW | B498 | ThinkSystem 2.5" Intel S4510 240GB Entry SATA 6Gb Hot Swap SSD | 149
7D2YCTO1WW | B499 | ThinkSystem 2.5" Intel S4510 480GB Entry SATA 6Gb Hot Swap SSD | 309
7D2YCTO1WW | B49A | ThinkSystem 2.5" Intel S4510 960GB Entry SATA 6Gb Hot Swap SSD | 529
7D2YCTO1WW | B49B | ThinkSystem 2.5" Intel S4510 1.92TB Entry SATA 6Gb Hot Swap SSD | 1049
7D2YCTO1WW | B49C | ThinkSystem 2.5" Intel S4510 3.84TB Entry SATA 6Gb Hot Swap SSD | 1979
7D2YCTO1WW | B49D | ThinkSystem 3.5" Intel S4510 240GB Entry SATA 6Gb Hot Swap SSD | 149
7D2YCTO1WW | B49E | ThinkSystem 3.5" Intel S4510 480GB Entry SATA 6Gb Hot Swap SSD | 209
7D2YCTO1WW | B49F | ThinkSystem 3.5" Intel S4510 960GB Entry SATA 6Gb Hot Swap SSD | 539
7D2YCTO1WW | B49G | ThinkSystem 3.5" Intel S4510 1.92TB Entry SATA 6Gb Hot Swap SSD | 1059
7D2YCTO1WW | B49H | ThinkSystem 3.5" Intel S4510 3.84TB Entry SATA 6Gb Hot Swap SSD | 1989
7D2YCTO1WW | B49L | ThinkSystem 2.5" Intel S4610 240GB Mainstream SATA 6Gb Hot Swap SSD | 399
7D2YCTO1WW | B49M | ThinkSystem 2.5" Intel S4610 480GB Mainstream SATA 6Gb Hot Swap SSD | 479
7D2YCTO1WW | B49N | ThinkSystem 2.5" Intel S4610 960GB Mainstream SATA 6Gb Hot Swap SSD | 699
7D2YCTO1WW | B49P | ThinkSystem 2.5" Intel S4610 1.92TB Mainstream SATA 6Gb Hot Swap SSD | 1289
7D2YCTO1WW | B49Q | ThinkSystem 2.5" Intel S4610 3.84TB Mainstream SATA 6Gb Hot Swap SSD | 2499
7D2YCTO1WW | B49R | ThinkSystem 3.5" Intel S4610 240GB Mainstream SATA 6Gb Hot Swap SSD | 409
7D2YCTO1WW | B49S | ThinkSystem 3.5" Intel S4610 480GB Mainstream SATA 6Gb Hot Swap SSD | 309
7D2YCTO1WW | B49T | ThinkSystem 3.5" Intel S4610 960GB Mainstream SATA 6Gb Hot Swap SSD | 1029
7D2YCTO1WW | B49U | ThinkSystem 3.5" Intel S4610 1.92TB Mainstream SATA 6Gb Hot Swap SSD | 1799
7D2YCTO1WW | B49V | ThinkSystem 3.5" Intel S4610 3.84TB Mainstream SATA 6Gb Hot Swap SSD | 3579
7D2YCTO1WW | B4QQ | 0.5m Mellanox HDR IB Passive Copper QSFP56 Cable | 299
7D2YCTO1WW | B4QR | 1m Mellanox HDR IB Passive Copper QSFP56 Cable | 399
7D2YCTO1WW | B4QS | 1.5m Mellanox HDR IB Passive Copper QSFP56 Cable | 449
7D2YCTO1WW | B4QT | 2m Mellanox HDR IB Passive Copper QSFP56 Cable | 499
7D2YCTO1WW | B4QW | 3m Mellanox HDR IB Active Optical QSFP56 Cable | 2099
7D2YCTO1WW | B4QX | 5m Mellanox HDR IB Active Optical QSFP56 Cable | 2149
7D2YCTO1WW | B4QY | 10m Mellanox HDR IB Active Optical QSFP56 Cable | 2199
7D2YCTO1WW | B4QZ | 15m Mellanox HDR IB Active Optical QSFP56 Cable | 2249
7D2YCTO1WW | B4R0 | 20m Mellanox HDR IB Active Optical QSFP56 Cable | 2299
7D2YCTO1WW | B4R1 | 1m Mellanox HDR IB to 2x HDR100 Splitter Passive Copper QSFP56 Cable | 399
7D2YCTO1WW | B4R2 | 1.5m Mellanox HDR IB to 2x HDR100 Splitter Passive Copper QSFP56 Cable | 449
7D2YCTO1WW | B4R4 | 3m Mellanox HDR IB to 2x HDR100 Splitter Optical QSFP56 Cable | 2799
7D2YCTO1WW | B4R5 | 5m Mellanox HDR IB to 2x HDR100 Splitter Optical QSFP56 Cable | 2899
7D2YCTO1WW | B4R6 | 10m Mellanox HDR IB to 2x HDR100 Splitter Optical QSFP56 Cable | 2999
7D2YCTO1WW | B4R7 | 15m Mellanox HDR IB to 2x HDR100 Splitter Optical QSFP56 Cable | 3199
7D2YCTO1WW | B4R8 | 20m Mellanox HDR IB to 2x HDR100 Splitter Optical QSFP56 Cable | 3299
7D2YCTO1WW | B4R9 | ThinkSystem Mellanox ConnectX-6 HDR100/100GbE QSFP56 1-port PCIe VPI Adapter | 1779
7D2YCTO1WW | B4RA | ThinkSystem Mellanox ConnectX-6 HDR100/100GbE QSFP56 2-port PCIe VPI Adapter | 2099
7D2YCTO1WW | B4RB | ThinkSystem Mellanox HDR/200GbE 2x PCIe Aux Kit | 639
7D2YCTO1WW | B4RC | ThinkSystem Mellanox ConnectX-6 HDR/200GbE QSFP56 1-port PCIe 4 VPI Adapter | 2209
7D2YCTO1WW | B4YB | ThinkSystem NVIDIA T4 16GB PCIe Passive GPU | 6279
7D2YCTO1WW | B58F | ThinkSystem U.2 Intel P4510 1.0TB Entry NVMe PCIe3.0 x4 Hot Swap SSD | 539
7D2YCTO1WW | B58G | ThinkSystem U.2 Intel P4510 2.0TB Entry NVMe PCIe3.0 x4 Hot Swap SSD | 1459
7D2YCTO1WW | B5SS | ThinkSystem Broadcom 57416 10GBASE-T 2-port + 5720 1GbE 2-port OCP Ethernet Adapter | 509
7D2YCTO1WW | B5ST | ThinkSystem Broadcom 57416 10GBASE-T 2-port OCP Ethernet Adapter | 449
7D2YCTO1WW | B5SU | ThinkSystem Broadcom 57454 10GBASE-T 4-port PCIe Ethernet Adapter | 719
7D2YCTO1WW | B5SV | ThinkSystem Broadcom 57454 10/25GbE SFP28 4-port OCP Ethernet Adapter | 539
7D2YCTO1WW | B5SW | ThinkSystem Marvell QL41232 10/25GbE SFP28 2-Port OCP Ethernet Adapter | 369
7D2YCTO1WW | B5SX | ThinkSystem Emulex LPe35000 32Gb 1-port PCIe Fibre Channel Adapter | 1739
7D2YCTO1WW | B5SY | ThinkSystem Emulex LPe35002 32Gb 2-port PCIe Fibre Channel Adapter | 2599
7D2YCTO1WW | B5SZ | ThinkSystem Broadcom 57414 10/25GbE SFP28 2-port OCP Ethernet Adapter | 389
7D2YCTO1WW | B5T0 | ThinkSystem Broadcom 57414 10/25GbE SFP28 2-port PCIe Ethernet Adapter | 389
7D2YCTO1WW | B5T1 | ThinkSystem Broadcom 5719 1GbE RJ45 4-port OCP Ethernet Adapter | 159
7D2YCTO1WW | B5T2 | ThinkSystem Mellanox ConnectX-4 Lx 10/25GbE SFP28 2-port OCP Ethernet Adapter | 329
7D2YCTO1WW | B5T3 | ThinkSystem Broadcom 57454 10/25GbE SFP28 4-port PCIe Ethernet Adapter | 559
7D2YCTO1WW | B5T4 | ThinkSystem Broadcom 57454 10GBASE-T 4-port OCP Ethernet Adapter | 739
7D2YCTO1WW | B5WJ | ThinkSystem OCP3 Filler | 19
7D2YCTO1WW | B5X6 | ThinkSystem 1U 2x2.5" Fixed Filler | 9
7D2YCTO1WW | B5XC | ThinkSystem 64GB TruDDR4 3200MHz (2Rx4 1.2V) RDIMM-A | 1089
7D2YCTO1WW | B5XD | ThinkSystem 16GB TruDDR4 3200MHz (2Rx8 1.2V) RDIMM-A | 299
7D2YCTO1WW | B5XE | ThinkSystem 32GB TruDDR4 3200MHz (2Rx4 1.2V) RDIMM-A | 539
7D2YCTO1WW | B5XF | ThinkSystem AMD EPYC 7742 64C 225W 2.25 GHz Processor | 12289
7D2YCTO1WW | B5XG | ThinkSystem AMD EPYC 7502 32C 180W 2.5GHz Processor | 4599
7D2YCTO1WW | B5XH | ThinkSystem M.2 SATA 2-Bay RAID Enablement Kit | 119
7D2YCTO1WW | B5XJ | ThinkSystem M.2 SATA/NVMe 2-Bay Enablement Kit | 79
7D2YCTO1WW | B652 | ThinkSystem Marvell QL41232 10/25GbE SFP28 2-Port PCIe Ethernet Adapter | 339
7D2YCTO1WW | B653 | ThinkSystem Mellanox ConnectX-4 Lx 10/25GbE SFP28 2-port PCIe Ethernet Adapter | 379
7D2YCTO1WW | B68K | 30m Mellanox HDR IB to 2x HDR100 Splitter Optical QSFP56 Cable | 3499
7D2YCTO1WW | B68L | 2m Mellanox HDR IB to 2x HDR100 Splitter Passive Copper QSFP56 Cable | 499
7D2YCTO1WW | B68M | 100m Mellanox HDR IB Optical QSFP56 Cable | 5099
7D2YCTO1WW | B68N | 50m Mellanox HDR IB Optical QSFP56 Cable | 3699
7D2YCTO1WW | B68P | 30m Mellanox HDR IB Optical QSFP56 Cable | 2399
7D2YCTO1WW | B6TR | ThinkSystem AMD EPYC 7702 64C 200W 2.0GHz Processor | 11399
7D2YCTO1WW | B6TS | ThinkSystem AMD EPYC 7262 8C 155W 3.2GHz Processor | 1059
7D2YCTO1WW | B6TT | ThinkSystem AMD EPYC 7402P 24C 180W 2.8GHz Processor | 2209
7D2YCTO1WW | B6TU | ThinkSystem AMD EPYC 7452 32C 155W 2.35 GHz Processor | 3579
7D2YCTO1WW | B6TV | ThinkSystem AMD EPYC 7302 16C 155W 3.0GHz Processor | 1729
7D2YCTO1WW | B6VU | ThinkSystem AMD EPYC 7252 8C 120W 3.1GHz Processor | 1129
7D2YCTO1WW | B6VV | ThinkSystem AMD EPYC 7302P 16C 155W 3.0GHz Processor | 1519
7D2YCTO1WW | B6VW | ThinkSystem AMD EPYC 7402 24C 180W 2.8GHz Processor | 3149
7D2YCTO1WW | B6VX | ThinkSystem AMD EPYC 7502P 32C 180W 2.5GHz Processor | 4069
7D2YCTO1WW | B6VY | ThinkSystem AMD EPYC 7702P 64C 200W 2.0GHz Processor | 7819
7D2YCTO1WW | B6VZ | ThinkSystem AMD EPYC 7282 16C 120W 2.8GHz Processor | 1539
7D2YCTO1WW | B6W0 | ThinkSystem AMD EPYC 7352 24C 155W 2.3GHz Processor | 3069
7D2YCTO1WW | B6W1 | ThinkSystem AMD EPYC 7552 48C 200W 2.2GHz Processor | 9159
7D2YCTO1WW | B6W2 | ThinkSystem AMD EPYC 7542 32C 225W 2.9GHz Processor | 7739
7D2YCTO1WW | B6W3 | ThinkSystem AMD EPYC 7642 48C 225W 2.3GHz Processor | 10869
7D2YCTO1WW | B766 | ThinkSystem AMD EPYC 7232P 8C 120W 3.1GHz Processor | 1069
7D2YCTO1WW | B767 | ThinkSystem AMD EPYC 7272 12C 120W 2.9GHz Processor | 1479
7D2YCTO1WW | B7EW | ThinkSystem 2.5" 5210 1.92TB Entry SATA 6Gb Hot Swap QLC SSD | 759
7D2YCTO1WW | B7EX | ThinkSystem 2.5" 5210 3.84TB Entry SATA 6Gb Hot Swap QLC SSD | 1489
7D2YCTO1WW | B7EY | ThinkSystem 2.5" 5210 7.68TB Entry SATA 6Gb Hot Swap QLC SSD | 2779
7D2YCTO1WW | B7EZ | ThinkSystem 3.5" 16TB 7.2K SAS 12Gb Hot Swap 512e HDD | 1309
7D2YCTO1WW | B7F0 | ThinkSystem 3.5" 16TB 7.2K SATA 6Gb Hot Swap 512e HDD | 1289
7D2YCTO1WW | B7JW | ThinkSystem NVIDIA Quadro P2200 5GB PCIe Active GPU | 1009
7D2YCTO1WW | B87R | Mellanox CX6 Socket-Direct Adapter Cable Assemble Way | 0
7D2YCTO1WW | B88T | VMware ESXi 6.7 U3 (factory installed) | 0
7D2YCTO1WW | B8HP | ThinkSystem 2.5" 5300 960GB Entry SATA 6Gb Hot Swap SSD | 489
7D2YCTO1WW | B8HQ | ThinkSystem 3.5" 5300 3.84TB Entry SATA 6Gb Hot Swap SSD | 2179
7D2YCTO1WW | B8HR | ThinkSystem 3.5" 5300 1.92TB Mainstream SATA 6Gb Hot Swap SSD | 1829
7D2YCTO1WW | B8HS | ThinkSystem M.2 5300 240GB SATA 6Gbps Non-Hot Swap SSD | 359
7D2YCTO1WW | B8HT | ThinkSystem 3.5" PM1645a 800GB Mainstream SAS 12Gb Hot Swap SSD | 829
7D2YCTO1WW | B8HU | ThinkSystem 2.5" PM1645a 800GB Mainstream SAS 12Gb Hot Swap SSD | 819
7D2YCTO1WW | B8HV | ThinkSystem 2.5" 5300 240GB Entry SATA 6Gb Hot Swap SSD | 359
7D2YCTO1WW | B8HW | ThinkSystem HHHL PM1735 3.2TB Mainstream NVMe PCIe4.0 x8 Flash Adapter | 3179
7D2YCTO1WW | B8HX | ThinkSystem 3.5" 5300 3.84TB Mainstream SATA 6Gb Hot Swap SSD | 3119
7D2YCTO1WW | B8HY | ThinkSystem 2.5" 5300 480GB Mainstream SATA 6Gb Hot Swap SSD | 429
7D2YCTO1WW | B8HZ | ThinkSystem 3.5" 5300 1.92TB Entry SATA 6Gb Hot Swap SSD | 1139
7D2YCTO1WW | B8J0 | ThinkSystem 3.5" 5300 960GB Mainstream SATA 6Gb Hot Swap SSD | 929
7D2YCTO1WW | B8J1 | ThinkSystem 2.5" 5300 240GB Mainstream SATA 6Gb Hot Swap SSD | 409
7D2YCTO1WW | B8J2 | ThinkSystem 2.5" 5300 7.68TB Entry SATA 6Gb Hot Swap SSD | 3649
7D2YCTO1WW | B8J3 | ThinkSystem 3.5" 5300 7.68TB Entry SATA 6Gb Hot Swap SSD | 4119
7D2YCTO1WW | B8J4 | ThinkSystem 2.5" PM1645a 1.6TB Mainstream SAS 12Gb Hot Swap SSD | 1379
7D2YCTO1WW | B8J5 | ThinkSystem 2.5" 5300 1.92TB Entry SATA 6Gb Hot Swap SSD | 939
7D2YCTO1WW | B8J6 | ThinkSystem 2.5" 5300 960GB Mainstream SATA 6Gb Hot Swap SSD | 729
7D2YCTO1WW | B8J7 | ThinkSystem 2.5" 5300 3.84TB Mainstream SATA 6Gb Hot Swap SSD | 2179
7D2YCTO1WW | B8J9 | ThinkSystem 3.5" 5300 480GB Entry SATA 6Gb Hot Swap SSD | 379
7D2YCTO1WW | B8JA | ThinkSystem 2.5" PM1645a 6.4TB Mainstream SAS 12Gb Hot Swap SSD | 6049
7D2YCTO1WW | B8JB | ThinkSystem 3.5" 5300 240GB Entry SATA 6Gb Hot Swap SSD | 369
7D2YCTO1WW | B8JC | ThinkSystem 3.5" 5300 960GB Entry SATA 6Gb Hot Swap SSD | 629
7D2YCTO1WW | B8JD | ThinkSystem 2.5" PM1645a 3.2TB Mainstream SAS 12Gb Hot Swap SSD | 2579
7D2YCTO1WW | B8JE | ThinkSystem 2.5" 5300 1.92TB Mainstream SATA 6Gb Hot Swap SSD | 1279
7D2YCTO1WW | B8JF | ThinkSystem 3.5" 5300 480GB Mainstream SATA 6Gb Hot Swap SSD | 529
7D2YCTO1WW | B8JG | ThinkSystem 3.5" PM1645a 6.4TB Mainstream SAS 12Gb Hot Swap SSD | 6059
7D2YCTO1WW | B8JH | ThinkSystem HHHL PM1735 1.6TB Mainstream NVMe PCIe4.0 x8 Flash Adapter | 1799
7D2YCTO1WW | B8JJ | ThinkSystem M.2 5300 960GB SATA 6Gbps Non-Hot Swap SSD | 539
7D2YCTO1WW | B8JK | ThinkSystem 3.5" PM1645a 3.2TB Mainstream SAS 12Gb Hot Swap SSD | 2589
7D2YCTO1WW | B8JL | ThinkSystem 3.5" 5300 240GB Mainstream SATA 6Gb Hot Swap SSD | 419
7D2YCTO1WW | B8JM | ThinkSystem 2.5" 5300 480GB Entry SATA 6Gb Hot Swap SSD | 309
7D2YCTO1WW | B8JN | ThinkSystem 3.5" PM1645a 1.6TB Mainstream SAS 12Gb Hot Swap SSD | 1389
7D2YCTO1WW | B8JP | ThinkSystem 2.5" 5300 3.84TB Entry SATA 6Gb Hot Swap SSD | 1789
7D2YCTO1WW | B8JQ | ThinkSystem 7mm 5300 240GB Entry SATA 6Gb SSD | 359
7D2YCTO1WW | B8JR | ThinkSystem M.2 PM983 960GB NVMe PCIe 3.0 x4 Non-Hot Swap SSD | 589
7D2YCTO1WW | B8JS | ThinkSystem 7mm 5300 960GB Entry SATA 6Gb SSD | 629
7D2YCTO1WW | B8JT | ThinkSystem 7mm 5300 480GB Entry SATA 6Gb SSD | 359
7D2YCTO1WW | B8L2 | ThinkSystem SR645 1U MB | 2239
7D2YCTO1WW | B8L3 | ThinkSystem 1U/2U 4x3.5" SAS/SATA Backplane | 139
7D2YCTO1WW | B8L4 | ThinkSystem 7mm Tray Filler | 9
7D2YCTO1WW | B8L5 | ThinkSystem 1U MS Height CPU dummy | 9
7D2YCTO1WW | B8L8 | ThinkSystem CFF V4 PSU Dummy | 9
7D2YCTO1WW | B8LA | ThinkSystem Toolless Slide Rail Kit v2 | 109
7D2YCTO1WW | B8LC | ThinkSystem Toolless Slide Rail Kit v2 with 1U CMA | 159
7D2YCTO1WW | B8MV | ThinkSystem 1U PCIe Gen4 x16 Riser 2 | 79
7D2YCTO1WW | B8MW | ThinkSystem 1U PCIe Gen3 x16/x16 Riser 1 | 69
7D2YCTO1WW | B8MX | ThinkSystem 1U 2.5" 6 SAS/SATA 4 AnyBay Backplane | 379
7D2YCTO1WW | B8MY | ThinkSystem 1U 2x2.5" SAS/SATA Rear Backplane | 79
7D2YCTO1WW | B8N0 | ThinkSystem 1U 8x2.5" SAS/SATA Backplane | 159
7D2YCTO1WW | B8N1 | ThinkSystem 1U 4x3.5" AnyBay Backplane | 249
7D2YCTO1WW | B8N2 | ThinkSystem 1U PCIe Gen4 x16/x16 Riser 1 | 109
7D2YCTO1WW | B8N3 | ThinkSystem 1U Standard Fan Option Kit | 39
7D2YCTO1WW | B8N4 | ThinkSystem 1U Performance Fan Option Kit | 49
7D2YCTO1WW | B8N5 | ThinkSystem 1U 3.5" Chassis with 4 Bays | 699
7D2YCTO1WW | B8N6 | ThinkSystem 1U 2.5" Chassis with 8 or 10 Bays | 529
7D2YCTO1WW | B8N7 | ThinkSystem 1U MS LP Riser Cage Riser1&2 | 29
7D2YCTO1WW | B8NA | ThinkSystem 1U MS LP+LP Riser Filler | 9
7D2YCTO1WW | B8NB | ThinkSystem 1U MS LP Riser Filler | 2
7D2YCTO1WW | B8NC | ThinkSystem 1U LP+LP BF Riser Cage Riser 1 | 19
7D2YCTO1WW | B8ND | ThinkSystem 1U MS 10x2.5" Media Bay | 119
7D2YCTO1WW | B8NF | ThinkSystem 1U Rear 2.5" HDD Sequence SAS/SATA | 29
7D2YCTO1WW | B8NG | ThinkSystem 1U LP+FH BF Riser Cage Riser1 | 29
7D2YCTO1WW | B8NH | ThinkSystem 1U Integrated Diagnostics Panel | 119
7D2YCTO1WW | B8NJ | ThinkSystem 1U MS Fan Dummy | 2
7D2YCTO1WW | B8NK | ThinkSystem 1U Super Cap Holder Dummy | 2
7D2YCTO1WW | B8NL | ThinkSystem 1U Security Bezel v2 | 49
7D2YCTO1WW | B8NM | ThinkSystem 1U MS Air Duct | 9
7D2YCTO1WW | B8NN | ThinkSystem 1U MS 8x2.5" Media Bay | 39
7D2YCTO1WW | B8NT | ThinkSystem 128GB TruDDR4 3200MHz (4Rx4, 1.2V) 3DS RDIMM-A | 3549
7D2YCTO1WW | B8NU | ThinkSystem 32GB TruDDR4 3200 MHz (2Rx8 1.2V) RDIMM-A | 589
7D2YCTO1WW | B8NV | ThinkSystem 32GB USB Flash Drive | 39
7D2YCTO1WW | B8NW | ThinkSystem RAID 940-8i 8GB Flash PCIe Gen4 12Gb Adapter | 1759
7D2YCTO1WW | B8NY | ThinkSystem Raid 940-8i 4GB Flash PCIe Gen4 12Gb Adapter | 1179
7D2YCTO1WW | B8NZ | ThinkSystem RAID 940-16i 8GB Flash PCIe Gen4 12Gb Adapter | 2049
7D2YCTO1WW | B8P0 | ThinkSystem Raid 940-16i 8GB Flash PCIe Gen4 12Gb Internal Adapter | 2069
7D2YCTO1WW | B8P1 | ThinkSystem 440-16i SAS/SATA PCIe Gen4 12Gb Internal HBA | 699
7D2YCTO1WW | B8P9 | ThinkSystem M.2 NVMe 2-Bay RAID Enablement Kit | 219
7D2YCTO1WW | B8PP | ThinkSystem Mellanox ConnectX-6 Dx 100GbE QSFP56 2-port PCIe Ethernet Adapter | 1019
7D2YCTO1WW | B8Q2 | ThinkSystem 1U 7mm Drive Kit w/ NVMe RAID | 659
7D2YCTO1WW | B8Q9 | ThinkSystem 500W(230V/115V) V2 Platinum Hot-Swap Power Supply | 229
7D2YCTO1WW | B8QA | ThinkSystem 750W (230/115V) V2 Platinum Hot-Swap Power Supply | 259
7D2YCTO1WW | B8QB | ThinkSystem V2 1800W (230V) Platinum Hot-Swap Power Supply | 519
7D2YCTO1WW | B8QC | ThinkSystem 1100W (230V/115V) V2 Platinum Hot-Swap Power Supply | 369
7D2YCTO1WW | B8QD | ThinkSystem 750W (230V) V2 Titanium Hot-Swap Power Supply | 389
7D2YCTO1WW | B8QE | ThinkSystem 1100W -48V DC v2 Power Supply | 789
7D2YCTO1WW | B919 | ThinkSystem M.2 5300 480GB SATA 6Gbps Non-Hot Swap SSD | 369
7D2YCTO1WW | B91A | ThinkSystem 2.5" PM1643a 960GB Entry SAS 12Gb Hot Swap SSD | 819
7D2YCTO1WW | B91B | ThinkSystem 2.5" PM1643a 1.92TB Entry SAS 12Gb Hot Swap SSD | 1379
7D2YCTO1WW | B91C | ThinkSystem 2.5" PM1643a 3.84TB Entry SAS 12Gb Hot Swap SSD | 2579
7D2YCTO1WW | B91D | ThinkSystem 2.5" PM1643a 7.68TB Entry SAS 12Gb Hot Swap SSD | 5019
7D2YCTO1WW | B91E | ThinkSystem 3.5" PM1643a 3.84TB Entry SAS 12Gb Hot Swap SSD | 1729
7D2YCTO1WW | B91Z | ThinkSystem 1U PCIe Gen4 x16 Riser 1 w/ Rear Drive | 149
7D2YCTO1WW | B93E | ThinkSystem Intel I350 1GbE RJ45 4-port OCP Ethernet Adapter | 179
7D2YCTO1WW | B96F | ThinkSystem Broadcom 57508 100GbE QSFP56 2-port PCIe 4 Ethernet Adapter | 1059
7D2YCTO1WW | B96K | ThinkSystem 3.5" Kioxia CM6-V 3.2TB Mainstream NVMe PCIe4.0 x4 Hot Swap SSD | 3469
7D2YCTO1WW | B96M | ThinkSystem HHHL PM1735 6.4TB Mainstream NVMe PCIe4.0 x4 Flash Adapter | 5579
7D2YCTO1WW | B96P | ThinkSystem U.3 Kioxia CM6-V 6.4TB Mainstream NVMe PCIe4.0 x4 Hot Swap SSD | 6789
7D2YCTO1WW | B96T | ThinkSystem U.3 Kioxia CM6-V 3.2TB Mainstream NVMe PCIe4.0 x4 Hot Swap SSD | 3459
7D2YCTO1WW | B96V | ThinkSystem 3.5" Kioxia CM6-V 1.6TB Mainstream NVMe PCIe4.0 x4 Hot Swap SSD | 1919
7D2YCTO1WW | B96W | ThinkSystem 3.5" Kioxia CM6-V 6.4TB Mainstream NVMe PCIe4.0 x4 Hot Swap SSD | 6799
7D2YCTO1WW | B96Z | ThinkSystem U.3 Kioxia CM6-V 1.6TB Mainstream NVMe PCIe4.0 x4 Hot Swap SSD | 1919
7D2YCTO1WW | B983 | ThinkSystem 1U Rear 2X2.5" NVMe Backplane Kit | 19
7D2YCTO1WW | B984 | ThinkSystem 1U PLV Top Cover Sponge | 9
7D2YCTO1WW | B9AC | ThinkSystem 2.5" 5210 960GB Entry SATA 6Gb Hot Swap QLC SSD | 419
7D2YCTO1WW | B9XB | Controller 1 No RAID Array | 0
7D2YCTO1WW | B9XC | Controller 1 HW RAID Array 1 RAID 0 | 0
7D2YCTO1WW | B9XD | Controller 1 HW RAID Array 1 RAID 1 | 0
7D2YCTO1WW | B9XE | Controller 1 HW RAID Array 1 RAID 5 | 0
7D2YCTO1WW | B9XF | Controller 1 HW RAID Array 1 RAID 6 | 0
7D2YCTO1WW | B9XG | Controller 1 HW RAID Array 1 RAID 10 | 0
7D2YCTO1WW | B9XH | Controller 1 HW RAID Array 2 RAID 0 | 0
7D2YCTO1WW | B9XJ | Controller 1 HW RAID Array 2 RAID 1 | 0
7D2YCTO1WW | B9XK | Controller 1 HW RAID Array 2 RAID 5 | 0
7D2YCTO1WW | B9XL | Controller 1 HW RAID Array 2 RAID 6 | 0
7D2YCTO1WW | B9XM | Controller 1 HW RAID Array 2 RAID 10 | 0
7D2YCTO1WW | B9XT | Controller 2 No RAID Array | 0
7D2YCTO1WW | BA12 | Controller 1 HW RAID Array 1 HDDs | 0
7D2YCTO1WW | BA13 | Controller 1 HW RAID Array 2 HDDs | 0
7D2YCTO1WW | BA15 | Controller 2 HW RAID Array 1 HDDs | 0
7D2YCTO1WW | BA1F | ThinkSystem QLogic QLE2772 32Gb 2-Port PCIe Fibre Channel Adapter | 2309
7D2YCTO1WW | BA1G | ThinkSystem QLogic QLE2770 32Gb 1-Port PCIe Fibre Channel Adapter | 1529
7D2YCTO1WW | BA1R | ThinkSystem 1U 7mm Drive Kit w/ SATA RAID | 269
7D2YCTO1WW | BA2Y | ThinkSystem 1U Front VGA Cable | 19
7D2YCTO1WW | BA3E | ThinkSystem 1U 2.5" 6 SAS/SATA 4 NVMe Backplane | 2
7D2YCTO1WW | BA3F | ThinkSystem 1U 2.5" 6 SAS/SATA 2 AnyBay 2 NVMe Backplane | 2
7D2YCTO1WW | BA3G | ThinkSystem 1U 2.5" 10 NVMe Backplane | 0
7D2YCTO1WW | BA3H | ThinkSystem 1U 2.5" 8 AnyBay 2 NVMe Backplane | 0
7D2YCTO1WW | BABN | ThinkSystem AMD EPYC 7662 64C 225W 2.0GHz Processor | 11549
7D2YCTO1WW | BABP | ThinkSystem AMD EPYC 7532 32C 200W 2.4GHz Processor | 6289
7D2YCTO1WW | BAEC | ThinkSystem 1U MS Rear 2.5" HDD Sequence SATA | 29
7D2YCTO1WW | BAVP | ThinkSystem AMD EPYC 7H12 64C 280W 2.6GHz Processor | 13619
7D2YCTO1WW | BB3T | ThinkSystem 1U 10x2.5" AnyBay Backplane | 379
7D2YCTO1WW | BB63 | ThinkSystem 7mm PM983 960GB Entry NVMe PCIe 3.0 x4 Hot Swap SSD | 599
7D2YCTO1WW | BB8U | ThinkSystem Marvell QL41132 10GBASE-T 2-port OCP Ethernet Adapter | 509
7D2YCTO1WW | BBN2 | Controller 1 Array 2 No RAID | 0
7D2YCTO1WW | BBNW | Controller 1 SAS HDD Hot Spare | 0
7D2YCTO1WW | BBPG | Controller 1 NVMe SSD Hot Spare | 0
7D2YCTO1WW | BBQ8 | Controller 1 SATA SSD Hot Spare | 0
7D2YCTO1WW | BBQ9 | Controller 1 SAS SSD Hot Spare | 0
7D2YCTO1WW | BBQA | Controller 1 SATA HDD Hot Spare | 0
7D2YCTO1WW | BBZG | VMware ESXi 7.0 (Factory Installed) | 2
7D2YCTO1WW | BC4R | ThinkSystem 2.5" PM1643a 15.36TB Entry SAS 12Gb Hot Swap SSD | 10029
7D2YCTO1WW | BC4V | Non RAID NVMe | 0
7D2YCTO1WW | BC4Y | ThinkSystem U.2 PM1733 1.92TB Entry NVMe PCIe 4.0 x4 Hot Swap SSD | 1909
7D2YCTO1WW | BC4Z | ThinkSystem U.2 PM1733 3.84TB Entry NVMe PCIe 4.0 x4 Hot Swap SSD | 3369
7D2YCTO1WW | BC74 | ThinkSystem 1U 10x2.5" AnyBay Backplane | 0
7D2YCTO1WW | BC75 | ThinkSystem 1U 2.5" 6SATA/SAS 4 AnyBay Backplane | 0
7D2YCTO1WW | BC76 | ThinkSystem 4x2.5" SAS/SATA Backplane | 0
7D2YCTO1WW | BC77 | ThinkSystem 1U 4x3.5" SAS/SATA Backplane | 0
7D2YCTO1WW | BC78 | ThinkSystem 1U 4x3.5" AnyBay Backplane | 0
7D2YCTO1WW | BCAC | 1U MS Super Cap Holder on PCIe slot | 59
7D2YCTO1WW | BCAK | ThinkSystem 1U 8x2.5" SAS/SATA Backplane | 0
7D2YCTO1WW | BCD4 | ThinkSystem Intel E810-DA2 10/25GbE SFP28 2-Port OCP Ethernet Adapter | 419
7D2YCTO1WW | BCD5 | ThinkSystem Intel X710-T2L 10GBASE-T 2-port OCP Ethernet Adapter | 369
7D2YCTO1WW | BCD6 | ThinkSystem Intel E810-DA2 10/25GbE SFP28 2-Port PCIe Ethernet Adapter | 519
7D2YCTO1WW | BCE8 | ThinkSystem AMD EPYC 7F52 16C 240W 3.5GHz Processor | 5819
7D2YCTO1WW | BCE9 | ThinkSystem AMD EPYC 7F32 8C 180W 3.7GHz Processor | 3939
7D2YCTO1WW | BCEA | ThinkSystem AMD EPYC 7F72 24C 240W 3.2GHz Processor | 6759
7D2YCTO1WW | BCEB | ThinkSystem 1U V2 2x3 2.5" HDD Dummy | 19
7D2YCTO1WW | BCFH | ThinkSystem 3.5" 18TB 7.2K SATA 6Gb Hot Swap 512e HDD | 1589
7D2YCTO1WW | BCFJ | ThinkSystem 3.5" Intel P5600 3.2TB Mainstream NVMe PCIe 4.0 x4 Hot Swap SSD | 3829
7D2YCTO1WW | BCFM | ThinkSystem 3.5" Intel P5600 1.6TB Mainstream NVMe PCIe 4.0 x4 Hot Swap SSD | 1929
7D2YCTO1WW | BCFP | ThinkSystem 3.5" 18TB 7.2K SAS 12Gb Hot Swap 512e HDD | 1609
7D2YCTO1WW | BCFQ | ThinkSystem 3.5" Intel P5600 6.4TB Mainstream NVMe PCIe 4.0 x4 Hot Swap SSD | 7649
7D2YCTO1WW | BCFR | ThinkSystem U.2 Intel P5600 3.2TB Mainstream NVMe PCIe 4.0 x4 Hot Swap SSD | 3829
7D2YCTO1WW | BCFS | ThinkSystem U.2 Intel P5600 6.4TB Mainstream NVMe PCIe 4.0 x4 Hot Swap SSD | 7639
7D2YCTO1WW | BCFT | ThinkSystem U.2 Intel P5500 1.92TB Entry NVMe PCIe 4.0 x4 Hot Swap SSD | 1479
7D2YCTO1WW | BCFU | ThinkSystem U.2 Intel P5500 7.68TB Entry NVMe PCIe 4.0 x4 Hot Swap SSD | 5359
7D2YCTO1WW | BCFV | ThinkSystem U.2 Intel P5600 1.6TB Mainstream NVMe PCIe 4.0 x4 Hot Swap SSD | 1919
7D2YCTO1WW | BCFW | ThinkSystem U.2 Intel P5500 3.84TB Entry NVMe PCIe 4.0 x4 Hot Swap SSD | 2689
7D2YCTO1WW | BCGB | ThinkSystem 1U 4x2.5" SAS/SATA Backplane | 119
7D2YCTO1WW | BCGY | ThinkSystem 1U Rear 2x2.5" HDD Cage | 29
7D2YCTO1WW | BCJE | ThinkSystem SR645 4x3.5" SAS/SATA Backplane Cable Kit | 159
7D2YCTO1WW | BCJF | ThinkSystem SR645 4x3.5" AnyBay Backplane Cable Kit | 279
7D2YCTO1WW | BCJG | ThinkSystem SR645 8x2.5" SAS/SATA Backplane Cable Kit | 319
7D2YCTO1WW | BCJH | ThinkSystem SR645 10x2.5"AnyBay BP SAS/SATA Cable Kit | 329
7D2YCTO1WW | BCJJ | ThinkSystem SR645 10x2.5" Anybay BP NVMe Cable Kit | 359
7D2YCTO1WW | BCJK | ThinkSystem SR645 6xSAS/SATA, 4xAnybay 2.5" BP SAS/SATA Cable Kit | 469
7D2YCTO1WW | BCJL | ThinkSystem SR645 6xSAS/SATA, 4xAnybay 2.5" BP NVMe Cable Kit | 139
7D2YCTO1WW | BCJM | ThinkSystem SR645 4x2.5" SAS/SATA Cable Kit | 139
7D2YCTO1WW | BCQN | ThinkSystem 1U 2.5" 6 SAS/SATA 4 NVMe Backplane | 379
7D2YCTO1WW | BCQP | ThinkSystem 1U 2.5" 6 SAS/SATA 2 AnyBay 2 NVMe Backplane | 379
7D2YCTO1WW | BCQQ | ThinkSystem 1U 2.5" 10 NVMe Backplane | 379
7D2YCTO1WW | BCQR | ThinkSystem 1U 2.5" 8 AnyBay 2 NVMe Backplane | 379
7D2YCTO1WW | BCTC | ThinkSystem 2.5" Multi Vendor 240GB Entry SATA 6Gb Hot Swap SSD | 219
7D2YCTO1WW | BCTD | ThinkSystem 2.5" Multi Vendor 480GB Entry SATA 6Gb Hot Swap SSD | 219
7D2YCTO1WW | BCTE | ThinkSystem 2.5" Multi Vendor 960GB Entry SATA 6Gb Hot Swap SSD | 659
7D2YCTO1WW | BCTF | ThinkSystem 2.5" Multi Vendor 1.92TB Entry SATA 6Gb Hot Swap SSD | 1289
7D2YCTO1WW | BCTG | ThinkSystem 2.5" Multi Vendor 3.84TB Entry SATA 6Gb Hot Swap SSD | 1259
7D2YCTO1WW | BCTH | ThinkSystem 3.5" Multi Vendor 240GB Entry SATA 6Gb Hot Swap SSD | 229
7D2YCTO1WW | BCTJ | ThinkSystem 3.5" Multi Vendor 480GB Entry SATA 6Gb Hot Swap SSD | 219
7D2YCTO1WW | BCTK | ThinkSystem 3.5" Multi Vendor 960GB Entry SATA 6Gb Hot Swap SSD | 669
7D2YCTO1WW | BCTL | ThinkSystem 3.5" Multi Vendor 1.92TB Entry SATA 6Gb Hot Swap SSD | 1289
7D2YCTO1WW | BCTM | ThinkSystem 3.5" Multi Vendor 3.84TB Entry SATA 6Gb Hot Swap SSD | 1269
7D2YCTO1WW | BCZY | ThinkSystem 32GB TruDDR4 Performance+ 3200 MHz (2Rx8 1.2V) RDIMM-A | 449
7D2YCTO1WW | BCZZ | ThinkSystem 64GB TruDDR4 Performance+ 3200 MHz (2Rx4 1.2V) RDIMM-A | 899
7D2YCTO1WW | BD49 | ThinkSystem Broadcom 57454 10/25GbE SFP28 4-port PCIe Ethernet Adapter V2 | 549
7D2YCTO1WW | BDY4 | ThinkSystem Raid 940-16i 8GB Flash PCIe Gen4 12Gb Adapter for U.3 | 2139
7D2YCTO1WW | BDY6 | ThinkSystem 1U 2x2.5" NVMe Rear Backplane | 99
7D2YCTO1WW | BE03 | ThinkSystem U.3 Kioxia CM6-V 800GB Mainstream NVMe PCIe 4.0 x4 Hot Swap SSD | 1439
7D2YCTO1WW | BE04 | ThinkSystem 3.5" Kioxia CM6-V 800GB Mainstream NVMe PCIe 4.0 x4 Hot Swap SSD | 1449
7D2YCTO1WW | BE2A | ThinkSystem U.2 PM1733 3.84TB Entry NVMe PCIe 4.0 x4 Hot Swap SSD SED | 2979
7D2YCTO1WW | BE2B | ThinkSystem U.2 PM1733 7.68TB Entry NVMe PCIe 4.0 x4 Hot Swap SSD SED | 5579
7D2YCTO1WW | BE2C | ThinkSystem U.3 Kioxia CM6-R 3.84TB Entry NVMe PCIe 4.0 x4 Hot Swap SSD SED | 3419
7D2YCTO1WW | BE2D | ThinkSystem U.3 Kioxia CM6-R 7.68TB Entry NVMe PCIe 4.0 x4 Hot Swap SSD SED | 6669
7D2YCTO1WW | BE2E | ThinkSystem U.2 PM1733 7.68TB Entry NVMe PCIe 4.0 x4 Hot Swap SSD | 5579
7D2YCTO1WW | BE2F | ThinkSystem U.2 PM1733 15.36TB Entry NVMe PCIe 4.0 x4 Hot Swap SSD | 10969
7D2YCTO1WW | BE2G | ThinkSystem U.3 Kioxia CM6-R 3.84TB Entry NVMe PCIe 4.0 x4 Hot Swap SSD | 3379
7D2YCTO1WW | BE2H | ThinkSystem U.3 Kioxia CM6-R 7.68TB Entry NVMe PCIe 4.0 x4 Hot Swap SSD | 6639
7D2YCTO1WW | BE38 | 940 Series Flash Adapter for U.3 Trimode Setting | 0
7D2YCTO1WW | BE4T | ThinkSystem Mellanox ConnectX-6 Lx 10/25GbE SFP28 2-Port OCP Ethernet Adapter | 409
7D2YCTO1WW | BE4U | ThinkSystem Mellanox ConnectX-6 Lx 10/25GbE SFP28 2-Port PCIe Ethernet Adapter | 409
7D2YCTO1WW | BE5E | VMware ESXi 7.0 U1 (Factory Installed) | 0
7D2YCTO1WW | BEUX | ThinkSystem External Diagnostics Handset | 139
7D2YCTO1WW | BEVK | ThinkSystem 3.5" PM1643a 7.68TB Entry SAS 12Gb Hot Swap SSD | 5589
7D2YCTO1WW | BF10 | Lenovo Dual Rate 10G/25G SFP28 85C Transceiver | 399
7D2YCTO1WW | BF6Y | ThinkSystem SR645 1U Refresh MB | 2249
7D2YCTO1WW | BF70 | ThinkSystem AMD EPYC 7713P 64C 225W 2.0GHz Processor | 10599
7D2YCTO1WW | BF71 | ThinkSystem AMD EPYC 7543P 32C 225W 2.8GHz Processor | 5519
7D2YCTO1WW | BF72 | ThinkSystem AMD EPYC 7443 24C 200W 2.85GHz Processor | 3979
7D2YCTO1WW | BF73 | ThinkSystem AMD EPYC 7763 64C 280W 2.45GHz Processor | 16689
7D2YCTO1WW | BF74 | ThinkSystem AMD EPYC 7453 28C 225W 2.75GHz Processor | 3879
7D2YCTO1WW | BF75 | ThinkSystem AMD EPYC 7663 56C 240W 2.0GHz Processor | 13169
7D2YCTO1WW | BF76 | ThinkSystem AMD EPYC 7313 16C 155W 3.0GHz Processor | 2139
7D2YCTO1WW | BF77 | ThinkSystem AMD EPYC 7543 32C 225W 2.8GHz Processor | 7519
7D2YCTO1WW | BF78 | ThinkSystem AMD EPYC 7413 24C 180W 2.65GHz Processor | 3609
7D2YCTO1WW | BF79 | ThinkSystem AMD EPYC 7443P 24C 200W 2.85GHz Processor | 2639
7D2YCTO1WW | BF7A | ThinkSystem AMD EPYC 7513 32C 200W 2.6GHz Processor | 5749
7D2YCTO1WW | BF7B | ThinkSystem AMD EPYC 7313P 16C 155W 3.0GHz Processor | 1809
7D2YCTO1WW | BF7C | ThinkSystem AMD EPYC 7713 64C 225W 2.0GHz Processor | 14939
7D2YCTO1WW | BF7D | ThinkSystem AMD EPYC 73F3 16C 240W 3.5GHz Processor | 7449
7D2YCTO1WW | BF7E | ThinkSystem AMD EPYC 7343 16C 190W 3.2GHz Processor | 3099
7D2YCTO1WW | BF7F | ThinkSystem AMD EPYC 75F3 32C 280W 2.95GHz Processor | 10279
7D2YCTO1WW | BF7G | ThinkSystem AMD EPYC 74F3 24C 240W 3.2GHz Processor | 6139
7D2YCTO1WW | BF7H | ThinkSystem AMD EPYC 72F3 8C 180W 3.7GHz Processor | 5219
7D2YCTO1WW | BFH1 | Lenovo 100Gb SR4 QSFP28 Ethernet Transceiver | 689
7D2YCTO1WW | BFPU | ThinkSystem Xilinx Alveo U25 25GbE SFP28 2-Port PCIe FPGA Adapter | 6489
7D2YCTO1WW | BFY5 | ThinkSystem RAID 530-16i PCIe 12Gb Adapter | 579
7D2YCTO1WW | BFYA | Operating mode selection for: "Maximum Efficiency Mode" | 0
7D2YCTO1WW | BFYB | Operating mode selection for: "Maximum Performance Mode" | 0
7D2YCTO1WW | BFZZ | ThinkSystem 2.5" Nytro 3732 800GB Performance SAS 12Gb Hot Swap SSD SED | 1669
7D2YCTO1WW | BG00 | ThinkSystem 3.5" Nytro 3732 3.2TB Performance SAS 12Gb Hot Swap SSD | 6219
7D2YCTO1WW | BG01 | ThinkSystem 3.5" Nytro 3732 1.6TB Performance SAS 12Gb Hot Swap SSD | 3239
7D2YCTO1WW | BG02 | ThinkSystem 3.5" Nytro 3732 800GB Performance SAS 12Gb Hot Swap SSD | 1669
7D2YCTO1WW | BG03 | ThinkSystem 3.5" Nytro 3732 400GB Performance SAS 12Gb Hot Swap SSD | 1029
7D2YCTO1WW | BG04 | ThinkSystem 2.5" Nytro 3732 3.2TB Performance SAS 12Gb Hot Swap SSD | 6259
7D2YCTO1WW | BG05 | ThinkSystem 2.5" Nytro 3732 1.6TB Performance SAS 12Gb Hot Swap SSD | 3259
7D2YCTO1WW | BG06 | ThinkSystem 2.5" Nytro 3732 800GB Performance SAS 12Gb Hot Swap SSD | 1669
7D2YCTO1WW | BG07 | ThinkSystem 2.5" Nytro 3732 400GB Performance SAS 12Gb Hot Swap SSD | 1029
7D2YCTO1WW | BGM0 | ThinkSystem RAID 940-8i 8GB Flash PCIe Gen4 12Gb Adapter for U.3 | 1839
7D2YCTO1WW | BGM1 | ThinkSystem RAID 940-8i 4GB Flash PCIe Gen4 12Gb Adapter for U.3 | 1229
7D2YCTO1WW | BGQ5 | ThinkSystem AMD EPYC 7643 48C 225W 2.3GHz Processor | 10109
7D2YCTO1WW | BHE2 | ThinkSystem Solarflare X2522-Plus 10/25GbE SFP28 2-Port PCIe Ethernet Adapter | 3489
7D2YCTO1WW | BHSR | VMware ESXi 7.0 U2 (Factory Installed) | 0
7D2YCTO1WW | BHSS | MI for PXE with RJ45 Network port | 0
7D2YCTO1WW | BHU8 | ThinkSystem 1U 2.5" 10 SAS/SATA Backplane | 329
7D2YCTO1WW | BJ3G | ThinkSystem Emulex LPe35000 32Gb 1-port PCIe Fibre Channel Adapter v2 | 1729
7D2YCTO1WW | BJ3H | ThinkSystem Emulex LPe35002 32Gb 2-port PCIe Fibre Channel Adapter v2 | 2589
7D2YCTO1WW | BJP5 | ThinkSystem SR645 1U MB, TPM 1.2 | 2389
7D2YCTO1WW | BK21 | ThinkSystem 2.5" U.3 CD6 7.68TB Read Intensive NVMe PCIe 4.0 x4 HS SSD | 4309
7D2YCTOLWW | 64 | QLogic 10Gb SFP+ SR Optical Transceiver | 909
7D2YCTOLWW | 69 | Brocade 10Gb SFP+ SR Optical Transceiver | 909
7D2YCTOLWW | 747 | UID Asset Tag Label | 20
7D2YCTOLWW | 2302 | RAID Configuration | 149
7D2YCTOLWW | 2305 | Integration 1U Component | 59
7D2YCTOLWW | 2321 | Custom MFG SVCS Fee - Small Increment | 3
7D2YCTOLWW | 3269 | SFP SX Transceiver | 149
7D2YCTOLWW | 5053 | SFP+ SR Transceiver | 699
7D2YCTOLWW | 5341 | Virtual Media Conversion Option Gen2 (VCO2) | 129
7D2YCTOLWW | 5977 | Select Storage devices - no configured RAID required | 0
7D2YCTOLWW | 5978 | Select Storage devices - configured RAID | 0
7D2YCTOLWW | 6201 | 1.5m, 10A/100-250V, C13 to IEC 320-C14 Rack Power Cable | 19
7D2YCTOLWW | 6204 | 2.8m, 10A/100-250V, C13 to IEC 320-C20 Rack Power Cable | 19
7D2YCTOLWW | 6263 | 4.3m, 10A/100-250V, C13 to IEC 320-C14 Rack Power Cable | 19
7D2YCTOLWW | 6311 | 2.8m, 10A/100-250V, C13 to IEC 320-C14 Rack Power Cable | 9
7D2YCTOLWW | 6313 | 2.8m, 10A/120V, C13 to NEMA 5-15P (US) Line Cord | 19
7D2YCTOLWW | 6370 | 4.3m, 10A/125V, C13 to NEMA 5-15P (US) Line Cord | 10
7D2YCTOLWW | 6373 | 4.3m, 10A/250V, C13 to NEMA 6-15P (US) Line Cord | 15
7D2YCTOLWW | 6400 | 2.8m, 13A/100-250V, C13 to C14 Jumper Cord | 9
7D2YCTOLWW | 6401 | 2.8m, 13A/120V, C13 to NEMA 5-15P (US) Line Cord | 29
7D2YCTOLWW | 6570 | 2.0m, 13A/100-250V, C13 to C14 Jumper Cord | 19
7D2YCTOLWW | 6583 | 4.3m, 13A/100-250V, C13 to C14 Rack Power Cable | 19
7D2YCTOLWW | 7831 | Customer Solution Center Services | 0
7D2YCTOLWW | 8034 | LeSI Solution Component | 0
7D2YCTOLWW | 8067 | TAA Compliant Order | 0
7D2YCTOLWW | 8072 | General Racking Solution | 0
7D2YCTOLWW | 8086 | No Publications Selected | 0
7D2YCTOLWW | 8971 | Integrate in manufacturing | 0
7D2YCTOLWW | 8972 | Ship Uninstalled (Safety) | 0
7D2YCTOLWW | 9013 | Hot Spare | 0
7D2YCTOLWW | A102 | Advanced Grouping | 0
7D2YCTOLWW | A103 | System x Cluster Upgrade | 0
7D2YCTOLWW | A1DP | 1m QSFP to QSFP+ Cable | 269
7D2YCTOLWW | A1DQ | 3m QSFP+ to QSFP+ Cable | 329
7D2YCTOLWW | A1PH | 1m Passive DAC SFP+ Cable | 69
7D2YCTOLWW | A1PJ | 3m Passive DAC SFP+ Cable | 89
7D2YCTOLWW | A1PK | 5m Passive DAC SFP+ Cable | 159
7D2YCTOLWW | A1PL | 8.5m Passive DAC SFP+ Cable | 329
7D2YCTOLWW | A1RF | 2.8m, 10A/250V, C13 to NEMA 6-15P Line Cord | 15
7D2YCTOLWW | A2X8 | 5m QSFP+ to QSFP+ Cable | 379
7D2YCTOLWW | A2X9 | 7m QSFP+ to QSFP+ Cable | 429
7D2YCTOLWW | A3RG | 0.5m Passive DAC SFP+ Cable | 79
7D2YCTOLWW | A3RH | 7m Passive DAC SFP+ Cable | 179
7D2YCTOLWW | A3SW | 1.2m, 16A/100-250V, 2 Short C13s to Short C20 Rack Power Cable | 55
7D2YCTOLWW | A3SX | 2.5m, 16A/100-250V, 2 Long C13s to Short C20 Rack Power Cable | 75
7D2YCTOLWW | A3SY | 2.8m, 16A/100-250V, 2 Short C13s to Long C20 Rack Power Cable | 79
7D2YCTOLWW | A3SZ | 4.1m, 16A/100-250V, 2 Long C13s to Long C20 Rack Power Cable | 85
7D2YCTOLWW | A4EY | No x Network Adapter | 0
7D2YCTOLWW | A4VP | 1.0m, 10A/100-250V, C13 to IEC 320-C14 Rack Power Cable | 19
7D2YCTOLWW | A51N | 1.5m Passive DAC SFP+ Cable | 89
7D2YCTOLWW | A51P | 2m Passive DAC SFP+ Cable | 89
7D2YCTOLWW | A5DL | SFP 1000Base-T (RJ-45) Transceiver | 89
7D2YCTOLWW | A5UA | Lenovo 1m MPO-4xLC OM3 MMF Breakout Cable | 279
7D2YCTOLWW | A5UB | Lenovo 3m MPO-4xLC OM3 MMF Breakout Cable | 329
7D2YCTOLWW | A5UC | Lenovo 5m MPO-4xLC OM3 MMF Breakout Cable | 379
7D2YCTOLWW | ARZB | 0.75m Mellanox QSFP Passive DAC Cable | 149
7D2YCTOLWW | ARZC | 1m Mellanox QSFP Passive DAC Cable | 159
7D2YCTOLWW | ARZD | 1.25m Mellanox QSFP Passive DAC Cable | 169
7D2YCTOLWW | ARZE | 1.5m Mellanox QSFP Passive DAC Cable | 169
7D2YCTOLWW | ARZF | 3m Mellanox QSFP Passive DAC Cable | 189
7D2YCTOLWW | ASQT | 0.5m Mellanox EDR IB Passive Copper QSFP28 Cable | 229
7D2YCTOLWW | ASQU | 0.75m Mellanox EDR IB Passive Copper QSFP28 Cable | 249
7D2YCTOLWW | ASQV | 1m Mellanox EDR IB Passive Copper QSFP28 Cable | 249
7D2YCTOLWW | ASQW | 1.25m Mellanox EDR IB Passive Copper QSFP28 Cable | 289
7D2YCTOLWW | ASQX | 1.5m Mellanox EDR IB Passive Copper QSFP28 Cable | 289
7D2YCTOLWW | ASQY | 2m Mellanox EDR IB Passive Copper QSFP28 Cable | 289
7D2YCTOLWW | ASQZ | 5m Mellanox EDR IB Optical QSFP28 Cable | 1359
7D2YCTOLWW | ASR0 | 10m Mellanox EDR IB Optical QSFP28 Cable | 1419
7D2YCTOLWW | ASR1 | 15m Mellanox EDR IB Optical QSFP28 Cable | 1509
7D2YCTOLWW | ASR2 | 20m Mellanox EDR IB Optical QSFP28 Cable | 1569
7D2YCTOLWW | ASR3 | 30m Mellanox EDR IB Optical QSFP28 Cable | 1789
7D2YCTOLWW | ASR5 | Lenovo 0.5m LC-LC OM3 MMF Cable | 24
7D2YCTOLWW | ASR6 | Lenovo 1m LC-LC OM3 MMF Cable | 24
7D2YCTOLWW | ASR7 | Lenovo 3m LC-LC OM3 MMF Cable | 24
7D2YCTOLWW | ASR8 | Lenovo 5m LC-LC OM3 MMF Cable | 29
7D2YCTOLWW | ASR9 | Lenovo 10m LC-LC OM3 MMF Cable | 39
7D2YCTOLWW | ASRA | Lenovo 15m LC-LC OM3 MMF Cable | 45
7D2YCTOLWW | ASRB | Lenovo 25m LC-LC OM3 MMF Cable | 54
7D2YCTOLWW | ASRC | Lenovo 30m LC-LC OM3 MMF Cable | 64
7D2YCTOLWW | ASRM | 3m Mellanox EDR IB Passive Copper QSFP28 Cable | 319
7D2YCTOLWW | ASRN | 3m Mellanox EDR IB Optical QSFP28 Cable | 1359
7D2YCTOLWW | ASRP | 50m Mellanox EDR IB Optical QSFP28 Cable | 2329
7D2YCTOLWW | AT2R | Lenovo 1m Active DAC SFP+ Cables | 129
7D2YCTOLWW | AT2S | Lenovo 3m Active DAC SFP+ Cables | 139
7D2YCTOLWW | AT2T | Lenovo 5m Active DAC SFP+ Cables | 159
7D2YCTOLWW | AT2U | Lenovo 10m QSFP+ MPO-MPO OM3 MMF Cable | 169
7D2YCTOLWW | AT2V | Lenovo 30m QSFP+ MPO-MPO OM3 MMF Cable | 329
7D2YCTOLWW | ATPX | Intel X550-T2 Dual Port 10GBase-T Adapter | 599
7D2YCTOLWW | ATTJ | Lenovo Dual Rate 1G/10GB SFP Transceiver | 119
7D2YCTOLWW | ATYX | Lenovo 1m SFP+ to SFP+ Active Optical Cable | 104
7D2YCTOLWW | ATYY | Lenovo 3m SFP+ to SFP+ Active Optical Cable | 99
7D2YCTOLWW | ATYZ | Lenovo 5m SFP+ to SFP+ Active Optical Cable | 114
7D2YCTOLWW | ATZ0 | Lenovo 7m SFP+ to SFP+ Active Optical Cable | 129
7D2YCTOLWW | ATZ1 | Lenovo 15m SFP+ to SFP+ Active Optical Cable | 169
7D2YCTOLWW | ATZ2 | Lenovo 20m SFP+ to SFP+ Active Optical Cable | 169
7D2YCTOLWW | ATZB | QLogic 16Gb Enhanced Gen5 FC Single-port HBA | 979
7D2YCTOLWW | ATZC | QLogic 16Gb Enhanced Gen5 FC Dual-port HBA | 1339
7D2YCTOLWW | ATZU | Emulex 16Gb Gen6 FC Single-port HBA | 949
7D2YCTOLWW | ATZV | Emulex 16Gb Gen6 FC Dual-port HBA | 1309
7D2YCTOLWW | AU0M | 5m Intel OPA 100 Series Active Optical QSFP28 Cable | 899
7D2YCTOLWW | AU0N | 10m Intel OPA 100 Series Active Optical QSFP28 Cable | 929
7D2YCTOLWW | AU0P | 15m Intel OPA 100 Series Active Optical QSFP28 Cable | 949
7D2YCTOLWW | AU0Q | 20m Intel OPA 100 Series Active Optical QSFP28 Cable | 979
7D2YCTOLWW | AUK7 | TPM 2.0 and Secure Boot | 0
7D2YCTOLWW | AUKP | ThinkSystem Broadcom 57416 10GBASE-T 2-Port PCIe Ethernet Adapter | 479
7D2YCTOLWW | AUKX | ThinkSystem Intel X710-DA2 PCIe 10Gb 2-Port SFP+ Ethernet Adapter | 459
7D2YCTOLWW | AULV | ThinkSystem 2.5" 300GB 15K SAS 12Gb Hot Swap 512n HDD | 339
7D2YCTOLWW | AULW | ThinkSystem 2.5" 600GB 15K SAS 12Gb Hot Swap 512n HDD | 469
7D2YCTOLWW | AULX | ThinkSystem 2.5" 900GB 15K SAS 12Gb Hot Swap 512e HDD | 639
7D2YCTOLWW | AULY | ThinkSystem 2.5" 300GB 10K SAS 12Gb Hot Swap 512n HDD | 289
7D2YCTOLWW | AULZ | ThinkSystem 2.5" 600GB 10K SAS 12Gb Hot Swap 512n HDD | 319
7D2YCTOLWW | AUM1 | ThinkSystem 2.5" 1.2TB 10K SAS 12Gb Hot Swap 512n HDD | 389
7D2YCTOLWW | AUM2 | ThinkSystem 2.5" 1.8TB 10K SAS 12Gb Hot Swap 512e HDD | 589
7D2YCTOLWW | AUM5 | ThinkSystem 2.5" 600GB 10K SAS 12Gb Hot Swap 512n HDD SED | 635
7D2YCTOLWW | AUM6 | ThinkSystem 2.5" 1TB 7.2K SAS 12Gb Hot Swap 512n HDD | 469
7D2YCTOLWW | AUM7 | ThinkSystem 2.5" 2TB 7.2K SAS 12Gb Hot Swap 512n HDD | 839
7D2YCTOLWW | AUNG | ThinkSystem RAID 530-8i PCIe 12Gb Adapter | 299
7D2YCTOLWW | AUNJ | ThinkSystem RAID 930-8i 2GB Flash PCIe 12Gb Adapter | 1009
7D2YCTOLWW | AUNK | ThinkSystem RAID 930-16i 4GB Flash PCIe 12Gb Adapter | 1529
7D2YCTOLWW | AUNL | ThinkSystem 430-8i SAS/SATA 12Gb HBA | 299
7D2YCTOLWW | AUNM | ThinkSystem 430-16i SAS/SATA 12Gb HBA | 589
7D2YCTOLWW | AUNN | ThinkSystem 430-16e SAS/SATA 12Gb HBA | 609
7D2YCTOLWW | AUNP | FBU345 SuperCap | 135
7D2YCTOLWW | AUNQ | ThinkSystem RAID 930-8e 4GB Flash PCIe 12Gb Adapter | 1689
7D2YCTOLWW | AUNR | ThinkSystem 430-8e SAS/SATA 12Gb HBA | 299
7D2YCTOLWW | AUPW | ThinkSystem XClarity Controller Standard to Enterprise Upgrade | 100
7D2YCTOLWW | AURR | ThinkSystem M3.5 Screw for Riser 2x2pcs and Planar 5pcs | 0
7D2YCTOLWW | AUSL | ThinkSystem COM Port Upgrade Kit | 19
7D2YCTOLWW | AUU2 | ThinkSystem 3.5" 300GB 15K SAS 12Gb Hot Swap 512n HDD | 359
7D2YCTOLWW | AUU3 | ThinkSystem 3.5" 600GB 15K SAS 12Gb Hot Swap 512n HDD | 479
7D2YCTOLWW | AUU5 | ThinkSystem 3.5" 2TB 7.2K SAS 12Gb Hot Swap 512n HDD | 339
7D2YCTOLWW | AUU6 | ThinkSystem 3.5" 4TB 7.2K SAS 12Gb Hot Swap 512n HDD | 419
7D2YCTOLWW | AUU7 | ThinkSystem 3.5" 6TB 7.2K SAS 12Gb Hot Swap 512e HDD | 549
7D2YCTOLWW | AUU8 | ThinkSystem 3.5" 4TB 7.2K SATA 6Gb Hot Swap 512n HDD | 389
7D2YCTOLWW | AUU9 | ThinkSystem 3.5" 8TB 7.2K SATA 6Gb Hot Swap 512e HDD | 599
7D2YCTOLWW | AUUA | ThinkSystem 3.5" 6TB 7.2K SATA 6Gb Hot Swap 512e HDD | 529
7D2YCTOLWW | AUUB | ThinkSystem 3.5" 10TB 7.2K SATA 6Gb Hot Swap 512e HDD | 829
7D2YCTOLWW | AUUC | ThinkSystem 3.5" 900GB 15K SAS 12Gb Hot Swap 512e HDD | 679
7D2YCTOLWW | AUUD | ThinkSystem 3.5" 2TB 7.2K SATA 6Gb Hot Swap 512n HDD | 319
7D2YCTOLWW | AUUE | ThinkSystem 2.5" 1TB 7.2K SATA 6Gb Hot Swap 512n HDD | 469
7D2YCTOLWW | AUUF | ThinkSystem 3.5" 1TB 7.2K SATA 6Gb Hot Swap 512n HDD | 269
7D2YCTOLWW | AUUG | ThinkSystem 3.5" 10TB 7.2K SAS 12Gb Hot Swap 512e HDD | 849
7D2YCTOLWW | AUUJ | ThinkSystem 2.5" 2TB 7.2K SATA 6Gb Hot Swap 512e HDD | 849
7D2YCTOLWW | AUUL | ThinkSystem M.2 32GB SATA 6Gbps Non-Hot Swap SSD | 109
7D2YCTOLWW | AUUV | ThinkSystem M.2 128GB SATA 6Gbps Non-Hot Swap SSD | 159
7D2YCTOLWW | AUZV | ThinkSystem Broadcom 5719 1GbE RJ45 4-Port PCIe Ethernet Adapter | 159
7D2YCTOLWW | AUZW | ThinkSystem I350-T4 PCIe 1Gb 4-Port RJ45 Ethernet Adapter | 379
7D2YCTOLWW | AUZX | ThinkSystem Broadcom 5720 1GbE RJ45 2-Port PCIe Ethernet Adapter | 129
7D2YCTOLWW | AUZY | ThinkSystem I350-T2 PCIe 1Gb 2-Port RJ45 Ethernet Adapter | 179
7D2YCTOLWW | AUZZ | ThinkSystem I350-F1 PCIe 1Gb 1-Port SFP Ethernet Adapter | 379
7D2YCTOLWW | AV1B | Lenovo 25GBase-SR SFP28 Transceiver | 449
7D2YCTOLWW | AV1D | Lenovo 100GBase-SR4 QSFP28 Transceiver | 1539
7D2YCTOLWW | AV1F | Lenovo 3m 25G SFP28 Active Optical Cable | 489
7D2YCTOLWW | AV1G | Lenovo 5m 25G SFP28 Active Optical Cable | 489
7D2YCTOLWW | AV1H | Lenovo 10m 25G SFP28 Active Optical Cable | 499
7D2YCTOLWW | AV1J | Lenovo 15m 25G SFP28 Active Optical Cable | 497
7D2YCTOLWW | AV1K | Lenovo 20m 25G SFP28 Active Optical Cable | 519
7D2YCTOLWW | AV1L | Lenovo 3m 100G QSFP28 Active Optical Cable | 1059
7D2YCTOLWW | AV1M | Lenovo 5m 100G QSFP28 Active Optical Cable | 1069
7D2YCTOLWW | AV1N | Lenovo 10m 100G QSFP28 Active Optical Cable | 1099
7D2YCTOLWW | AV1P | Lenovo 15m 100G QSFP28 Active Optical Cable | 1079
7D2YCTOLWW | AV1Q | Lenovo 20m 100G QSFP28 Active Optical Cable | 1179
7D2YCTOLWW | AV1R | Lenovo 3m 100G to 4x25G Breakout Active Optical Cable | 1949
7D2YCTOLWW | AV1S | Lenovo 5m 100G to 4x25G Breakout Active Optical Cable | 1975
7D2YCTOLWW | AV1T | Lenovo 10m 100G to 4x25G Breakout Active Optical Cable | 2035
7D2YCTOLWW | AV1U | Lenovo 15m 100G to 4x25G Breakout Active Optical Cable | 2095
7D2YCTOLWW | AV1V | Lenovo 20m 100G to 4x25G Breakout Active Optical Cable | 2149
7D2YCTOLWW | AV1W | Lenovo 1m Passive 25G SFP28 DAC Cable | 69
7D2YCTOLWW | AV1X | Lenovo 3m Passive 25G SFP28 DAC Cable | 79
7D2YCTOLWW | AV1Y | Lenovo 5m Passive 25G SFP28 DAC Cable | 159
7D2YCTOLWW | AV1Z | Lenovo 1m Passive 100G QSFP28 DAC Cable | 99
7D2YCTOLWW | AV20 | Lenovo 3m Passive 100G QSFP28 DAC Cable | 159
7D2YCTOLWW | AV21 | Lenovo 5m Passive 100G QSFP28 DAC Cable | 299
7D2YCTOLWW | AV22 | Lenovo 1m 100G QSFP28 to 4x25G SFP28 Breakout DAC Cable | 179
7D2YCTOLWW | AV23 | Lenovo 3m 100G QSFP28 to 4x25G SFP28 Breakout DAC Cable | 299
7D2YCTOLWW | AV24 | Lenovo 5m 100G QSFP28 to 4x25G SFP28 Breakout DAC Cable | 459
7D2YCTOLWW | AV25 | Lenovo 5m MPO-MPO OM4 MMF Cable | 114
7D2YCTOLWW | AV26 | Lenovo 7m MPO-MPO OM4 MMF Cable | 135
7D2YCTOLWW | AV27 | Lenovo 10m MPO-MPO OM4 MMF Cable | 159
7D2YCTOLWW | AV28 | Lenovo 15m MPO-MPO OM4 MMF Cable | 205
7D2YCTOLWW | AV29 | Lenovo 20m MPO-MPO OM4 MMF Cable | 259
7D2YCTOLWW | AV2A | Lenovo 30m MPO-MPO OM4 MMF Cable | 349
7D2YCTOLWW | AV2B | Lenovo 1m MPO to 4x LC Breakout OM4 MMF Cable | 149
7D2YCTOLWW | AV2C | Lenovo 3m MPO to 4x LC Breakout OM4 MMF Cable | 179
7D2YCTOLWW | AV2D | Lenovo 5m MPO to 4x LC Breakout OM4 MMF Cable | 239
7D2YCTOLWW | AVUT | ThinkSystem XClarity Controller Standard to Advanced Upgrade | 50
7D2YCTOLWW | AVUX | On Board SATA AHCI Mode | 0
7D2YCTOLWW | AVV1 | Lenovo 10GBaseT SFP+ Transceiver | 599
7D2YCTOLWW | AVV8 | ThinkSystem External USB DVD-RW Optical Disk Drive | 79
7D2YCTOLWW | AX8A | 4.3m, 13A/120V, C13 to NEMA 5-15P (US) Line Cord | 19
7D2YCTOLWW | B0ML | Feature Enable TPM on MB | 0
7D2YCTOLWW | B0N4 | 2.0m, 10A/100-250V, C13 to IEC 320-C14 Rack Power Cable | 29
7D2YCTOLWW | B0N5 | 1.0m, 13A/100-250V, C13 to C14 Jumper Cord | 25
7D2YCTOLWW | B0N6 | 1.5m, 13A/100-250V, C13 to C14 Jumper Cord | 29
7D2YCTOLWW | B0RJ | 10GBASE-LR SFP+Transceiver | 350
7D2YCTOLWW | B0YQ | ThinkSystem 3.5" 8TB 7.2K SAS 12Gb Hot Swap 512e HDD FIPS | 1349
7D2YCTOLWW | B0YR | ThinkSystem 3.5" 8TB 7.2K SAS 12Gb Hot Swap 512e HDD | 659
7D2YCTOLWW | B0YS | ThinkSystem 2.5" 2.4TB 10K SAS 12Gb Hot Swap 512e HDD | 629
7D2YCTOLWW | B0YV | ThinkSystem 2.5" 2.4TB 10K SAS 12Gb Hot Swap 512e HDD FIPS | 1299
7D2YCTOLWW | B0YX | ThinkSystem 2.5" 1.2TB 10K SAS 12Gb Hot Swap 512n HDD SED | 749
7D2YCTOLWW | B117 | ThinkSystem 3.5" 12TB 7.2K SAS 12Gb Hot Swap 512e HDD | 949
7D2YCTOLWW | B118 | ThinkSystem 3.5" 12TB 7.2K SATA 6Gb Hot Swap 512e HDD | 1829
7D2YCTOLWW | B136 | ThinkSystem 1U CMA Upgrade Kit for Toolless Slide Rail | 55
7D2YCTOLWW | B173 | Companion Part for XClarity Controller Standard to Enterprise Upgrade in Factory | 0
7D2YCTOLWW | B21X | ThinkSystem U.2 Toshiba CM5-V 1.6TB Mainstream NVMe PCIe 3.0 x4 Hot Swap SSD | 3449
7D2YCTOLWW | B21Y | ThinkSystem U.2 Toshiba CM5-V 3.2TB Mainstream NVMe PCIe 3.0 x4 Hot Swap SSD | 6999
7D2YCTOLWW | B220 | ThinkSystem 3.5" Toshiba CM5-V 1.6TB Mainstream NVMe PCIe 3.0 x4 Hot Swap SSD | 3449
7D2YCTOLWW | B221 | ThinkSystem 3.5" Toshiba CM5-V 3.2TB Mainstream NVMe PCIe 3.0 x4 Hot Swap SSD | 6999
7D2YCTOLWW | B22J | 5m Intel OPA 100 Series Active Optical QSFP28 Low Power Cable | 809
7D2YCTOLWW | B22K | 10m Intel OPA 100 Series Active Optical QSFP28 Low Power Cable | 829
7D2YCTOLWW | B22L | 15m Intel OPA 100 Series Active Optical QSFP28 Low Power Cable | 839
7D2YCTOLWW | B22M | 20m Intel OPA 100 Series Active Optical QSFP28 Low Power Cable | 849
7D2YCTOLWW | B2P9 | Lenovo 0.5m LC-LC OM4 MMF Cable | 34
7D2YCTOLWW | B2PA | Lenovo 1m LC-LC OM4 MMF Cable | 29
7D2YCTOLWW | B2PB | Lenovo 3m LC-LC OM4 MMF Cable | 34
7D2YCTOLWW | B2PC | Lenovo 5m LC-LC OM4 MMF Cable | 44
7D2YCTOLWW | B2PD | Lenovo 10m LC-LC OM4 MMF Cable | 69
7D2YCTOLWW | B2PE | Lenovo 15m LC-LC OM4 MMF Cable | 79
7D2YCTOLWW | B2PF | Lenovo 25m LC-LC OM4 MMF Cable | 114
7D2YCTOLWW | B2UZ | Lenovo 1m 100G QSFP28 Active Optical Cable | 949
7D2YCTOLWW | B306 | Mellanox QSA 100G to 25G Cable Adapter | 149
7D2YCTOLWW | B30W | Custom MFG SVCS Fee - Medium Increment | 30
7D2YCTOLWW | B30X | Custom MFG SVCS Fee - Large Increment | 300
7D2YCTOLWW | B31D | ThinkSystem NVIDIA Quadro P620 2GB PCIe Active GPU | 269
7D2YCTOLWW | B31G | ThinkSystem QLogic QL41134 PCIe 10Gb 4-Port Base-T Ethernet Adapter | 799
7D2YCTOLWW | B34N | ThinkSystem U.2 PM983 1.92TB Entry NVMe PCIe 3.0 x4 Hot Swap SSD | 939
7D2YCTOLWW | B34P | ThinkSystem U.2 PM983 3.84TB Entry NVMe PCIe 3.0 x4 Hot Swap SSD | 1839
7D2YCTOLWW | B34Q | ThinkSystem 3.5" PM983 1.92TB Entry NVMe PCIe 3.0 x4 Hot Swap SSD | 2999
7D2YCTOLWW | B34R | ThinkSystem 3.5" PM983 3.84TB Entry NVMe PCIe 3.0 x4 Hot Swap SSD | 5049
7D2YCTOLWW | B42B | ThinkSystem Toolless Friction Rail v2 | 99
7D2YCTOLWW | B496 | ThinkSystem 3.5" 14TB 7.2K SAS 12Gb Hot Swap 512e HDD | 1199
7D2YCTOLWW | B497 | ThinkSystem 3.5" 14TB 7.2K SATA 6Gb Hot Swap 512e HDD | 1149
7D2YCTOLWW | B498 | ThinkSystem 2.5" Intel S4510 240GB Entry SATA 6Gb Hot Swap SSD | 149
7D2YCTOLWW | B499 | ThinkSystem 2.5" Intel S4510 480GB Entry SATA 6Gb Hot Swap SSD | 309
7D2YCTOLWW | B49A | ThinkSystem 2.5" Intel S4510 960GB Entry SATA 6Gb Hot Swap SSD | 529
7D2YCTOLWW | B49B | ThinkSystem 2.5" Intel S4510 1.92TB Entry SATA 6Gb Hot Swap SSD | 1049
7D2YCTOLWW | B49C | ThinkSystem 2.5" Intel S4510 3.84TB Entry SATA 6Gb Hot Swap SSD | 1979
7D2YCTOLWW | B49D | ThinkSystem 3.5" Intel S4510 240GB Entry SATA 6Gb Hot Swap SSD | 149
7D2YCTOLWW | B49E | ThinkSystem 3.5" Intel S4510 480GB Entry SATA 6Gb Hot Swap SSD | 209
7D2YCTOLWW | B49F | ThinkSystem 3.5" Intel S4510 960GB Entry SATA 6Gb Hot Swap SSD | 539
7D2YCTOLWW | B49G | ThinkSystem 3.5" Intel S4510 1.92TB Entry SATA 6Gb Hot Swap SSD | 1059
7D2YCTOLWW | B49H | ThinkSystem 3.5" Intel S4510 3.84TB Entry SATA 6Gb Hot Swap SSD | 1989
7D2YCTOLWW | B49L | ThinkSystem 2.5" Intel S4610 240GB Mainstream SATA 6Gb Hot Swap SSD | 399
7D2YCTOLWW | B49M | ThinkSystem 2.5" Intel S4610 480GB Mainstream SATA 6Gb Hot Swap SSD | 479
7D2YCTOLWW | B49N | ThinkSystem 2.5" Intel S4610 960GB Mainstream SATA 6Gb Hot Swap SSD | 699
7D2YCTOLWW | B49P | ThinkSystem 2.5" Intel S4610 1.92TB Mainstream SATA 6Gb Hot Swap SSD | 1289
7D2YCTOLWW | B49Q | ThinkSystem 2.5" Intel S4610 3.84TB Mainstream SATA 6Gb Hot Swap SSD | 2499
7D2YCTOLWW | B49R | ThinkSystem 3.5" Intel S4610 240GB Mainstream SATA 6Gb Hot Swap SSD | 409
7D2YCTOLWW | B49S | ThinkSystem 3.5" Intel S4610 480GB Mainstream SATA 6Gb Hot Swap SSD | 309
7D2YCTOLWW | B49T | ThinkSystem 3.5" Intel S4610 960GB Mainstream SATA 6Gb Hot Swap SSD | 1029
7D2YCTOLWW | B49U | ThinkSystem 3.5" Intel S4610 1.92TB Mainstream SATA 6Gb Hot Swap SSD | 1799
7D2YCTOLWW | B49V | ThinkSystem 3.5" Intel S4610 3.84TB Mainstream SATA 6Gb Hot Swap SSD | 3579
7D2YCTOLWW | B4QQ | 0.5m Mellanox HDR IB Passive Copper QSFP56 Cable | 299
7D2YCTOLWW | B4QR | 1m Mellanox HDR IB Passive Copper QSFP56 Cable | 399
7D2YCTOLWW | B4QS | 1.5m Mellanox HDR IB Passive Copper QSFP56 Cable | 449
7D2YCTOLWW | B4QT | 2m Mellanox HDR IB Passive Copper QSFP56 Cable | 499
7D2YCTOLWW | B4QW | 3m Mellanox HDR IB Active Optical QSFP56 Cable | 2099
7D2YCTOLWW | B4QX | 5m Mellanox HDR IB Active Optical QSFP56 Cable | 2149
7D2YCTOLWW | B4QY | 10m Mellanox HDR IB Active Optical QSFP56 Cable | 2199
7D2YCTOLWW | B4QZ | 15m Mellanox HDR IB Active Optical QSFP56 Cable | 2249
7D2YCTOLWW | B4R0 | 20m Mellanox HDR IB Active Optical QSFP56 Cable | 2299
7D2YCTOLWW | B4R1 | 1m Mellanox HDR IB to 2x HDR100 Splitter Passive Copper QSFP56 Cable | 399
7D2YCTOLWW | B4R2 | 1.5m Mellanox HDR IB to 2x HDR100 Splitter Passive Copper QSFP56 Cable | 449
7D2YCTOLWW | B4R4 | 3m Mellanox HDR IB to 2x HDR100 Splitter Optical QSFP56 Cable | 2799
7D2YCTOLWW | B4R5 | 5m Mellanox HDR IB to 2x HDR100 Splitter Optical QSFP56 Cable | 2899
7D2YCTOLWW | B4R6 | 10m Mellanox HDR IB to 2x HDR100 Splitter Optical QSFP56 Cable | 2999
7D2YCTOLWW | B4R7 | 15m Mellanox HDR IB to 2x HDR100 Splitter Optical QSFP56 Cable | 3199
7D2YCTOLWW | B4R8 | 20m Mellanox HDR IB to 2x HDR100 Splitter Optical QSFP56 Cable | 3299
7D2YCTOLWW | B4R9 | ThinkSystem Mellanox ConnectX-6 HDR100/100GbE QSFP56 1-port PCIe VPI Adapter | 1779
7D2YCTOLWW | B4RA | ThinkSystem Mellanox ConnectX-6 HDR100/100GbE QSFP56 2-port PCIe VPI Adapter | 2099
7D2YCTOLWW | B4RB | ThinkSystem Mellanox HDR/200GbE 2x PCIe Aux Kit | 639
7D2YCTOLWW | B4RC | ThinkSystem Mellanox ConnectX-6 HDR/200GbE QSFP56 1-port PCIe 4 VPI Adapter | 2209
7D2YCTOLWW | B4YB | ThinkSystem NVIDIA T4 16GB PCIe Passive GPU | 6279
7D2YCTOLWW | B58F | ThinkSystem U.2 Intel P4510 1.0TB Entry NVMe PCIe3.0 x4 Hot Swap SSD | 539
7D2YCTOLWW | B58G | ThinkSystem U.2 Intel P4510 2.0TB Entry NVMe PCIe3.0 x4 Hot Swap SSD | 1459
7D2YCTOLWW | B5SS | ThinkSystem Broadcom 57416 10GBASE-T 2-port + 5720 1GbE 2-port OCP Ethernet Adapter | 509
7D2YCTOLWW | B5ST | ThinkSystem Broadcom 57416 10GBASE-T 2-port OCP Ethernet Adapter | 449
7D2YCTOLWW | B5SU | ThinkSystem Broadcom 57454 10GBASE-T 4-port PCIe Ethernet Adapter | 719
7D2YCTOLWW | B5SV | ThinkSystem Broadcom 57454 10/25GbE SFP28 4-port OCP Ethernet Adapter | 539
7D2YCTOLWW | B5SW | ThinkSystem Marvell QL41232 10/25GbE SFP28 2-Port OCP Ethernet Adapter | 369
7D2YCTOLWW | B5SX | ThinkSystem Emulex LPe35000 32Gb 1-port PCIe Fibre Channel Adapter | 1739
7D2YCTOLWW | B5SY | ThinkSystem Emulex LPe35002 32Gb 2-port PCIe Fibre Channel Adapter | 2599
7D2YCTOLWW | B5SZ | ThinkSystem Broadcom 57414 10/25GbE SFP28 2-port OCP Ethernet Adapter | 389
7D2YCTOLWW | B5T0 | ThinkSystem Broadcom 57414 10/25GbE SFP28 2-port PCIe Ethernet Adapter | 389
7D2YCTOLWW | B5T1 | ThinkSystem Broadcom 5719 1GbE RJ45 4-port OCP Ethernet Adapter | 159
7D2YCTOLWW | B5T2 | ThinkSystem Mellanox ConnectX-4 Lx 10/25GbE SFP28 2-port OCP Ethernet Adapter | 329
7D2YCTOLWW | B5T3 | ThinkSystem Broadcom 57454 10/25GbE SFP28 4-port PCIe Ethernet Adapter | 559
7D2YCTOLWW | B5T4 | ThinkSystem Broadcom 57454 10GBASE-T 4-port OCP Ethernet Adapter | 739
7D2YCTOLWW | B5WJ | ThinkSystem OCP3 Filler | 19
7D2YCTOLWW | B5X6 | ThinkSystem 1U 2x2.5" Fixed Filler | 9
7D2YCTOLWW | B5XC | ThinkSystem 64GB TruDDR4 3200MHz (2Rx4 1.2V) RDIMM-A | 1089
7D2YCTOLWW | B5XD | ThinkSystem 16GB TruDDR4 3200MHz (2Rx8 1.2V) RDIMM-A | 299
7D2YCTOLWW | B5XE | ThinkSystem 32GB TruDDR4 3200MHz (2Rx4 1.2V) RDIMM-A | 539
7D2YCTOLWW | B5XF | ThinkSystem AMD EPYC 7742 64C 225W 2.25 GHz Processor | 12289
7D2YCTOLWW | B5XG | ThinkSystem AMD EPYC 7502 32C 180W 2.5GHz Processor | 4599
7D2YCTOLWW | B5XH | ThinkSystem M.2 SATA 2-Bay RAID Enablement Kit | 119
7D2YCTOLWW | B5XJ | ThinkSystem M.2 SATA/NVMe 2-Bay Enablement Kit | 79
7D2YCTOLWW | B652 | ThinkSystem Marvell QL41232 10/25GbE SFP28 2-Port PCIe Ethernet Adapter | 339
7D2YCTOLWW | B653 | ThinkSystem Mellanox ConnectX-4 Lx 10/25GbE SFP28 2-port PCIe Ethernet Adapter | 379
7D2YCTOLWW | B68K | 30m Mellanox HDR IB to 2x HDR100 Splitter Optical QSFP56 Cable | 3499
7D2YCTOLWW | B68L | 2m Mellanox HDR IB to 2x HDR100 Splitter Passive Copper QSFP56 Cable | 499
7D2YCTOLWW | B68M | 100m Mellanox HDR IB Optical QSFP56 Cable | 5099
7D2YCTOLWW | B68N | 50m Mellanox HDR IB Optical QSFP56 Cable | 3699
7D2YCTOLWW | B68P | 30m Mellanox HDR IB Optical QSFP56 Cable | 2399
7D2YCTOLWW | B6TR | ThinkSystem AMD EPYC 7702 64C 200W 2.0GHz Processor | 11399
7D2YCTOLWW | B6TS | ThinkSystem AMD EPYC 7262 8C 155W 3.2GHz Processor | 1059
7D2YCTOLWW | B6TT | ThinkSystem AMD EPYC 7402P 24C 180W 2.8GHz Processor | 2209
7D2YCTOLWW | B6TU | ThinkSystem AMD EPYC 7452 32C 155W 2.35 GHz Processor | 3579
7D2YCTOLWW | B6TV | ThinkSystem AMD EPYC 7302 16C 155W 3.0GHz Processor | 1729
7D2YCTOLWW | B6VU | ThinkSystem AMD EPYC 7252 8C 120W 3.1GHz Processor | 1129
7D2YCTOLWW | B6VV | ThinkSystem AMD EPYC 7302P 16C 155W 3.0GHz Processor | 1519
7D2YCTOLWW | B6VW | ThinkSystem AMD EPYC 7402 24C 180W 2.8GHz Processor | 3149
7D2YCTOLWW | B6VX | ThinkSystem AMD EPYC 7502P 32C 180W 2.5GHz Processor | 4069
7D2YCTOLWW | B6VY | ThinkSystem AMD EPYC 7702P 64C 200W 2.0GHz Processor | 7819
7D2YCTOLWW | B6VZ | ThinkSystem AMD EPYC 7282 16C 120W 2.8GHz Processor | 1539
7D2YCTOLWW | B6W0 | ThinkSystem AMD EPYC 7352 24C 155W 2.3GHz Processor | 3069
7D2YCTOLWW | B6W1 | ThinkSystem AMD EPYC 7552 48C 200W 2.2GHz Processor | 9159
7D2YCTOLWW | B6W2 | ThinkSystem AMD EPYC 7542 32C 225W 2.9GHz Processor | 7739
7D2YCTOLWW | B6W3 | ThinkSystem AMD EPYC 7642 48C 225W 2.3GHz Processor | 10869
7D2YCTOLWW | B766 | ThinkSystem AMD EPYC 7232P 8C 120W 3.1GHz Processor | 1069
7D2YCTOLWW | B767 | ThinkSystem AMD EPYC 7272 12C 120W 2.9GHz Processor | 1479
7D2YCTOLWW | B7EW | ThinkSystem 2.5" 5210 1.92TB Entry SATA 6Gb Hot Swap QLC SSD | 759
7D2YCTOLWW | B7EX | ThinkSystem 2.5" 5210 3.84TB Entry SATA 6Gb Hot Swap QLC SSD | 1489
7D2YCTOLWW | B7EY | ThinkSystem 2.5" 5210 7.68TB Entry SATA 6Gb Hot Swap QLC SSD | 2779
7D2YCTOLWW | B7EZ | ThinkSystem 3.5" 16TB 7.2K SAS 12Gb Hot Swap 512e HDD | 1309
7D2YCTOLWW | B7F0 | ThinkSystem 3.5" 16TB 7.2K SATA 6Gb Hot Swap 512e HDD | 1289
7D2YCTOLWW | B7JW | ThinkSystem NVIDIA Quadro P2200 5GB PCIe Active GPU | 1009
7D2YCTOLWW | B87R | Mellanox CX6 Socket-Direct Adapter Cable Assemble Way | 0
7D2YCTOLWW | B88T | VMware ESXi 6.7 U3 (factory installed) | 0
7D2YCTOLWW | B8HP | ThinkSystem 2.5" 5300 960GB Entry SATA 6Gb Hot Swap SSD | 489
7D2YCTOLWW | B8HQ | ThinkSystem 3.5" 5300 3.84TB Entry SATA 6Gb Hot Swap SSD | 2179
7D2YCTOLWW | B8HR | ThinkSystem 3.5" 5300 1.92TB Mainstream SATA 6Gb Hot Swap SSD | 1829
7D2YCTOLWW | B8HS | ThinkSystem M.2 5300 240GB SATA 6Gbps Non-Hot Swap SSD | 359
7D2YCTOLWW | B8HT | ThinkSystem 3.5" PM1645a 800GB Mainstream SAS 12Gb Hot Swap SSD | 829
7D2YCTOLWW | B8HU | ThinkSystem 2.5" PM1645a 800GB Mainstream SAS 12Gb Hot Swap SSD | 819
7D2YCTOLWW | B8HV | ThinkSystem 2.5" 5300 240GB Entry SATA 6Gb Hot Swap SSD | 359
7D2YCTOLWW | B8HW | ThinkSystem HHHL PM1735 3.2TB Mainstream NVMe PCIe4.0 x8 Flash Adapter | 3179
7D2YCTOLWW | B8HX | ThinkSystem 3.5" 5300 3.84TB Mainstream SATA 6Gb Hot Swap SSD | 3119
7D2YCTOLWW | B8HY | ThinkSystem 2.5" 5300 480GB Mainstream SATA 6Gb Hot Swap SSD | 429
7D2YCTOLWW | B8HZ | ThinkSystem 3.5" 5300 1.92TB Entry SATA 6Gb Hot Swap SSD | 1139
7D2YCTOLWW | B8J0 | ThinkSystem 3.5" 5300 960GB Mainstream SATA 6Gb Hot Swap SSD | 929
7D2YCTOLWW | B8J1 | ThinkSystem 2.5" 5300 240GB Mainstream SATA 6Gb Hot Swap SSD | 409
7D2YCTOLWW | B8J2 | ThinkSystem 2.5" 5300 7.68TB Entry SATA 6Gb Hot Swap SSD | 3649
7D2YCTOLWW | B8J3 | ThinkSystem 3.5" 5300 7.68TB Entry SATA 6Gb Hot Swap SSD | 4119
7D2YCTOLWW | B8J4 | ThinkSystem 2.5" PM1645a 1.6TB Mainstream SAS 12Gb Hot Swap SSD | 1379
7D2YCTOLWW | B8J5 | ThinkSystem 2.5" 5300 1.92TB Entry SATA 6Gb Hot Swap SSD | 939
7D2YCTOLWW | B8J6 | ThinkSystem 2.5" 5300 960GB Mainstream SATA 6Gb Hot Swap SSD | 729
7D2YCTOLWW | B8J7 | ThinkSystem 2.5" 5300 3.84TB Mainstream SATA 6Gb Hot Swap SSD | 2179
7D2YCTOLWW | B8J9 | ThinkSystem 3.5" 5300 480GB Entry SATA 6Gb Hot Swap SSD | 379
7D2YCTOLWW | B8JA | ThinkSystem 2.5" PM1645a 6.4TB Mainstream SAS 12Gb Hot Swap SSD | 6049
7D2YCTOLWW | B8JB | ThinkSystem 3.5" 5300 240GB Entry SATA 6Gb Hot Swap SSD | 369
7D2YCTOLWW | B8JC | ThinkSystem 3.5" 5300 960GB Entry SATA 6Gb Hot Swap SSD | 629
7D2YCTOLWW | B8JD | ThinkSystem 2.5" PM1645a 3.2TB Mainstream SAS 12Gb Hot Swap SSD | 2579
7D2YCTOLWW | B8JE | ThinkSystem 2.5" 5300 1.92TB Mainstream SATA 6Gb Hot Swap SSD | 1279
7D2YCTOLWW | B8JF | ThinkSystem 3.5" 5300 480GB Mainstream SATA 6Gb Hot Swap SSD | 529
7D2YCTOLWW | B8JG | ThinkSystem 3.5" PM1645a 6.4TB Mainstream SAS 12Gb Hot Swap SSD | 6059
7D2YCTOLWW | B8JH | ThinkSystem HHHL PM1735 1.6TB Mainstream NVMe PCIe4.0 x8 Flash Adapter | 1799
7D2YCTOLWW | B8JJ | ThinkSystem M.2 5300 960GB SATA 6Gbps Non-Hot Swap SSD | 539
7D2YCTOLWW | B8JK | ThinkSystem 3.5" PM1645a 3.2TB Mainstream SAS 12Gb Hot Swap SSD | 2589
7D2YCTOLWW | B8JL | ThinkSystem 3.5" 5300 240GB Mainstream SATA 6Gb Hot Swap SSD | 419
7D2YCTOLWW | B8JM | ThinkSystem 2.5" 5300 480GB Entry SATA 6Gb Hot Swap SSD | 309
7D2YCTOLWW | B8JN | ThinkSystem 3.5" PM1645a 1.6TB Mainstream SAS 12Gb Hot Swap SSD | 1389
7D2YCTOLWW | B8JP | ThinkSystem 2.5" 5300 3.84TB Entry SATA 6Gb Hot Swap SSD | 1789
7D2YCTOLWW | B8JQ | ThinkSystem 7mm 5300 240GB Entry SATA 6Gb SSD | 359
7D2YCTOLWW | B8JR | ThinkSystem M.2 PM983 960GB NVMe PCIe 3.0 x4 Non-Hot Swap SSD | 589
7D2YCTOLWW | B8JS | ThinkSystem 7mm 5300 960GB Entry SATA 6Gb SSD | 629
7D2YCTOLWW | B8JT | ThinkSystem 7mm 5300 480GB Entry SATA 6Gb SSD | 359
7D2YCTOLWW | B8L2 | ThinkSystem SR645 1U MB | 2239
7D2YCTOLWW | B8L3 | ThinkSystem 1U/2U 4x3.5" SAS/SATA Backplane | 139
7D2YCTOLWW | B8L4 | ThinkSystem 7mm Tray Filler | 9
7D2YCTOLWW | B8L5 | ThinkSystem 1U MS Height CPU dummy | 9
7D2YCTOLWW | B8L8 | ThinkSystem CFF V4 PSU Dummy | 9
7D2YCTOLWW | B8LA | ThinkSystem Toolless Slide Rail Kit v2 | 109
7D2YCTOLWW | B8LC | ThinkSystem Toolless Slide Rail Kit v2 with 1U CMA | 159
7D2YCTOLWW | B8MV | ThinkSystem 1U PCIe Gen4 x16 Riser 2 | 79
7D2YCTOLWW | B8MW | ThinkSystem 1U PCIe Gen3 x16/x16 Riser 1 | 69
7D2YCTOLWW | B8MX | ThinkSystem 1U 2.5" 6 SAS/SATA 4 AnyBay Backplane | 379
7D2YCTOLWW | B8MY | ThinkSystem 1U 2x2.5" SAS/SATA Rear Backplane | 79
7D2YCTOLWW | B8N0 | ThinkSystem 1U 8x2.5" SAS/SATA Backplane | 159
7D2YCTOLWW | B8N1 | ThinkSystem 1U 4x3.5" AnyBay Backplane | 249
7D2YCTOLWW | B8N2 | ThinkSystem 1U PCIe Gen4 x16/x16 Riser 1 | 109
7D2YCTOLWW | B8N3 | ThinkSystem 1U Standard Fan Option Kit | 39
7D2YCTOLWW | B8N4 | ThinkSystem 1U Performance Fan Option Kit | 49
7D2YCTOLWW | B8N5 | ThinkSystem 1U 3.5" Chassis with 4 Bays | 699
7D2YCTOLWW | B8N6 | ThinkSystem 1U 2.5" Chassis with 8 or 10 Bays | 529
7D2YCTOLWW | B8N7 | ThinkSystem 1U MS LP Riser Cage Riser1&2 | 29
7D2YCTOLWW | B8NA | ThinkSystem 1U MS LP+LP Riser Filler | 9
7D2YCTOLWW | B8NB | ThinkSystem 1U MS LP Riser Filler | 2
7D2YCTOLWW | B8NC | ThinkSystem 1U LP+LP BF Riser Cage Riser 1 | 19
7D2YCTOLWW | B8ND | ThinkSystem 1U MS 10x2.5" Media Bay | 119
7D2YCTOLWW | B8NF | ThinkSystem 1U Rear 2.5" HDD Sequence SAS/SATA | 29
7D2YCTOLWW | B8NG | ThinkSystem 1U LP+FH BF Riser Cage Riser1 | 29
7D2YCTOLWW | B8NH | ThinkSystem 1U Integrated Diagnostics Panel | 119
7D2YCTOLWW | B8NJ | ThinkSystem 1U MS Fan Dummy | 2
7D2YCTOLWW | B8NK | ThinkSystem 1U Super Cap Holder Dummy | 2
7D2YCTOLWW | B8NL | ThinkSystem 1U Security Bezel v2 | 49
7D2YCTOLWW | B8NM | ThinkSystem 1U MS Air Duct | 9
7D2YCTOLWW | B8NN | ThinkSystem 1U MS 8x2.5" Media Bay | 39
7D2YCTOLWW | B8NT | ThinkSystem 128GB TruDDR4 3200MHz (4Rx4, 1.2V) 3DS RDIMM-A | 3549
7D2YCTOLWW | B8NU | ThinkSystem 32GB TruDDR4 3200 MHz (2Rx8 1.2V) RDIMM-A | 589
7D2YCTOLWW | B8NV | ThinkSystem 32GB USB Flash Drive | 39
7D2YCTOLWW | B8NW | ThinkSystem RAID 940-8i 8GB Flash PCIe Gen4 12Gb Adapter | 1759
7D2YCTOLWW | B8NY | ThinkSystem Raid 940-8i 4GB Flash PCIe Gen4 12Gb Adapter | 1179
7D2YCTOLWW | B8NZ | ThinkSystem RAID 940-16i 8GB Flash PCIe Gen4 12Gb Adapter | 2049
7D2YCTOLWW | B8P0 | ThinkSystem Raid 940-16i 8GB Flash PCIe Gen4 12Gb Internal Adapter | 2069
7D2YCTOLWW | B8P1 | ThinkSystem 440-16i SAS/SATA PCIe Gen4 12Gb Internal HBA | 699
7D2YCTOLWW | B8P9 | ThinkSystem M.2 NVMe 2-Bay RAID Enablement Kit | 219
7D2YCTOLWW | B8PP | ThinkSystem Mellanox ConnectX-6 Dx 100GbE QSFP56 2-port PCIe Ethernet Adapter | 1019
7D2YCTOLWW | B8Q2 | ThinkSystem 1U 7mm Drive Kit w/ NVMe RAID | 659
7D2YCTOLWW | B8Q9 | ThinkSystem 500W(230V/115V) V2 Platinum Hot-Swap Power Supply | 229
7D2YCTOLWW | B8QA | ThinkSystem 750W (230/115V) V2 Platinum Hot-Swap Power Supply | 259
7D2YCTOLWW | B8QB | ThinkSystem V2 1800W (230V) Platinum Hot-Swap Power Supply | 519
7D2YCTOLWW | B8QC | ThinkSystem 1100W (230V/115V) V2 Platinum Hot-Swap Power Supply | 369
7D2YCTOLWW | B8QD | ThinkSystem 750W (230V) V2 Titanium Hot-Swap Power Supply | 389
7D2YCTOLWW | B8QE | ThinkSystem 1100W -48V DC v2 Power Supply | 789
7D2YCTOLWW | B919 | ThinkSystem M.2 5300 480GB SATA 6Gbps Non-Hot Swap SSD | 369
7D2YCTOLWW | B91A | ThinkSystem 2.5" PM1643a 960GB Entry SAS 12Gb Hot Swap SSD | 819
7D2YCTOLWW | B91B | ThinkSystem 2.5" PM1643a 1.92TB Entry SAS 12Gb Hot Swap SSD | 1379
7D2YCTOLWW | B91C | ThinkSystem 2.5" PM1643a 3.84TB Entry SAS 12Gb Hot Swap SSD | 2579
7D2YCTOLWW | B91D | ThinkSystem 2.5" PM1643a 7.68TB Entry SAS 12Gb Hot Swap SSD | 5019
7D2YCTOLWW | B91E | ThinkSystem 3.5" PM1643a 3.84TB Entry SAS 12Gb Hot Swap SSD | 1729
7D2YCTOLWW | B91Z | ThinkSystem 1U PCIe Gen4 x16 Riser 1 w/ Rear Drive | 149
7D2YCTOLWW | B93E | ThinkSystem Intel I350 1GbE RJ45 4-port OCP Ethernet Adapter | 179
7D2YCTOLWW | B96F | ThinkSystem Broadcom 57508 100GbE QSFP56 2-port PCIe 4 Ethernet Adapter | 1059
7D2YCTOLWW | B96K | ThinkSystem 3.5" Kioxia CM6-V 3.2TB Mainstream NVMe PCIe4.0 x4 Hot Swap SSD | 3469
7D2YCTOLWW | B96M | ThinkSystem HHHL PM1735 6.4TB Mainstream NVMe PCIe4.0 x4 Flash Adapter | 5579
7D2YCTOLWW | B96P | ThinkSystem U.3 Kioxia CM6-V 6.4TB Mainstream NVMe PCIe4.0 x4 Hot Swap SSD | 6789
7D2YCTOLWW | B96T | ThinkSystem U.3 Kioxia CM6-V 3.2TB Mainstream NVMe PCIe4.0 x4 Hot Swap SSD | 3459
7D2YCTOLWW | B96V | ThinkSystem 3.5" Kioxia CM6-V 1.6TB Mainstream NVMe PCIe4.0 x4 Hot Swap SSD | 1919
7D2YCTOLWW | B96W | ThinkSystem 3.5" Kioxia CM6-V 6.4TB Mainstream NVMe PCIe4.0 x4 Hot Swap SSD | 6799
7D2YCTOLWW | B96Z | ThinkSystem U.3 Kioxia CM6-V 1.6TB Mainstream NVMe PCIe4.0 x4 Hot Swap SSD | 1919
7D2YCTOLWW | B983 | ThinkSystem 1U Rear 2X2.5" NVMe Backplane Kit | 19
7D2YCTOLWW | B984 | ThinkSystem 1U PLV Top Cover Sponge | 9
7D2YCTOLWW | B9AC | ThinkSystem 2.5" 5210 960GB Entry SATA 6Gb Hot Swap QLC SSD | 419
7D2YCTOLWW | B9XB | Controller 1 No RAID Array | 0
7D2YCTOLWW | B9XC | Controller 1 HW RAID Array 1 RAID 0 | 0
7D2YCTOLWW | B9XD | Controller 1 HW RAID Array 1 RAID 1 | 0
7D2YCTOLWW | B9XE | Controller 1 HW RAID Array 1 RAID 5 | 0
7D2YCTOLWW | B9XF | Controller 1 HW RAID Array 1 RAID 6 | 0
7D2YCTOLWW | B9XG | Controller 1 HW RAID Array 1 RAID 10 | 0
7D2YCTOLWW | B9XH | Controller 1 HW RAID Array 2 RAID 0 | 0
7D2YCTOLWW | B9XJ | Controller 1 HW RAID Array 2 RAID 1 | 0
7D2YCTOLWW | B9XK | Controller 1 HW RAID Array 2 RAID 5 | 0
7D2YCTOLWW | B9XL | Controller 1 HW RAID Array 2 RAID 6 | 0
7D2YCTOLWW | B9XM | Controller 1 HW RAID Array 2 RAID 10 | 0
7D2YCTOLWW | B9XT | Controller 2 No RAID Array | 0
7D2YCTOLWW | BA12 | Controller 1 HW RAID Array 1 HDDs | 0
7D2YCTOLWW | BA13 | Controller 1 HW RAID Array 2 HDDs | 0
7D2YCTOLWW | BA15 | Controller 2 HW RAID Array 1 HDDs | 0
7D2YCTOLWW | BA1F | ThinkSystem QLogic QLE2772 32Gb 2-Port PCIe Fibre Channel Adapter | 2309
7D2YCTOLWW | BA1G | ThinkSystem QLogic QLE2770 32Gb 1-Port PCIe Fibre Channel Adapter | 1529
7D2YCTOLWW | BA1R | ThinkSystem 1U 7mm Drive Kit w/ SATA RAID | 269
7D2YCTOLWW | BA2Y | ThinkSystem 1U Front VGA Cable | 19
7D2YCTOLWW | BA3E | ThinkSystem 1U 2.5" 6 SAS/SATA 4 NVMe Backplane | 2
7D2YCTOLWW | BA3F | ThinkSystem 1U 2.5" 6 SAS/SATA 2 AnyBay 2 NVMe Backplane | 2
7D2YCTOLWW | BA3G | ThinkSystem 1U 2.5" 10 NVMe Backplane | 0
7D2YCTOLWW | BA3H | ThinkSystem 1U 2.5" 8 AnyBay 2 NVMe Backplane | 0
7D2YCTOLWW | BABN | ThinkSystem AMD EPYC 7662 64C 225W 2.0GHz Processor | 11549
7D2YCTOLWW | BABP | ThinkSystem AMD EPYC 7532 32C 200W 2.4GHz Processor | 6289
7D2YCTOLWW | BAEC | ThinkSystem 1U MS Rear 2.5" HDD Sequence SATA | 29
7D2YCTOLWW | BAVP | ThinkSystem AMD EPYC 7H12 64C 280W 2.6GHz Processor | 13619
7D2YCTOLWW | BB3T | ThinkSystem 1U 10x2.5" AnyBay Backplane | 379
7D2YCTOLWW | BB63 | ThinkSystem 7mm PM983 960GB Entry NVMe PCIe 3.0 x4 Hot Swap SSD | 599
7D2YCTOLWW | BB8U | ThinkSystem Marvell QL41132 10GBASE-T 2-port OCP Ethernet Adapter | 509
7D2YCTOLWW | BBN2 | Controller 1 Array 2 No RAID | 0
7D2YCTOLWW | BBNW | Controller 1 SAS HDD Hot Spare | 0
7D2YCTOLWW | BBPG | Controller 1 NVMe SSD Hot Spare | 0
7D2YCTOLWW | BBQ8 | Controller 1 SATA SSD Hot Spare | 0
7D2YCTOLWW | BBQ9 | Controller 1 SAS SSD Hot Spare | 0
7D2YCTOLWW | BBQA | Controller 1 SATA HDD Hot Spare | 0
7D2YCTOLWW | BBZG | VMware ESXi 7.0 (Factory Installed) | 2
7D2YCTOLWW | BC4R | ThinkSystem 2.5" PM1643a 15.36TB Entry SAS 12Gb Hot Swap SSD | 10029
7D2YCTOLWW | BC4V | Non RAID NVMe | 0
7D2YCTOLWW | BC4Y | ThinkSystem U.2 PM1733 1.92TB Entry NVMe PCIe 4.0 x4 Hot Swap SSD | 1909
7D2YCTOLWW | BC4Z | ThinkSystem U.2 PM1733 3.84TB Entry NVMe PCIe 4.0 x4 Hot Swap SSD | 3369
7D2YCTOLWW | BC74 | ThinkSystem 1U 10x2.5" AnyBay Backplane | 0
7D2YCTOLWW | BC75 | ThinkSystem 1U 2.5" 6SATA/SAS 4 AnyBay Backplane | 0
7D2YCTOLWW | BC76 | ThinkSystem 4x2.5" SAS/SATA Backplane | 0
7D2YCTOLWW | BC77 | ThinkSystem 1U 4x3.5" SAS/SATA Backplane | 0
7D2YCTOLWW | BC78 | ThinkSystem 1U 4x3.5" AnyBay Backplane | 0
7D2YCTOLWW | BCAC | 1U MS Super Cap Holder on PCIe slot | 59
7D2YCTOLWW | BCAK | ThinkSystem 1U 8x2.5" SAS/SATA Backplane | 0
7D2YCTOLWW | BCD4 | ThinkSystem Intel E810-DA2 10/25GbE SFP28 2-Port OCP Ethernet Adapter | 419
7D2YCTOLWW | BCD5 | ThinkSystem Intel X710-T2L 10GBASE-T 2-port OCP Ethernet Adapter | 369
7D2YCTOLWW | BCD6 | ThinkSystem Intel E810-DA2 10/25GbE SFP28 2-Port PCIe Ethernet Adapter | 519
7D2YCTOLWW | BCE8 | ThinkSystem AMD EPYC 7F52 16C 240W 3.5GHz Processor | 5819
7D2YCTOLWW | BCE9 | ThinkSystem AMD EPYC 7F32 8C 180W 3.7GHz Processor | 3939
7D2YCTOLWW | BCEA | ThinkSystem AMD EPYC 7F72 24C 240W 3.2GHz Processor | 6759
7D2YCTOLWW | BCEB | ThinkSystem 1U V2 2x3 2.5" HDD Dummy | 19
7D2YCTOLWW | BCFH | ThinkSystem 3.5" 18TB 7.2K SATA 6Gb Hot Swap 512e HDD | 1589
7D2YCTOLWW | BCFJ | ThinkSystem 3.5" Intel P5600 3.2TB Mainstream NVMe PCIe 4.0 x4 Hot Swap SSD | 3829
7D2YCTOLWW | BCFM | ThinkSystem 3.5" Intel P5600 1.6TB Mainstream NVMe PCIe 4.0 x4 Hot Swap SSD | 1929
7D2YCTOLWW | BCFP | ThinkSystem 3.5" 18TB 7.2K SAS 12Gb Hot Swap 512e HDD | 1609
7D2YCTOLWW | BCFQ | ThinkSystem 3.5" Intel P5600 6.4TB Mainstream NVMe PCIe 4.0 x4 Hot Swap SSD | 7649
7D2YCTOLWW | BCFR | ThinkSystem U.2 Intel P5600 3.2TB Mainstream NVMe PCIe 4.0 x4 Hot Swap SSD | 3829
7D2YCTOLWW | BCFS | ThinkSystem U.2 Intel P5600 6.4TB Mainstream NVMe PCIe 4.0 x4 Hot Swap SSD | 7639
7D2YCTOLWW | BCFT | ThinkSystem U.2 Intel P5500 1.92TB Entry NVMe PCIe 4.0 x4 Hot Swap SSD | 1479
7D2YCTOLWW | BCFU | ThinkSystem U.2 Intel P5500 7.68TB Entry NVMe PCIe 4.0 x4 Hot Swap SSD | 5359
7D2YCTOLWW | BCFV | ThinkSystem U.2 Intel P5600 1.6TB Mainstream NVMe PCIe 4.0 x4 Hot Swap SSD | 1919
7D2YCTOLWW | BCFW | ThinkSystem U.2 Intel P5500 3.84TB Entry NVMe PCIe 4.0 x4 Hot Swap SSD | 2689
7D2YCTOLWW | BCGB | ThinkSystem 1U 4x2.5" SAS/SATA Backplane | 119
7D2YCTOLWW | BCGY | ThinkSystem 1U Rear 2x2.5" HDD Cage | 29
7D2YCTOLWW | BCJE | ThinkSystem SR645 4x3.5" SAS/SATA Backplane Cable Kit | 159
7D2YCTOLWW | BCJF | ThinkSystem SR645 4x3.5" AnyBay Backplane Cable Kit | 279
7D2YCTOLWW | BCJG | ThinkSystem SR645 8x2.5" SAS/SATA Backplane Cable Kit | 319
7D2YCTOLWW | BCJH | ThinkSystem SR645 10x2.5"AnyBay BP SAS/SATA Cable Kit | 329
7D2YCTOLWW | BCJJ | ThinkSystem SR645 10x2.5" Anybay BP NVMe Cable Kit | 359
7D2YCTOLWW | BCJK | ThinkSystem SR645 6xSAS/SATA, 4xAnybay 2.5" BP SAS/SATA Cable Kit | 469
7D2YCTOLWW | BCJL | ThinkSystem SR645 6xSAS/SATA, 4xAnybay 2.5" BP NVMe Cable Kit | 139
7D2YCTOLWW | BCJM | ThinkSystem SR645 4x2.5" SAS/SATA Cable Kit | 139
7D2YCTOLWW | BCQN | ThinkSystem 1U 2.5" 6 SAS/SATA 4 NVMe Backplane | 379
7D2YCTOLWW | BCQP | ThinkSystem 1U 2.5" 6 SAS/SATA 2 AnyBay 2 NVMe Backplane | 379
7D2YCTOLWW | BCQQ | ThinkSystem 1U 2.5" 10 NVMe Backplane | 379
7D2YCTOLWW | BCQR | ThinkSystem 1U 2.5" 8 AnyBay 2 NVMe Backplane | 379
7D2YCTOLWW | BCTC | ThinkSystem 2.5" Multi Vendor 240GB Entry SATA 6Gb Hot Swap SSD | 219
7D2YCTOLWW | BCTD | ThinkSystem 2.5" Multi Vendor 480GB Entry SATA 6Gb Hot Swap SSD | 219
7D2YCTOLWW | BCTE | ThinkSystem 2.5" Multi Vendor 960GB Entry SATA 6Gb Hot Swap SSD | 659
7D2YCTOLWW | BCTF | ThinkSystem 2.5" Multi Vendor 1.92TB Entry SATA 6Gb Hot Swap SSD | 1289
7D2YCTOLWW | BCTG | ThinkSystem 2.5" Multi Vendor 3.84TB Entry SATA 6Gb Hot Swap SSD | 1259
7D2YCTOLWW | BCTH | ThinkSystem 3.5" Multi Vendor 240GB Entry SATA 6Gb Hot Swap SSD | 229
7D2YCTOLWW | BCTJ | ThinkSystem 3.5" Multi Vendor 480GB Entry SATA 6Gb Hot Swap SSD | 219
7D2YCTOLWW | BCTK | ThinkSystem 3.5" Multi Vendor 960GB Entry SATA 6Gb Hot Swap SSD | 669
7D2YCTOLWW | BCTL | ThinkSystem 3.5" Multi Vendor 1.92TB Entry SATA 6Gb Hot Swap SSD | 1289
7D2YCTOLWW | BCTM | ThinkSystem 3.5" Multi Vendor 3.84TB Entry SATA 6Gb Hot Swap SSD | 1269
7D2YCTOLWW | BCZY | ThinkSystem 32GB TruDDR4 Performance+ 3200 MHz (2Rx8 1.2V) RDIMM-A | 449
7D2YCTOLWW | BCZZ | ThinkSystem 64GB TruDDR4 Performance+ 3200 MHz (2Rx4 1.2V) RDIMM-A | 899
7D2YCTOLWW | BD49 | ThinkSystem Broadcom 57454 10/25GbE SFP28 4-port PCIe Ethernet Adapter V2 | 549
7D2YCTOLWW | BDY4 | ThinkSystem Raid 940-16i 8GB Flash PCIe Gen4 12Gb Adapter for U.3 | 2139
7D2YCTOLWW | BDY6 | ThinkSystem 1U 2x2.5" NVMe Rear Backplane | 99
7D2YCTOLWW | BE03 | ThinkSystem U.3 Kioxia CM6-V 800GB Mainstream NVMe PCIe 4.0 x4 Hot Swap SSD | 1439
7D2YCTOLWW | BE04 | ThinkSystem 3.5" Kioxia CM6-V 800GB Mainstream NVMe PCIe 4.0 x4 Hot Swap SSD | 1449
7D2YCTOLWW | BE2A | ThinkSystem U.2 PM1733 3.84TB Entry NVMe PCIe 4.0 x4 Hot Swap SSD SED | 2979
7D2YCTOLWW | BE2B | ThinkSystem U.2 PM1733 7.68TB Entry NVMe PCIe 4.0 x4 Hot Swap SSD SED | 5579
7D2YCTOLWW | BE2C | ThinkSystem U.3 Kioxia CM6-R 3.84TB Entry NVMe PCIe 4.0 x4 Hot Swap SSD SED | 3419
7D2YCTOLWW | BE2D | ThinkSystem U.3 Kioxia CM6-R 7.68TB Entry NVMe PCIe 4.0 x4 Hot Swap SSD SED | 6669
7D2YCTOLWW | BE2E | ThinkSystem U.2 PM1733 7.68TB Entry NVMe PCIe 4.0 x4 Hot Swap SSD | 5579
7D2YCTOLWW | BE2F | ThinkSystem U.2 PM1733 15.36TB Entry NVMe PCIe 4.0 x4 Hot Swap SSD | 10969
7D2YCTOLWW | BE2G | ThinkSystem U.3 Kioxia CM6-R 3.84TB Entry NVMe PCIe 4.0 x4 Hot Swap SSD | 3379
7D2YCTOLWW | BE2H | ThinkSystem U.3 Kioxia CM6-R 7.68TB Entry NVMe PCIe 4.0 x4 Hot Swap SSD | 6639
7D2YCTOLWW | BE38 | 940 Series Flash Adapter for U.3 Trimode Setting | 0
7D2YCTOLWW | BE4T | ThinkSystem Mellanox ConnectX-6 Lx 10/25GbE SFP28 2-Port OCP Ethernet Adapter | 409
7D2YCTOLWW | BE4U | ThinkSystem Mellanox ConnectX-6 Lx 10/25GbE SFP28 2-Port PCIe Ethernet Adapter | 409
7D2YCTOLWW | BE5E | VMware ESXi 7.0 U1 (Factory Installed) | 0
7D2YCTOLWW | BEUX | ThinkSystem External Diagnostics Handset | 139
7D2YCTOLWW | BEVK | ThinkSystem 3.5" PM1643a 7.68TB Entry SAS 12Gb Hot Swap SSD | 5589
7D2YCTOLWW | BF10 | Lenovo Dual Rate 10G/25G SFP28 85C Transceiver | 399
7D2YCTOLWW | BF6Y | ThinkSystem SR645 1U Refresh MB | 2249
7D2YCTOLWW | BF70 | ThinkSystem AMD EPYC 7713P 64C 225W 2.0GHz Processor | 10599
7D2YCTOLWW | BF71 | ThinkSystem AMD EPYC 7543P 32C 225W 2.8GHz Processor | 5519
7D2YCTOLWW | BF72 | ThinkSystem AMD EPYC 7443 24C 200W 2.85GHz Processor | 3979
7D2YCTOLWW | BF73 | ThinkSystem AMD EPYC 7763 64C 280W 2.45GHz Processor | 16689
7D2YCTOLWW | BF74 | ThinkSystem AMD EPYC 7453 28C 225W 2.75GHz Processor | 3879
7D2YCTOLWW | BF75 | ThinkSystem AMD EPYC 7663 56C 240W 2.0GHz Processor | 13169
7D2YCTOLWW | BF76 | ThinkSystem AMD EPYC 7313 16C 155W 3.0GHz Processor | 2139
7D2YCTOLWW | BF77 | ThinkSystem AMD EPYC 7543 32C 225W 2.8GHz Processor | 7519
7D2YCTOLWW | BF78 | ThinkSystem AMD EPYC 7413 24C 180W 2.65GHz Processor | 3609
7D2YCTOLWW | BF79 | ThinkSystem AMD EPYC 7443P 24C 200W 2.85GHz Processor | 2639
7D2YCTOLWW | BF7A | ThinkSystem AMD EPYC 7513 32C 200W 2.6GHz Processor | 5749
7D2YCTOLWW | BF7B | ThinkSystem AMD EPYC 7313P 16C 155W 3.0GHz Processor | 1809
7D2YCTOLWW | BF7C | ThinkSystem AMD EPYC 7713 64C 225W 2.0GHz Processor | 14939
7D2YCTOLWW | BF7D | ThinkSystem AMD EPYC 73F3 16C 240W 3.5GHz Processor | 7449
7D2YCTOLWW | BF7E | ThinkSystem AMD EPYC 7343 16C 190W 3.2GHz Processor | 3099
7D2YCTOLWW | BF7F | ThinkSystem AMD EPYC 75F3 32C 280W 2.95GHz Processor | 10279
7D2YCTOLWW | BF7G | ThinkSystem AMD EPYC 74F3 24C 240W 3.2GHz Processor | 6139
7D2YCTOLWW | BF7H | ThinkSystem AMD EPYC 72F3 8C 180W 3.7GHz Processor | 5219
7D2YCTOLWW | BFH1 | Lenovo 100Gb SR4 QSFP28 Ethernet Transceiver | 689
7D2YCTOLWW | BFPU | ThinkSystem Xilinx Alveo U25 25GbE SFP28 2-Port PCIe FPGA Adapter | 6489
7D2YCTOLWW | BFY5 | ThinkSystem RAID 530-16i PCIe 12Gb Adapter | 579
7D2YCTOLWW | BFYA | Operating mode selection for: "Maximum Efficiency Mode" | 0
7D2YCTOLWW | BFYB | Operating mode selection for: "Maximum Performance Mode" | 0
7D2YCTOLWW | BFZZ | ThinkSystem 2.5" Nytro 3732 800GB Performance SAS 12Gb Hot Swap SSD SED | 1669
7D2YCTOLWW | BG00 | ThinkSystem 3.5" Nytro 3732 3.2TB Performance SAS 12Gb Hot Swap SSD | 6219
7D2YCTOLWW | BG01 | ThinkSystem 3.5" Nytro 3732 1.6TB Performance SAS 12Gb Hot Swap SSD | 3239
7D2YCTOLWW | BG02 | ThinkSystem 3.5" Nytro 3732 800GB Performance SAS 12Gb Hot Swap SSD | 1669
7D2YCTOLWW | BG03 | ThinkSystem 3.5" Nytro 3732 400GB Performance SAS 12Gb Hot Swap SSD | 1029
7D2YCTOLWW | BG04 | ThinkSystem 2.5" Nytro 3732 3.2TB Performance SAS 12Gb Hot Swap SSD | 6259
7D2YCTOLWW | BG05 | ThinkSystem 2.5" Nytro 3732 1.6TB Performance SAS 12Gb Hot Swap SSD | 3259
7D2YCTOLWW | BG06 | ThinkSystem 2.5" Nytro 3732 800GB Performance SAS 12Gb Hot Swap SSD | 1669
7D2YCTOLWW | BG07 | ThinkSystem 2.5" Nytro 3732 400GB Performance SAS 12Gb Hot Swap SSD | 1029
7D2YCTOLWW | BGM0 | ThinkSystem RAID 940-8i 8GB Flash PCIe Gen4 12Gb Adapter for U.3 | 1839
7D2YCTOLWW | BGM1 | ThinkSystem RAID 940-8i 4GB Flash PCIe Gen4 12Gb Adapter for U.3 | 1229
7D2YCTOLWW | BGQ5 | ThinkSystem AMD EPYC 7643 48C 225W 2.3GHz Processor | 10109
7D2YCTOLWW | BHE2 | ThinkSystem Solarflare X2522-Plus 10/25GbE SFP28 2-Port PCIe Ethernet Adapter | 3489
7D2YCTOLWW | BHSR | VMware ESXi 7.0 U2 (Factory Installed) | 0
7D2YCTOLWW | BHSS | MI for PXE with RJ45 Network port | 0
7D2YCTOLWW | BHU8 | ThinkSystem 1U 2.5" 10 SAS/SATA Backplane | 329
7D2YCTOLWW | BJ3G | ThinkSystem Emulex LPe35000 32Gb 1-port PCIe Fibre Channel Adapter v2 | 1729
7D2YCTOLWW | BJ3H | ThinkSystem Emulex LPe35002 32Gb 2-port PCIe Fibre Channel Adapter v2 | 2589
7D2YCTOLWW | BJP5 | ThinkSystem SR645 1U MB, TPM 1.2 | 2389
7D2YCTOLWW | BK21 | ThinkSystem 2.5" U.3 CD6 7.68TB Read Intensive NVMe PCIe 4.0 x4 HS SSD | 4309
7D32CTO1WW | 64 | QLogic 10Gb SFP+ SR Optical Transceiver | 909
7D32CTO1WW | 69 | Brocade 10Gb SFP+ SR Optical Transceiver | 909
7D32CTO1WW | 747 | UID Asset Tag Label | 20
7D32CTO1WW | 2302 | RAID Configuration | 149
7D32CTO1WW | 2306 | Integration >1U Component | 125
7D32CTO1WW | 2321 | Custom MFG SVCS Fee - Small Increment | 3
7D32CTO1WW | 3797 | 1.5m Green Cat5e Cable | 17
7D32CTO1WW | 3798 | 3m Green Cat5e Cable | 19
7D32CTO1WW | 3799 | 10m Green Cat5e Cable | 29
7D32CTO1WW | 3803 | 3m Blue Cat5e Cable | 25
7D32CTO1WW | 5053 | SFP+ SR Transceiver | 699
7D32CTO1WW | 5341 | Virtual Media Conversion Option Gen2 (VCO2) | 129
7D32CTO1WW | 5977 | Select Storage devices - no configured RAID required | 0
7D32CTO1WW | 5978 | Select Storage devices - configured RAID | 0
7D32CTO1WW | 6139 | SF Instruction | 0
7D32CTO1WW | 6201 | 1.5m, 10A/100-250V, C13 to IEC 320-C14 Rack Power Cable | 19
7D32CTO1WW | 6204 | 2.8m, 10A/100-250V, C13 to IEC 320-C20 Rack Power Cable | 19
7D32CTO1WW | 6252 | 2.5m, 16A/100-250V, C19 to IEC 320-C20 Rack Power Cable | 19
7D32CTO1WW | 6263 | 4.3m, 10A/100-250V, C13 to IEC 320-C14 Rack Power Cable | 19
7D32CTO1WW | 6275 | 4.3m, 16A/208V, C19 to NEMA L6-20P (US) Line Cord | 49
7D32CTO1WW | 6276 | Line cord - 4.3m, 220-240V, C19 to IRAM 2073 (Argentina) | 19
7D32CTO1WW | 6277 | Line Cord - 4.3m, 250V, C19 to NBR 14136 (Brazil) | 19
7D32CTO1WW | 6278 | Line cord - 4.3m, 220-240V, C19 to BS 1363/A w/13A fuse (UK) | 19
7D32CTO1WW | 6279 | Line cord - 4.3m, 220-240V, C19 to CEE7-VII (European) | 19
7D32CTO1WW | 6283 | 4.3m, 16A/230V, C19 to IEC 309-P+N+G (Den/Sws) Line Cord | 59
7D32CTO1WW | 6287 | 4.3m, 16A/250V, C19 to CNS 10917-3 (Taiwan) Line Cord | 19
7D32CTO1WW | 6289 | 4.3m, 15A/250V, C19 to KSC 8305 (S. Korea) Line Cord | 19
7D32CTO1WW | 6311 | 2.8m, 10A/100-250V, C13 to IEC 320-C14 Rack Power Cable | 9
7D32CTO1WW | 6313 | 2.8m, 10A/120V, C13 to NEMA 5-15P (US) Line Cord | 19
7D32CTO1WW | 6370 | 4.3m, 10A/125V, C13 to NEMA 5-15P (US) Line Cord | 10
7D32CTO1WW | 6373 | 4.3m, 10A/250V, C13 to NEMA 6-15P (US) Line Cord | 15
7D32CTO1WW | 6400 | 2.8m, 13A/100-250V, C13 to C14 Jumper Cord | 9
7D32CTO1WW | 6401 | 2.8m, 13A/120V, C13 to NEMA 5-15P (US) Line Cord | 29
7D32CTO1WW | 6570 | 2.0m, 13A/100-250V, C13 to C14 Jumper Cord | 19
7D32CTO1WW | 6583 | 4.3m, 13A/100-250V, C13 to C14 Rack Power Cable | 19
7D32CTO1WW | 7831 | Customer Solution Center Services | 0
7D32CTO1WW | 8034 | LeSI Solution Component | 0
7D32CTO1WW | 8067 | TAA Compliant Order | 0
7D32CTO1WW | 8072 | General Racking Solution | 0
7D32CTO1WW | 8086 | No Publications Selected | 0
7D32CTO1WW | 8971 | Integrate in manufacturing | 0
7D32CTO1WW | 8972 | Ship Uninstalled (Safety) | 0
7D32CTO1WW | 9013 | Hot Spare | 0
7D32CTO1WW | 9017 | Enable Memory Mirroring | 0
7D32CTO1WW | A102 | Advanced Grouping | 0
7D32CTO1WW | A103 | System x Cluster Upgrade | 0
7D32CTO1WW | A193 | Integrated Solutions | 0
7D32CTO1WW | A1DP | 1m QSFP to QSFP+ Cable | 269
7D32CTO1WW | A1DQ | 3m QSFP+ to QSFP+ Cable | 329
7D32CTO1WW | A1MT | 10m Green Cat6 Cable | 49
7D32CTO1WW | A1MW | 25m Green Cat6 Cable | 105
7D32CTO1WW | A1NV | 4.3m, 15A/250V, C19 to NEMA 6-15P (US) Line Cord | 49
7D32CTO1WW | A1PH | 1m Passive DAC SFP+ Cable | 69
7D32CTO1WW | A1PJ | 3m Passive DAC SFP+ Cable | 89
7D32CTO1WW | A1PK | 5m Passive DAC SFP+ Cable | 159
7D32CTO1WW | A1RF | 2.8m, 10A/250V, C13 to NEMA 6-15P Line Cord | 15
7D32CTO1WW | A2X8 | 5m QSFP+ to QSFP+ Cable | 379
7D32CTO1WW | A2X9 | 7m QSFP+ to QSFP+ Cable | 429
7D32CTO1WW | A3RG | 0.5m Passive DAC SFP+ Cable | 79
7D32CTO1WW | A3RH | 7m Passive DAC SFP+ Cable | 179
7D32CTO1WW | A4VP | 1.0m, 10A/100-250V, C13 to IEC 320-C14 Rack Power Cable | 19
7D32CTO1WW | A51N | 1.5m Passive DAC SFP+ Cable | 89
7D32CTO1WW | A51P | 2m Passive DAC SFP+ Cable | 89
7D32CTO1WW | A5DL | SFP 1000Base-T (RJ-45) Transceiver | 89
7D32CTO1WW | A5U1 | SKLM for System x w/SEDs - FoD per Install w/1Yr S&S | 199
7D32CTO1WW | A5UA | Lenovo 1m MPO-4xLC OM3 MMF Breakout Cable | 279
7D32CTO1WW | A5UB | Lenovo 3m MPO-4xLC OM3 MMF Breakout Cable | 329
7D32CTO1WW | A5UC | Lenovo 5m MPO-4xLC OM3 MMF Breakout Cable | 379
7D32CTO1WW | AS6C | SKLM for System x w/SEDs - FoD per Install w/3Yr S&S | 299
7D32CTO1WW | ASR5 | Lenovo 0.5m LC-LC OM3 MMF Cable | 24
7D32CTO1WW | ASR6 | Lenovo 1m LC-LC OM3 MMF Cable | 24
7D32CTO1WW | ASR7 | Lenovo 3m LC-LC OM3 MMF Cable | 24
7D32CTO1WW | ASR8 | Lenovo 5m LC-LC OM3 MMF Cable | 29
7D32CTO1WW | ASR9 | Lenovo 10m LC-LC OM3 MMF Cable | 39
7D32CTO1WW | ASRA | Lenovo 15m LC-LC OM3 MMF Cable | 45
7D32CTO1WW | ASRB | Lenovo 25m LC-LC OM3 MMF Cable | 54
7D32CTO1WW | AT2R | Lenovo 1m Active DAC SFP+ Cables | 129
7D32CTO1WW | AT2S | Lenovo 3m Active DAC SFP+ Cables | 139
7D32CTO1WW | AT2T | Lenovo 5m Active DAC SFP+ Cables | 159
7D32CTO1WW | AT2U | Lenovo 10m QSFP+ MPO-MPO OM3 MMF Cable | 169
7D32CTO1WW | AT2V | Lenovo 30m QSFP+ MPO-MPO OM3 MMF Cable | 329
7D32CTO1WW | ATPX | Intel X550-T2 Dual Port 10GBase-T Adapter | 599
7D32CTO1WW | ATTJ | Lenovo Dual Rate 1G/10GB SFP Transceiver | 119
7D32CTO1WW | ATZB | QLogic 16Gb Enhanced Gen5 FC Single-port HBA | 979
7D32CTO1WW | ATZC | QLogic 16Gb Enhanced Gen5 FC Dual-port HBA | 1339
7D32CTO1WW | ATZU | Emulex 16Gb Gen6 FC Single-port HBA | 949
7D32CTO1WW | ATZV | Emulex 16Gb Gen6 FC Dual-port HBA | 1309
7D32CTO1WW | AU0M | 5m Intel OPA 100 Series Active Optical QSFP28 Cable | 899
7D32CTO1WW | AU0P | 15m Intel OPA 100 Series Active Optical QSFP28 Cable | 949
7D32CTO1WW | AUK7 | TPM 2.0 and Secure Boot | 0
7D32CTO1WW | AUKP | ThinkSystem Broadcom 57416 10GBASE-T 2-Port PCIe Ethernet Adapter | 479
7D32CTO1WW | AUKX | ThinkSystem Intel X710-DA2 PCIe 10Gb 2-Port SFP+ Ethernet Adapter | 459
7D32CTO1WW | AULV | ThinkSystem 2.5" 300GB 15K SAS 12Gb Hot Swap 512n HDD | 339
7D32CTO1WW | AULW | ThinkSystem 2.5" 600GB 15K SAS 12Gb Hot Swap 512n HDD | 469
7D32CTO1WW | AULX | ThinkSystem 2.5" 900GB 15K SAS 12Gb Hot Swap 512e HDD | 639
7D32CTO1WW | AULY | ThinkSystem 2.5" 300GB 10K SAS 12Gb Hot Swap 512n HDD | 289
7D32CTO1WW | AULZ | ThinkSystem 2.5" 600GB 10K SAS 12Gb Hot Swap 512n HDD | 319
7D32CTO1WW | AUM1 | ThinkSystem 2.5" 1.2TB 10K SAS 12Gb Hot Swap 512n HDD | 389
7D32CTO1WW | AUM2 | ThinkSystem 2.5" 1.8TB 10K SAS 12Gb Hot Swap 512e HDD | 589
7D32CTO1WW | AUM5 | ThinkSystem 2.5" 600GB 10K SAS 12Gb Hot Swap 512n HDD SED | 635
7D32CTO1WW | AUM6 | ThinkSystem 2.5" 1TB 7.2K SAS 12Gb Hot Swap 512n HDD | 469
7D32CTO1WW | AUM7 | ThinkSystem 2.5" 2TB 7.2K SAS 12Gb Hot Swap 512n HDD | 839
7D32CTO1WW | AUNG | ThinkSystem RAID 530-8i PCIe 12Gb Adapter | 299
7D32CTO1WW | AUNJ | ThinkSystem RAID 930-8i 2GB Flash PCIe 12Gb Adapter | 1009
7D32CTO1WW | AUNK | ThinkSystem RAID 930-16i 4GB Flash PCIe 12Gb Adapter | 1529
7D32CTO1WW | AUNL | ThinkSystem 430-8i SAS/SATA 12Gb HBA | 299
7D32CTO1WW | AUNM | ThinkSystem 430-16i SAS/SATA 12Gb HBA | 589
7D32CTO1WW | AUNN | ThinkSystem 430-16e SAS/SATA 12Gb HBA | 609
7D32CTO1WW | AUNP | FBU345 SuperCap | 135
7D32CTO1WW | AUNQ | ThinkSystem RAID 930-8e 4GB Flash PCIe 12Gb Adapter | 1689
7D32CTO1WW | AUNR | ThinkSystem 430-8e SAS/SATA 12Gb HBA | 299
7D32CTO1WW | AUUE | ThinkSystem 2.5" 1TB 7.2K SATA 6Gb Hot Swap 512n HDD | 469
7D32CTO1WW | AUUJ | ThinkSystem 2.5" 2TB 7.2K SATA 6Gb Hot Swap 512e HDD | 849
7D32CTO1WW | AUZV | ThinkSystem Broadcom 5719 1GbE RJ45 4-Port PCIe Ethernet Adapter | 159
7D32CTO1WW | AUZW | ThinkSystem I350-T4 PCIe 1Gb 4-Port RJ45 Ethernet Adapter | 379
7D32CTO1WW | AUZX | ThinkSystem Broadcom 5720 1GbE RJ45 2-Port PCIe Ethernet Adapter | 129
7D32CTO1WW | AUZY | ThinkSystem I350-T2 PCIe 1Gb 2-Port RJ45 Ethernet Adapter | 179
7D32CTO1WW | AUZZ | ThinkSystem I350-F1 PCIe 1Gb 1-Port SFP Ethernet Adapter | 379
7D32CTO1WW | AV1B | Lenovo 25GBase-SR SFP28 Transceiver | 449
7D32CTO1WW | AV1D | Lenovo 100GBase-SR4 QSFP28 Transceiver | 1539
7D32CTO1WW | AV1F | Lenovo 3m 25G SFP28 Active Optical Cable | 489
7D32CTO1WW | AV1H | Lenovo 10m 25G SFP28 Active Optical Cable | 499
7D32CTO1WW | AV1J | Lenovo 15m 25G SFP28 Active Optical Cable | 497
7D32CTO1WW | AV1K | Lenovo 20m 25G SFP28 Active Optical Cable | 519
7D32CTO1WW | AV1L | Lenovo 3m 100G QSFP28 Active Optical Cable | 1059
7D32CTO1WW | AV1M | Lenovo 5m 100G QSFP28 Active Optical Cable | 1069
7D32CTO1WW | AV1N | Lenovo 10m 100G QSFP28 Active Optical Cable | 1099
7D32CTO1WW | AV1P | Lenovo 15m 100G QSFP28 Active Optical Cable | 1079
7D32CTO1WW | AV1Q | Lenovo 20m 100G QSFP28 Active Optical Cable | 1179
7D32CTO1WW | AV1R | Lenovo 3m 100G to 4x25G Breakout Active Optical Cable | 1949
7D32CTO1WW | AV1S | Lenovo 5m 100G to 4x25G Breakout Active Optical Cable | 1975
7D32CTO1WW | AV1T | Lenovo 10m 100G to 4x25G Breakout Active Optical Cable | 2035
7D32CTO1WW | AV1U | Lenovo 15m 100G to 4x25G Breakout Active Optical Cable | 2095
7D32CTO1WW | AV1V | Lenovo 20m 100G to 4x25G Breakout Active Optical Cable | 2149
7D32CTO1WW | AV1W | Lenovo 1m Passive 25G SFP28 DAC Cable | 69
7D32CTO1WW | AV1X | Lenovo 3m Passive 25G SFP28 DAC Cable | 79
7D32CTO1WW | AV1Y | Lenovo 5m Passive 25G SFP28 DAC Cable | 159
7D32CTO1WW | AV1Z | Lenovo 1m Passive 100G QSFP28 DAC Cable | 99
7D32CTO1WW | AV20 | Lenovo 3m Passive 100G QSFP28 DAC Cable | 159
7D32CTO1WW | AV21 | Lenovo 5m Passive 100G QSFP28 DAC Cable | 299
7D32CTO1WW | AV22 | Lenovo 1m 100G QSFP28 to 4x25G SFP28 Breakout DAC Cable | 179
7D32CTO1WW | AV23 | Lenovo 3m 100G QSFP28 to 4x25G SFP28 Breakout DAC Cable | 299
7D32CTO1WW | AV24 | Lenovo 5m 100G QSFP28 to 4x25G SFP28 Breakout DAC Cable | 459
7D32CTO1WW | AV2B | Lenovo 1m MPO to 4x LC Breakout OM4 MMF Cable | 149
7D32CTO1WW | AV2C | Lenovo 3m MPO to 4x LC Breakout OM4 MMF Cable | 179
7D32CTO1WW | AVBX | CMA (2U) | 39
7D32CTO1WW | AVFQ | 0.75m Green Cat5e Cable | 15
7D32CTO1WW | AVFR | 1.0m Green Cat5e Cable | 19
7D32CTO1WW | AVFS | 1.25m Green Cat5e Cable | 19
7D32CTO1WW | AVFT | 0.75m Blue Cat5e Cable | 15
7D32CTO1WW | AVFU | 1.0m Blue Cat5e Cable | 19
7D32CTO1WW | AVFV | 1.25m Blue Cat5e Cable | 19
7D32CTO1WW | AVFW | 0.75m Green Cat6 Cable | 19
7D32CTO1WW | AVFX | 1.0m Green Cat6 Cable | 19
7D32CTO1WW | AVFY | 1.25m Green Cat6 Cable | 19
7D32CTO1WW | AVFZ | 1.5m Green Cat6 Cable | 19
7D32CTO1WW | AVG0 | 3m Green Cat6 Cable | 25
7D32CTO1WW | AVV0 | On Board SATA Software RAID Mode | 0
7D32CTO1WW | AVV8 | ThinkSystem External USB DVD-RW Optical Disk Drive | 79
7D32CTO1WW | AX8A | 4.3m, 13A/120V, C13 to NEMA 5-15P (US) Line Cord | 19
7D32CTO1WW | B0ML | Feature Enable TPM on MB | 0
7D32CTO1WW | B0N4 | 2.0m, 10A/100-250V, C13 to IEC 320-C14 Rack Power Cable | 29
7D32CTO1WW | B0N5 | 1.0m, 13A/100-250V, C13 to C14 Jumper Cord | 25
7D32CTO1WW | B0N6 | 1.5m, 13A/100-250V, C13 to C14 Jumper Cord | 29
7D32CTO1WW | B0RJ | 10GBASE-LR SFP+Transceiver | 350
7D32CTO1WW | B0YS | ThinkSystem 2.5" 2.4TB 10K SAS 12Gb Hot Swap 512e HDD | 629
7D32CTO1WW | B0YV | ThinkSystem 2.5" 2.4TB 10K SAS 12Gb Hot Swap 512e HDD FIPS | 1299
7D32CTO1WW | B0YX | ThinkSystem 2.5" 1.2TB 10K SAS 12Gb Hot Swap 512n HDD SED | 749
7D32CTO1WW | B22J | 5m Intel OPA 100 Series Active Optical QSFP28 Low Power Cable | 809
7D32CTO1WW | B22K | 10m Intel OPA 100 Series Active Optical QSFP28 Low Power Cable | 829
7D32CTO1WW | B22L | 15m Intel OPA 100 Series Active Optical QSFP28 Low Power Cable | 839
7D32CTO1WW | B22M | 20m Intel OPA 100 Series Active Optical QSFP28 Low Power Cable | 849
7D32CTO1WW | B2UZ | Lenovo 1m 100G QSFP28 Active Optical Cable | 949
7D32CTO1WW | B30W | Custom MFG SVCS Fee - Medium Increment | 30
7D32CTO1WW | B30X | Custom MFG SVCS Fee - Large Increment | 300
7D32CTO1WW | B31G | ThinkSystem QLogic QL41134 PCIe 10Gb 4-Port Base-T Ethernet Adapter | 799
7D32CTO1WW | B34N | ThinkSystem U.2 PM983 1.92TB Entry NVMe PCIe 3.0 x4 Hot Swap SSD | 939
7D32CTO1WW | B34P | ThinkSystem U.2 PM983 3.84TB Entry NVMe PCIe 3.0 x4 Hot Swap SSD | 1839
7D32CTO1WW | B498 | ThinkSystem 2.5" Intel S4510 240GB Entry SATA 6Gb Hot Swap SSD | 149
7D32CTO1WW | B499 | ThinkSystem 2.5" Intel S4510 480GB Entry SATA 6Gb Hot Swap SSD | 309
7D32CTO1WW | B49A | ThinkSystem 2.5" Intel S4510 960GB Entry SATA 6Gb Hot Swap SSD | 529
7D32CTO1WW | B49B | ThinkSystem 2.5" Intel S4510 1.92TB Entry SATA 6Gb Hot Swap SSD | 1049
7D32CTO1WW | B49C | ThinkSystem 2.5" Intel S4510 3.84TB Entry SATA 6Gb Hot Swap SSD | 1979
7D32CTO1WW | B49L | ThinkSystem 2.5" Intel S4610 240GB Mainstream SATA 6Gb Hot Swap SSD | 399
7D32CTO1WW | B49M | ThinkSystem 2.5" Intel S4610 480GB Mainstream SATA 6Gb Hot Swap SSD | 479
7D32CTO1WW | B49N | ThinkSystem 2.5" Intel S4610 960GB Mainstream SATA 6Gb Hot Swap SSD | 699
7D32CTO1WW | B49P | ThinkSystem 2.5" Intel S4610 1.92TB Mainstream SATA 6Gb Hot Swap SSD | 1289
7D32CTO1WW | B49Q | ThinkSystem 2.5" Intel S4610 3.84TB Mainstream SATA 6Gb Hot Swap SSD | 2499
7D32CTO1WW | B4D3 | ThinkSystem U.2 PM983 7.68TB Entry NVMe PCIe3.0 x4 Hot Swap SSD | 4999
7D32CTO1WW | B4PA | ThinkSystem 1610-8P NVMe Switch Adapter | 1199
7D32CTO1WW | B4QQ | 0.5m Mellanox HDR IB Passive Copper QSFP56 Cable | 299
7D32CTO1WW | B4QR | 1m Mellanox HDR IB Passive Copper QSFP56 Cable | 399
7D32CTO1WW | B4QS | 1.5m Mellanox HDR IB Passive Copper QSFP56 Cable | 449
7D32CTO1WW | B4QT | 2m Mellanox HDR IB Passive Copper QSFP56 Cable | 499
7D32CTO1WW | B4QW | 3m Mellanox HDR IB Active Optical QSFP56 Cable | 2099
7D32CTO1WW | B4QX | 5m Mellanox HDR IB Active Optical QSFP56 Cable | 2149
7D32CTO1WW | B4QY | 10m Mellanox HDR IB Active Optical QSFP56 Cable | 2199
7D32CTO1WW | B4QZ | 15m Mellanox HDR IB Active Optical QSFP56 Cable | 2249
7D32CTO1WW | B4R0 | 20m Mellanox HDR IB Active Optical QSFP56 Cable | 2299
7D32CTO1WW | B4R1 | 1m Mellanox HDR IB to 2x HDR100 Splitter Passive Copper QSFP56 Cable | 399
7D32CTO1WW | B4R2 | 1.5m Mellanox HDR IB to 2x HDR100 Splitter Passive Copper QSFP56 Cable | 449
7D32CTO1WW | B4R4 | 3m Mellanox HDR IB to 2x HDR100 Splitter Optical QSFP56 Cable | 2799
7D32CTO1WW | B4R5 | 5m Mellanox HDR IB to 2x HDR100 Splitter Optical QSFP56 Cable | 2899
7D32CTO1WW | B4R6 | 10m Mellanox HDR IB to 2x HDR100 Splitter Optical QSFP56 Cable | 2999
7D32CTO1WW | B4R7 | 15m Mellanox HDR IB to 2x HDR100 Splitter Optical QSFP56 Cable | 3199
7D32CTO1WW | B4R8 | 20m Mellanox HDR IB to 2x HDR100 Splitter Optical QSFP56 Cable | 3299
7D32CTO1WW | B4R9 | ThinkSystem Mellanox ConnectX-6 HDR100/100GbE QSFP56 1-port PCIe VPI Adapter | 1779
7D32CTO1WW | B4RA | ThinkSystem Mellanox ConnectX-6 HDR100/100GbE QSFP56 2-port PCIe VPI Adapter | 2099
7D32CTO1WW | B4RB | ThinkSystem Mellanox HDR/200GbE 2x PCIe Aux Kit | 639
7D32CTO1WW | B4RC | ThinkSystem Mellanox ConnectX-6 HDR/200GbE QSFP56 1-port PCIe 4 VPI Adapter | 2209
7D32CTO1WW | B4Y3 | ThinkSystem 256GB TruDDR4 2933MHz (8Rx4 1.2V) 3DS RDIMM | 9159
7D32CTO1WW | B4YB | ThinkSystem NVIDIA T4 16GB PCIe Passive GPU | 6279
7D32CTO1WW | B529 | Intel Optane DC Persistent Memory - App Direct Mode only | 0
7D32CTO1WW | B58F | ThinkSystem U.2 Intel P4510 1.0TB Entry NVMe PCIe3.0 x4 Hot Swap SSD | 539
7D32CTO1WW | B58G | ThinkSystem U.2 Intel P4510 2.0TB Entry NVMe PCIe3.0 x4 Hot Swap SSD | 1459
7D32CTO1WW | B5SS | ThinkSystem Broadcom 57416 10GBASE-T 2-port + 5720 1GbE 2-port OCP Ethernet Adapter | 509
7D32CTO1WW | B5ST | ThinkSystem Broadcom 57416 10GBASE-T 2-port OCP Ethernet Adapter | 449
7D32CTO1WW | B5SV | ThinkSystem Broadcom 57454 10/25GbE SFP28 4-port OCP Ethernet Adapter | 539
7D32CTO1WW | B5SW | ThinkSystem Marvell QL41232 10/25GbE SFP28 2-Port OCP Ethernet Adapter | 369
7D32CTO1WW | B5SX | ThinkSystem Emulex LPe35000 32Gb 1-port PCIe Fibre Channel Adapter | 1739
7D32CTO1WW | B5SY | ThinkSystem Emulex LPe35002 32Gb 2-port PCIe Fibre Channel Adapter | 2599
7D32CTO1WW | B5T0 | ThinkSystem Broadcom 57414 10/25GbE SFP28 2-port PCIe Ethernet Adapter | 389
7D32CTO1WW | B5T1 | ThinkSystem Broadcom 5719 1GbE RJ45 4-port OCP Ethernet Adapter | 159
7D32CTO1WW | B5T4 | ThinkSystem Broadcom 57454 10GBASE-T 4-port OCP Ethernet Adapter | 739
7D32CTO1WW | B652 | ThinkSystem Marvell QL41232 10/25GbE SFP28 2-Port PCIe Ethernet Adapter | 339
7D32CTO1WW | B68K | 30m Mellanox HDR IB to 2x HDR100 Splitter Optical QSFP56 Cable | 3499
7D32CTO1WW | B68L | 2m Mellanox HDR IB to 2x HDR100 Splitter Passive Copper QSFP56 Cable | 499
7D32CTO1WW | B87R | Mellanox CX6 Socket-Direct Adapter Cable Assemble Way | 0
7D32CTO1WW | B8HP | ThinkSystem 2.5" 5300 960GB Entry SATA 6Gb Hot Swap SSD | 489
7D32CTO1WW | B8HU | ThinkSystem 2.5" PM1645a 800GB Mainstream SAS 12Gb Hot Swap SSD | 819
7D32CTO1WW | B8HV | ThinkSystem 2.5" 5300 240GB Entry SATA 6Gb Hot Swap SSD | 359
7D32CTO1WW | B8HW | ThinkSystem HHHL PM1735 3.2TB Mainstream NVMe PCIe4.0 x8 Flash Adapter | 3179
7D32CTO1WW | B8HY | ThinkSystem 2.5" 5300 480GB Mainstream SATA 6Gb Hot Swap SSD | 429
7D32CTO1WW | B8J1 | ThinkSystem 2.5" 5300 240GB Mainstream SATA 6Gb Hot Swap SSD | 409
7D32CTO1WW | B8J2 | ThinkSystem 2.5" 5300 7.68TB Entry SATA 6Gb Hot Swap SSD | 3649
7D32CTO1WW | B8J4 | ThinkSystem 2.5" PM1645a 1.6TB Mainstream SAS 12Gb Hot Swap SSD | 1379
7D32CTO1WW | B8J5 | ThinkSystem 2.5" 5300 1.92TB Entry SATA 6Gb Hot Swap SSD | 939
7D32CTO1WW | B8J6 | ThinkSystem 2.5" 5300 960GB Mainstream SATA 6Gb Hot Swap SSD | 729
7D32CTO1WW | B8J7 | ThinkSystem 2.5" 5300 3.84TB Mainstream SATA 6Gb Hot Swap SSD | 2179
7D32CTO1WW | B8JA | ThinkSystem 2.5" PM1645a 6.4TB Mainstream SAS 12Gb Hot Swap SSD | 6049
7D32CTO1WW | B8JD | ThinkSystem 2.5" PM1645a 3.2TB Mainstream SAS 12Gb Hot Swap SSD | 2579
7D32CTO1WW | B8JE | ThinkSystem 2.5" 5300 1.92TB Mainstream SATA 6Gb Hot Swap SSD | 1279
7D32CTO1WW | B8JM | ThinkSystem 2.5" 5300 480GB Entry SATA 6Gb Hot Swap SSD | 309
7D32CTO1WW | B8JP | ThinkSystem 2.5" 5300 3.84TB Entry SATA 6Gb Hot Swap SSD | 1789
7D32CTO1WW | B8L4 | ThinkSystem 7mm Tray Filler | 9
7D32CTO1WW | B8LM | ThinkSystem 2U/4U 8x2.5" AnyBay Backplane | 309
7D32CTO1WW | B8LU | ThinkSystem 2U 8x2.5" SAS/SATA Backplane | 129
7D32CTO1WW | B8M2 | ThinkSystem 2U New Security Bezel | 59
7D32CTO1WW | B8NW | ThinkSystem RAID 940-8i 8GB Flash PCIe Gen4 12Gb Adapter | 1759
7D32CTO1WW | B8NY | ThinkSystem Raid 940-8i 4GB Flash PCIe Gen4 12Gb Adapter | 1179
7D32CTO1WW | B8NZ | ThinkSystem RAID 940-16i 8GB Flash PCIe Gen4 12Gb Adapter | 2049
7D32CTO1WW | B8P2 | ThinkSystem 2U 7mm Drive Kit w/ SATA RAID | 249
7D32CTO1WW | B8P3 | ThinkSystem 2U 7mm Drive Kit w/ NVMe RAID | 639
7D32CTO1WW | B8P8 | ThinkSystem RAID 940-32i 8GB Flash PCIe Gen4 12Gb Adapter | 2359
7D32CTO1WW | B8PP | ThinkSystem Mellanox ConnectX-6 Dx 100GbE QSFP56 2-port PCIe Ethernet Adapter | 1019
7D32CTO1WW | B8QB | ThinkSystem V2 1800W (230V) Platinum Hot-Swap Power Supply | 519
7D32CTO1WW | B91A | ThinkSystem 2.5" PM1643a 960GB Entry SAS 12Gb Hot Swap SSD | 819
7D32CTO1WW | B91B | ThinkSystem 2.5" PM1643a 1.92TB Entry SAS 12Gb Hot Swap SSD | 1379
7D32CTO1WW | B91C | ThinkSystem 2.5" PM1643a 3.84TB Entry SAS 12Gb Hot Swap SSD | 2579
7D32CTO1WW | B91D | ThinkSystem 2.5" PM1643a 7.68TB Entry SAS 12Gb Hot Swap SSD | 5019
7D32CTO1WW | B93E | ThinkSystem Intel I350 1GbE RJ45 4-port OCP Ethernet Adapter | 179
7D32CTO1WW | B962 | ThinkSystem V2 2400W (230V) Platinum Hot-Swap Power Supply | 749
7D32CTO1WW | B963 | ThinkSystem 16GB TruDDR4 3200 MHz (2Rx8 1.2V) RDIMM | 229
7D32CTO1WW | B964 | ThinkSystem 32GB TruDDR4 3200 MHz (2Rx4 1.2V) RDIMM | 459
7D32CTO1WW | B965 | ThinkSystem 32GB TruDDR4 3200 MHz (2Rx8 1.2V) RDIMM | 459
7D32CTO1WW | B966 | ThinkSystem 64GB TruDDR4 3200 MHz (2Rx4 1.2V) RDIMM | 899
7D32CTO1WW | B96F | ThinkSystem Broadcom 57508 100GbE QSFP56 2-port PCIe 4 Ethernet Adapter | 1059
7D32CTO1WW | B96G | Intel VROC (VMD NVMe RAID) Premium | 439
7D32CTO1WW | B96L | ThinkSystem U.2 Intel Optane P4800X 1.5TB Performance NVMe PCIe 3.0 x4 Hot Swap SSD 60DWPD | 14769
7D32CTO1WW | B96P | ThinkSystem U.3 Kioxia CM6-V 6.4TB Mainstream NVMe PCIe4.0 x4 Hot Swap SSD | 6789
7D32CTO1WW | B96Q | ThinkSystem 7mm Intel S4510 240GB Entry SATA 6Gb Hot Swap SSD | 149
7D32CTO1WW | B96R | ThinkSystem 7mm Intel S4510 960GB Entry SATA 6Gb Hot Swap SSD | 569
7D32CTO1WW | B96S | ThinkSystem 7mm Intel S4510 480GB Entry SATA 6Gb Hot Swap SSD | 209
7D32CTO1WW | B96T | ThinkSystem U.3 Kioxia CM6-V 3.2TB Mainstream NVMe PCIe4.0 x4 Hot Swap SSD | 3459
7D32CTO1WW | B96X | ThinkSystem 2.5" Intel S4510 7.68TB Entry SATA 6Gb Hot Swap SSD | 4529
7D32CTO1WW | B96Z | ThinkSystem U.3 Kioxia CM6-V 1.6TB Mainstream NVMe PCIe4.0 x4 Hot Swap SSD | 1919
7D32CTO1WW | B972 | ThinkSystem U.2 Intel Optane P4800X 375GB Performance NVMe PCIe 3.0 x4 Hot Swap SSD 60DWPD | 3699
7D32CTO1WW | B973 | ThinkSystem U.2 Intel Optane P4800X 750GB Performance NVMe PCIe 3.0 x4 Hot Swap SSD 60DWPD | 7119
7D32CTO1WW | B98A | ThinkSystem 256GB TruDDR4 3200MHz (1.2V) Intel Optane Persistent Memory | 4279
7D32CTO1WW | B98B | ThinkSystem 128GB TruDDR4 3200MHz (1.2V) Intel Optane Persistent Memory | 1149
7D32CTO1WW | B9VR | ThinkSystem RAID 940-16i 8GB Flash PCIe Gen4 12Gb Adapter for SAS/SATA | 0
7D32CTO1WW | B9VV | ThinkSystem RAID 940-16i 8GB Flash PCIe Gen4 12Gb Adapter for U.2 Tri-mode | 0
7D32CTO1WW | B9X7 | Intel VROC (VMD NVMe RAID) Intel SSD Only | 0
7D32CTO1WW | B9XB | Controller 1 No RAID Array | 0
7D32CTO1WW | B9XC | Controller 1 HW RAID Array 1 RAID 0 | 0
7D32CTO1WW | B9XD | Controller 1 HW RAID Array 1 RAID 1 | 0
7D32CTO1WW | B9XE | Controller 1 HW RAID Array 1 RAID 5 | 0
7D32CTO1WW | B9XF | Controller 1 HW RAID Array 1 RAID 6 | 0
7D32CTO1WW | B9XG | Controller 1 HW RAID Array 1 RAID 10 | 0
7D32CTO1WW | B9XH | Controller 1 HW RAID Array 2 RAID 0 | 0
7D32CTO1WW | B9XJ | Controller 1 HW RAID Array 2 RAID 1 | 0
7D32CTO1WW | B9XK | Controller 1 HW RAID Array 2 RAID 5 | 0
7D32CTO1WW | B9XL | Controller 1 HW RAID Array 2 RAID 6 | 0
7D32CTO1WW | B9XM | Controller 1 HW RAID Array 2 RAID 10 | 0
7D32CTO1WW | B9XN | Controller 1 HW RAID Array 3 RAID 0 | 0
7D32CTO1WW | B9XP | Controller 1 HW RAID Array 3 RAID 1 | 0
7D32CTO1WW | B9XQ | Controller 1 HW RAID Array 3 RAID 5 | 0
7D32CTO1WW | B9XR | Controller 1 HW RAID Array 3 RAID 6 | 0
7D32CTO1WW | B9XS | Controller 1 HW RAID Array 3 RAID 10 | 0
7D32CTO1WW | B9XT | Controller 2 No RAID Array | 0
7D32CTO1WW | B9XU | Controller 2 HW RAID Array 1 RAID 0 | 0
7D32CTO1WW | B9XV | Controller 2 HW RAID Array 1 RAID 1 | 0
7D32CTO1WW | B9XW | Controller 2 HW RAID Array 1 RAID 5 | 0
7D32CTO1WW | B9XX | Controller 2 HW RAID Array 1 RAID 6 | 0
7D32CTO1WW | B9XY | Controller 2 HW RAID Array 1 RAID 10 | 0
7D32CTO1WW | B9XZ | Controller 2 HW RAID Array 2 RAID 0 | 0
7D32CTO1WW | B9Y0 | Controller 2 HW RAID Array 2 RAID 1 | 0
7D32CTO1WW | B9Y1 | Controller 2 HW RAID Array 2 RAID 5 | 0
7D32CTO1WW | B9Y2 | Controller 2 HW RAID Array 2 RAID 6 | 0
7D32CTO1WW | B9Y3 | Controller 2 HW RAID Array 2 RAID 10 | 0
7D32CTO1WW | B9Y4 | Controller 2 HW RAID Array 3 RAID 0 | 0
7D32CTO1WW | B9Y5 | Controller 2 HW RAID Array 3 RAID 1 | 0
7D32CTO1WW | B9Y6 | Controller 2 HW RAID Array 3 RAID 5 | 0
7D32CTO1WW | B9Y7 | Controller 2 HW RAID Array 3 RAID 6 | 0
7D32CTO1WW | B9Y8 | Controller 2 HW RAID Array 3 RAID 10 | 0
7D32CTO1WW | B9Y9 | Controller 3 No RAID Array | 0
7D32CTO1WW | B9YA | Controller 3 HW RAID Array 1 RAID 0 | 0
7D32CTO1WW | B9YB | Controller 3 HW RAID Array 1 RAID 1 | 0
7D32CTO1WW | B9YC | Controller 3 HW RAID Array 1 RAID 5 | 0
7D32CTO1WW | B9YD | Controller 3 HW RAID Array 1 RAID 6 | 0
7D32CTO1WW | B9YE | Controller 3 HW RAID Array 1 RAID 10 | 0
7D32CTO1WW | B9YF | Controller 3 HW RAID Array 2 RAID 0 | 0
7D32CTO1WW | B9YG | Controller 3 HW RAID Array 2 RAID 1 | 0
7D32CTO1WW | B9YH | Controller 3 HW RAID Array 2 RAID 5 | 0
7D32CTO1WW | B9YJ | Controller 3 HW RAID Array 2 RAID 6 | 0
7D32CTO1WW | B9YK | Controller 3 HW RAID Array 2 RAID 10 | 0
7D32CTO1WW | B9YL | Controller 3 HW RAID Array 3 RAID 0 | 0
7D32CTO1WW | B9YM | Controller 3 HW RAID Array 3 RAID 1 | 0
7D32CTO1WW | B9YN | Controller 3 HW RAID Array 3 RAID 5 | 0
7D32CTO1WW | B9YP | Controller 3 HW RAID Array 3 RAID 6 | 0
7D32CTO1WW | B9YQ | Controller 3 HW RAID Array 3 RAID 10 | 0
7D32CTO1WW | BA12 | Controller 1 HW RAID Array 1 HDDs | 0
7D32CTO1WW | BA13 | Controller 1 HW RAID Array 2 HDDs | 0
7D32CTO1WW | BA14 | Controller 1 HW RAID Array 3 HDDs | 0
7D32CTO1WW | BA15 | Controller 2 HW RAID Array 1 HDDs | 0
7D32CTO1WW | BA16 | Controller 2 HW RAID Array 2 HDDs | 0
7D32CTO1WW | BA17 | Controller 2 HW RAID Array 3 HDDs | 0
7D32CTO1WW | BA18 | Controller 3 HW RAID Array 1 HDDs | 0
7D32CTO1WW | BA19 | Controller 3 HW RAID Array 2 HDDs | 0
7D32CTO1WW | BA1A | Controller 3 HW RAID Array 3 HDDs | 0
7D32CTO1WW | BA1F | ThinkSystem QLogic QLE2772 32Gb 2-Port PCIe Fibre Channel Adapter | 2309
7D32CTO1WW | BA1G | ThinkSystem QLogic QLE2770 32Gb 1-Port PCIe Fibre Channel Adapter | 1529
7D32CTO1WW | BA62 | ThinkSystem 128GB TruDDR4 3200 MHz (4Rx4 1.2V) 3DS RDIMM | 3159
7D32CTO1WW | BAVY | ThinkSystem SR850/SR860 V2 Processor and Memory Expansion Tray | 1999
7D32CTO1WW | BAW6 | ThinkSystem SR850/SR860 V2 x8/x8 PCIe FH Riser 1 | 799
7D32CTO1WW | BAW7 | ThinkSystem SR850/SR860 V2 x16/x16/x16 PCIe FH Riser 1 | 1029
7D32CTO1WW | BB0P | Intel Transparent Supply Chain. Lenovo has paired our industry leading supply chain with Intel's innovative Transparent Supply Chain program to add a layer of protection to your data center and bring peace of mind that the server hardware you bring into ... | 0
7D32CTO1WW | BB63 | ThinkSystem 7mm PM983 960GB Entry NVMe PCIe 3.0 x4 Hot Swap SSD | 599
7D32CTO1WW | BB8T | ThinkSystem 512GB TruDDR4 3200MHz (1.2V) Intel Optane Persistent Memory | 18409
7D32CTO1WW | BB8U | ThinkSystem Marvell QL41132 10GBASE-T 2-port OCP Ethernet Adapter | 509
7D32CTO1WW | BB99 | ThinkSystem SR850/SR860 V2 Platinum 8380H 28C 250W 2.9GHz Processor | 28579
7D32CTO1WW | BB9A | ThinkSystem SR850/SR860 V2 Platinum 8376H 28C 205W 2.6GHz Processor | 24939
7D32CTO1WW | BB9B | ThinkSystem SR850/SR860 V2 Platinum 8360H 24C 225W 3.0GHz Processor | 12109
7D32CTO1WW | BB9C | ThinkSystem SR850/SR860 V2 Platinum 8353H 18C 150W 2.5GHz Processor | 8779
7D32CTO1WW | BB9D | ThinkSystem SR850/SR860 V2 Platinum 8354H 18C 205W 3.1GHz Processor | 10239
7D32CTO1WW | BB9E | ThinkSystem SR850/SR860 V2 Gold 6348H 24C 165W 2.3GHz Processor | 8289
7D32CTO1WW | BB9F | ThinkSystem SR850/SR860 V2 Gold 6328H 16C 165W 2.8GHz Processor | 5469
7D32CTO1WW | BB9G | ThinkSystem SR850/SR860 V2 Gold 6330H 24C 150W 2.0GHz Processor | 5849
7D32CTO1WW | BB9J | ThinkSystem SR850/SR860 V2 Gold 5320H 20C 150W 2.4GHz Processor | 4789
7D32CTO1WW | BB9K | ThinkSystem SR850/SR860 V2 Gold 5318H 18C 150W 2.5GHz Processor | 3939
7D32CTO1WW | BB9M | ThinkSystem SR850/SR860 V2 Platinum 8356H 8C 190W 3.9GHz Processor | 9789
7D32CTO1WW | BB9R | ThinkSystem 2.5" Intel S4610 7.68TB Mainstream SATA 6Gb Hot Swap SSD | 6789
7D32CTO1WW | BBM8 | Controller 1 SW RAID Array 1 HDDs | 0
7D32CTO1WW | BBM9 | Controller 1 SW RAID Array 2 HDDs | 0
7D32CTO1WW | BBMA | Controller 2 SW RAID Array 1 HDDs | 0
7D32CTO1WW | BBMB | Controller 2 SW RAID Array 2 HDDs | 0
7D32CTO1WW | BBMC | Controller 1 VROC RAID Array 1 HDDs | 0
7D32CTO1WW | BBMD | Controller 1 VROC RAID Array 2 HDDs | 0
7D32CTO1WW | BBME | Controller 1 VROC RAID Array 3 HDDs | 0
7D32CTO1WW | BBN2 | Controller 1 Array 2 No RAID | 0
7D32CTO1WW | BBN3 | Controller 1 Array 3 No RAID | 0
7D32CTO1WW | BBN4 | Controller 2 Array 2 No RAID | 0
7D32CTO1WW | BBN5 | Controller 2 Array 3 No RAID | 0
7D32CTO1WW | BBN6 | Controller 3 Array 2 No RAID | 0
7D32CTO1WW | BBN7 | Controller 3 Array 3 No RAID | 0
7D32CTO1WW | BBNJ | Controller 1 No SW RAID Array | 0
7D32CTO1WW | BBNK | Controller 1 SW RAID Array 1 RAID 0 | 0
7D32CTO1WW | BBNL | Controller 1 SW RAID Array 1 RAID 1 | 0
7D32CTO1WW | BBNM | Controller 1 SW RAID Array 1 RAID 5 | 0
7D32CTO1WW | BBNP | Controller 1 SW RAID Array 1 RAID 10 | 0
7D32CTO1WW | BBNQ | Controller 1 SW RAID Array 2 No RAID | 0
7D32CTO1WW | BBNR | Controller 1 SW RAID Array 2 RAID 0 | 0
7D32CTO1WW | BBNS | Controller 1 SW RAID Array 2 RAID 1 | 0
7D32CTO1WW | BBNT | Controller 1 SW RAID Array 2 RAID 5 | 0
7D32CTO1WW | BBNV | Controller 1 SW RAID Array 2 RAID 10 | 0
7D32CTO1WW | BBNW | Controller 1 SAS HDD Hot Spare | 0
7D32CTO1WW | BBNX | Controller 2 SAS HDD Hot Spare | 0
7D32CTO1WW | BBNY | Controller 3 SAS HDD Hot Spare | 0
7D32CTO1WW | BBP2 | Controller 2 No SW RAID Array | 0
7D32CTO1WW | BBP3 | Controller 2 SW RAID Array 1 RAID 0 | 0
7D32CTO1WW | BBP4 | Controller 2 SW RAID Array 1 RAID 1 | 0
7D32CTO1WW | BBP5 | Controller 2 SW RAID Array 1 RAID 5 | 0
7D32CTO1WW | BBP7 | Controller 2 SW RAID Array 1 RAID 10 | 0
7D32CTO1WW | BBP8 | Controller 2 SW RAID Array 2 No RAID | 0
7D32CTO1WW | BBP9 | Controller 2 SW RAID Array 2 RAID 0 | 0
7D32CTO1WW | BBPA | Controller 2 SW RAID Array 2 RAID 1 | 0
7D32CTO1WW | BBPB | Controller 2 SW RAID Array 2 RAID 5 | 0
7D32CTO1WW | BBPD | Controller 2 SW RAID Array 2 RAID 10 | 0
7D32CTO1WW | BBPG | Controller 1 NVMe SSD Hot Spare | 0
7D32CTO1WW | BBPH | Controller 2 NVMe SSD Hot Spare | 0
7D32CTO1WW | BBPJ | Controller 3 NVMe SSD Hot Spare | 0
7D32CTO1WW | BBPL | Controller 1 No VROC RAID Array | 0
7D32CTO1WW | BBPM | Controller 1 VROC RAID Array 1 RAID 0 | 0
7D32CTO1WW | BBPN | Controller 1 VROC RAID Array 1 RAID 1 | 0
7D32CTO1WW | BBPP | Controller 1 VROC RAID Array 1 RAID 5 | 0
7D32CTO1WW | BBPR | Controller 1 VROC RAID Array 1 RAID 10 | 0
7D32CTO1WW | BBPS | Controller 1 VROC RAID Array 2 No RAID | 0
7D32CTO1WW | BBPT | Controller 1 VROC RAID Array 2 RAID 0 | 0
7D32CTO1WW | BBPU | Controller 1 VROC RAID Array 2 RAID 1 | 0
7D32CTO1WW | BBPV | Controller 1 VROC RAID Array 2 RAID 5 | 0
7D32CTO1WW | BBPX | Controller 1 VROC RAID Array 2 RAID 10 | 0
7D32CTO1WW | BBPY | Controller 1 VROC RAID Array 3 No RAID | 0
7D32CTO1WW | BBPZ | Controller 1 VROC RAID Array 3 RAID 0 | 0
7D32CTO1WW | BBQ0 | Controller 1 VROC RAID Array 3 RAID 1 | 0
7D32CTO1WW | BBQ1 | Controller 1 VROC RAID Array 3 RAID 5 | 0
7D32CTO1WW | BBQ3 | Controller 1 VROC RAID Array 3 RAID 10 | 0
7D32CTO1WW | BBQ8 | Controller 1 SATA SSD Hot Spare | 0
7D32CTO1WW | BBQ9 | Controller 1 SAS SSD Hot Spare | 0
7D32CTO1WW | BBQA | Controller 1 SATA HDD Hot Spare | 0
7D32CTO1WW | BBQB | Controller 2 SATA SSD Hot Spare | 0
7D32CTO1WW | BBQC | Controller 2 SAS SSD Hot Spare | 0
7D32CTO1WW | BBQD | Controller 2 SATA HDD Hot Spare | 0
7D32CTO1WW | BBQE | Controller 3 SATA SSD Hot Spare | 0
7D32CTO1WW | BBQF | Controller 3 SAS SSD Hot Spare | 0
7D32CTO1WW | BBQG | Controller 3 SATA HDD Hot Spare | 0
7D32CTO1WW | BC4R | ThinkSystem 2.5" PM1643a 15.36TB Entry SAS 12Gb Hot Swap SSD | 10029
7D32CTO1WW | BC4V | Non RAID NVMe | 0
7D32CTO1WW | BCD5 | ThinkSystem Intel X710-T2L 10GBASE-T 2-port OCP Ethernet Adapter | 369
7D32CTO1WW | BCFR | ThinkSystem U.2 Intel P5600 3.2TB Mainstream NVMe PCIe 4.0 x4 Hot Swap SSD | 3829
7D32CTO1WW | BCFS | ThinkSystem U.2 Intel P5600 6.4TB Mainstream NVMe PCIe 4.0 x4 Hot Swap SSD | 7639
7D32CTO1WW | BCFT | ThinkSystem U.2 Intel P5500 1.92TB Entry NVMe PCIe 4.0 x4 Hot Swap SSD | 1479
7D32CTO1WW | BCFV | ThinkSystem U.2 Intel P5600 1.6TB Mainstream NVMe PCIe 4.0 x4 Hot Swap SSD | 1919
7D32CTO1WW | BCFW | ThinkSystem U.2 Intel P5500 3.84TB Entry NVMe PCIe 4.0 x4 Hot Swap SSD | 2689
7D32CTO1WW | BCPE | ThinkSystem SR850 V2 Rail Kit | 159
7D32CTO1WW | BCPF | ThinkSystem SR850 V2 x16/x16 PCIe FHHL Riser Kit | 89
7D32CTO1WW | BCPH | ThinkSystem SR850 V2 Chassis | 929
7D32CTO1WW | BCPP | PCI Riser Bracket x8 | 29
7D32CTO1WW | BCPS | Fan Assembly | 69
7D32CTO1WW | BCQ8 | ThinkSystem Power Paddle SR850 V2 | 239
7D32CTO1WW | BCQ9 | System Board SR850 V2 | 2939
7D32CTO1WW | BCQM | ThinkSystem 2U/4U 8x2.5" NVMe Backplane | 309
7D32CTO1WW | BD49 | ThinkSystem Broadcom 57454 10/25GbE SFP28 4-port PCIe Ethernet Adapter V2 | 549
7D32CTO1WW | BD8D | ThinkSystem SR850/SR860 V2 Gold 6328HL 16C 165W 2.8GHz Processor | 12499
7D32CTO1WW | BD8E | ThinkSystem SR850/SR860 V2 Platinum 8376HL 28C 205W 2.6GHz Processor | 31959
7D32CTO1WW | BD8F | ThinkSystem SR850/SR860 V2 Platinum 8380HL 28C 250W 2.9GHz Processor | 35749
7D32CTO1WW | BD8P | SR860 V2 Dummy Indicator for Retimer/Switch Cable Option | 0
7D32CTO1WW | BDXU | ThinkSystem SR850/SR860 V2 Platinum 8360HL 24C 225W 3.0GHz Processor | 18839
7D32CTO1WW | BE03 | ThinkSystem U.3 Kioxia CM6-V 800GB Mainstream NVMe PCIe 4.0 x4 Hot Swap SSD | 1439
7D32CTO1WW | BE37 | SR850 V2 Dummy Indicator for Cable Option | 0
7D32CTO1WW | BE4T | ThinkSystem Mellanox ConnectX-6 Lx 10/25GbE SFP28 2-Port OCP Ethernet Adapter | 409
7D32CTO1WW | BE4U | ThinkSystem Mellanox ConnectX-6 Lx 10/25GbE SFP28 2-Port PCIe Ethernet Adapter | 409
7D32CTO1WW | BE5E | VMware ESXi 7.0 U1 (Factory Installed) | 0
7D32CTO1WW | BFH1 | Lenovo 100Gb SR4 QSFP28 Ethernet Transceiver | 689
7D32CTO1WW | BFY5 | ThinkSystem RAID 530-16i PCIe 12Gb Adapter | 579
7D32CTO1WW | BFY6 | ThinkSystem Broadcom 57454 10GBASE-T 4-port PCIe Ethernet Adapter | 719
7D32CTO1WW | BFYB | Operating mode selection for: "Maximum Performance Mode" | 0
7D32CTO1WW | BFYC | Operating mode selection for: "Minimal Power Mode" | 0
7D32CTO1WW | BFYD | Operating mode selection for: "Efficiency Favoring Power Savings Mode" | 0
7D32CTO1WW | BFYE | Operating mode selection for: "Efficiency - Favoring Performance Mode" | 0
7D32CTO1WW | BFZZ | ThinkSystem 2.5" Nytro 3732 800GB Performance SAS 12Gb Hot Swap SSD SED | 1669
7D32CTO1WW | BG04 | ThinkSystem 2.5" Nytro 3732 3.2TB Performance SAS 12Gb Hot Swap SSD | 6259
7D32CTO1WW | BG05 | ThinkSystem 2.5" Nytro 3732 1.6TB Performance SAS 12Gb Hot Swap SSD | 3259
7D32CTO1WW | BG06 | ThinkSystem 2.5" Nytro 3732 800GB Performance SAS 12Gb Hot Swap SSD | 1669
7D32CTO1WW | BG07 | ThinkSystem 2.5" Nytro 3732 400GB Performance SAS 12Gb Hot Swap SSD | 1029
7D32CTO1WW | BHS8 | ThinkSystem 750W (230V) v2 Titanium Hot-Swap Power Supply | 399
7D32CTO1WW | BHS9 | ThinkSystem 1100W (230V/115V) v2 Platinum Hot-Swap Power Supply | 379
7D32CTO1WW | BHSR | VMware ESXi 7.0 U2 (Factory Installed) | 0
7D32CTO1WW | BHSS | MI for PXE with RJ45 Network port | 0
7D32CTOLWW | 64 | QLogic 10Gb SFP+ SR Optical Transceiver | 909
7D32CTOLWW | 69 | Brocade 10Gb SFP+ SR Optical Transceiver | 909
7D32CTOLWW | 747 | UID Asset Tag Label | 20
7D32CTOLWW | 2302 | RAID Configuration | 149
7D32CTOLWW | 2306 | Integration >1U Component | 125
7D32CTOLWW | 2321 | Custom MFG SVCS Fee - Small Increment | 3
7D32CTOLWW | 3797 | 1.5m Green Cat5e Cable | 17
7D32CTOLWW | 3798 | 3m Green Cat5e Cable | 19
7D32CTOLWW | 3799 | 10m Green Cat5e Cable | 29
7D32CTOLWW | 3803 | 3m Blue Cat5e Cable | 25
7D32CTOLWW | 5053 | SFP+ SR Transceiver | 699
7D32CTOLWW | 5341 | Virtual Media Conversion Option Gen2 (VCO2) | 129
7D32CTOLWW | 5977 | Select Storage devices - no configured RAID required | 0
7D32CTOLWW | 5978 | Select Storage devices - configured RAID | 0
7D32CTOLWW | 6139 | SF Instruction | 0
7D32CTOLWW | 6201 | 1.5m, 10A/100-250V, C13 to IEC 320-C14 Rack Power Cable | 19
7D32CTOLWW | 6204 | 2.8m, 10A/100-250V, C13 to IEC 320-C20 Rack Power Cable | 19
7D32CTOLWW | 6252 | 2.5m, 16A/100-250V, C19 to IEC 320-C20 Rack Power Cable | 19
7D32CTOLWW | 6263 | 4.3m, 10A/100-250V, C13 to IEC 320-C14 Rack Power Cable | 19
7D32CTOLWW | 6275 | 4.3m, 16A/208V, C19 to NEMA L6-20P (US) Line Cord | 49
7D32CTOLWW | 6276 | Line cord - 4.3m, 220-240V, C19 to IRAM 2073 (Argentina) | 19
7D32CTOLWW | 6277 | Line Cord - 4.3m, 250V, C19 to NBR 14136 (Brazil) | 19
7D32CTOLWW | 6278 | Line cord - 4.3m, 220-240V, C19 to BS 1363/A w/13A fuse (UK) | 19
7D32CTOLWW | 6279 | Line cord - 4.3m, 220-240V, C19 to CEE7-VII (European) | 19
7D32CTOLWW | 6283 | 4.3m, 16A/230V, C19 to IEC 309-P+N+G (Den/Sws) Line Cord | 59
7D32CTOLWW | 6287 | 4.3m, 16A/250V, C19 to CNS 10917-3 (Taiwan) Line Cord | 19
7D32CTOLWW | 6289 | 4.3m, 15A/250V, C19 to KSC 8305 (S. Korea) Line Cord | 19
7D32CTOLWW | 6311 | 2.8m, 10A/100-250V, C13 to IEC 320-C14 Rack Power Cable | 9
7D32CTOLWW | 6313 | 2.8m, 10A/120V, C13 to NEMA 5-15P (US) Line Cord | 19
7D32CTOLWW | 6370 | 4.3m, 10A/125V, C13 to NEMA 5-15P (US) Line Cord | 10
7D32CTOLWW | 6373 | 4.3m, 10A/250V, C13 to NEMA 6-15P (US) Line Cord | 15
7D32CTOLWW | 6400 | 2.8m, 13A/100-250V, C13 to C14 Jumper Cord | 9
7D32CTOLWW | 6401 | 2.8m, 13A/120V, C13 to NEMA 5-15P (US) Line Cord | 29
7D32CTOLWW | 6570 | 2.0m, 13A/100-250V, C13 to C14 Jumper Cord | 19
7D32CTOLWW | 6583 | 4.3m, 13A/100-250V, C13 to C14 Rack Power Cable | 19
7D32CTOLWW | 7831 | Customer Solution Center Services | 0
7D32CTOLWW | 8034 | LeSI Solution Component | 0
7D32CTOLWW | 8067 | TAA Compliant Order | 0
7D32CTOLWW | 8072 | General Racking Solution | 0
7D32CTOLWW | 8086 | No Publications Selected | 0
7D32CTOLWW | 8971 | Integrate in manufacturing | 0
7D32CTOLWW | 8972 | Ship Uninstalled (Safety) | 0
7D32CTOLWW | 9013 | Hot Spare | 0
7D32CTOLWW | 9017 | Enable Memory Mirroring | 0
7D32CTOLWW | A102 | Advanced Grouping | 0
7D32CTOLWW | A103 | System x Cluster Upgrade | 0
7D32CTOLWW | A193 | Integrated Solutions | 0
7D32CTOLWW | A1DP | 1m QSFP to QSFP+ Cable | 269
7D32CTOLWW | A1DQ | 3m QSFP+ to QSFP+ Cable | 329
7D32CTOLWW | A1MT | 10m Green Cat6 Cable | 49
7D32CTOLWW | A1MW | 25m Green Cat6 Cable | 105
7D32CTOLWW | A1NV | 4.3m, 15A/250V, C19 to NEMA 6-15P (US) Line Cord | 49
7D32CTOLWW | A1PH | 1m Passive DAC SFP+ Cable | 69
7D32CTOLWW | A1PJ | 3m Passive DAC SFP+ Cable | 89
7D32CTOLWW | A1PK | 5m Passive DAC SFP+ Cable | 159
7D32CTOLWW | A1RF | 2.8m, 10A/250V, C13 to NEMA 6-15P Line Cord | 15
7D32CTOLWW | A2X8 | 5m QSFP+ to QSFP+ Cable | 379
7D32CTOLWW | A2X9 | 7m QSFP+ to QSFP+ Cable | 429
7D32CTOLWW | A3RG | 0.5m Passive DAC SFP+ Cable | 79
7D32CTOLWW | A3RH | 7m Passive DAC SFP+ Cable | 179
7D32CTOLWW | A4VP | 1.0m, 10A/100-250V, C13 to IEC 320-C14 Rack Power Cable | 19
7D32CTOLWW | A51N | 1.5m Passive DAC SFP+ Cable | 89
7D32CTOLWW | A51P | 2m Passive DAC SFP+ Cable | 89
7D32CTOLWW | A5DL | SFP 1000Base-T (RJ-45) Transceiver | 89
7D32CTOLWW | A5U1 | SKLM for System x w/SEDs - FoD per Install w/1Yr S&S | 199
7D32CTOLWW | A5UA | Lenovo 1m MPO-4xLC OM3 MMF Breakout Cable | 279
7D32CTOLWW | A5UB | Lenovo 3m MPO-4xLC OM3 MMF Breakout Cable | 329
7D32CTOLWW | A5UC | Lenovo 5m MPO-4xLC OM3 MMF Breakout Cable | 379
7D32CTOLWW | AS6C | SKLM for System x w/SEDs - FoD per Install w/3Yr S&S | 299
7D32CTOLWW | ASR5 | Lenovo 0.5m LC-LC OM3 MMF Cable | 24
7D32CTOLWW | ASR6 | Lenovo 1m LC-LC OM3 MMF Cable | 24
7D32CTOLWW | ASR7 | Lenovo 3m LC-LC OM3 MMF Cable | 24
7D32CTOLWW | ASR8 | Lenovo 5m LC-LC OM3 MMF Cable | 29
7D32CTOLWW | ASR9 | Lenovo 10m LC-LC OM3 MMF Cable | 39
7D32CTOLWW | ASRA | Lenovo 15m LC-LC OM3 MMF Cable | 45
7D32CTOLWW | ASRB | Lenovo 25m LC-LC OM3 MMF Cable | 54
7D32CTOLWW | AT2R | Lenovo 1m Active DAC SFP+ Cables | 129
7D32CTOLWW | AT2S | Lenovo 3m Active DAC SFP+ Cables | 139
7D32CTOLWW | AT2T | Lenovo 5m Active DAC SFP+ Cables | 159
7D32CTOLWW | AT2U | Lenovo 10m QSFP+ MPO-MPO OM3 MMF Cable | 169
7D32CTOLWW | AT2V | Lenovo 30m QSFP+ MPO-MPO OM3 MMF Cable | 329
7D32CTOLWW | ATPX | Intel X550-T2 Dual Port 10GBase-T Adapter | 599
7D32CTOLWW | ATTJ | Lenovo Dual Rate 1G/10GB SFP Transceiver | 119
7D32CTOLWW | ATZB | QLogic 16Gb Enhanced Gen5 FC Single-port HBA | 979
7D32CTOLWW | ATZC | QLogic 16Gb Enhanced Gen5 FC Dual-port HBA | 1339
7D32CTOLWW | ATZU | Emulex 16Gb Gen6 FC Single-port HBA | 949
7D32CTOLWW | ATZV | Emulex 16Gb Gen6 FC Dual-port HBA | 1309
7D32CTOLWW | AU0M | 5m Intel OPA 100 Series Active Optical QSFP28 Cable | 899
7D32CTOLWW | AU0P | 15m Intel OPA 100 Series Active Optical QSFP28 Cable | 949
7D32CTOLWW | AUK7 | TPM 2.0 and Secure Boot | 0
7D32CTOLWW | AUKP | ThinkSystem Broadcom 57416 10GBASE-T 2-Port PCIe Ethernet Adapter | 479
7D32CTOLWW | AUKX | ThinkSystem Intel X710-DA2 PCIe 10Gb 2-Port SFP+ Ethernet Adapter | 459
7D32CTOLWW | AULV | ThinkSystem 2.5" 300GB 15K SAS 12Gb Hot Swap 512n HDD | 339
7D32CTOLWW | AULW | ThinkSystem 2.5" 600GB 15K SAS 12Gb Hot Swap 512n HDD | 469
7D32CTOLWW | AULX | ThinkSystem 2.5" 900GB 15K SAS 12Gb Hot Swap 512e HDD | 639
7D32CTOLWW | AULY | ThinkSystem 2.5" 300GB 10K SAS 12Gb Hot Swap 512n HDD | 289
7D32CTOLWW | AULZ | ThinkSystem 2.5" 600GB 10K SAS 12Gb Hot Swap 512n HDD | 319
7D32CTOLWW | AUM1 | ThinkSystem 2.5" 1.2TB 10K SAS 12Gb Hot Swap 512n HDD | 389
7D32CTOLWW | AUM2 | ThinkSystem 2.5" 1.8TB 10K SAS 12Gb Hot Swap 512e HDD | 589
7D32CTOLWW | AUM5 | ThinkSystem 2.5" 600GB 10K SAS 12Gb Hot Swap 512n HDD SED | 635
7D32CTOLWW | AUM6 | ThinkSystem 2.5" 1TB 7.2K SAS 12Gb Hot Swap 512n HDD | 469
7D32CTOLWW | AUM7 | ThinkSystem 2.5" 2TB 7.2K SAS 12Gb Hot Swap 512n HDD | 839
7D32CTOLWW | AUNG | ThinkSystem RAID 530-8i PCIe 12Gb Adapter | 299
7D32CTOLWW | AUNJ | ThinkSystem RAID 930-8i 2GB Flash PCIe 12Gb Adapter | 1009
7D32CTOLWW | AUNK | ThinkSystem RAID 930-16i 4GB Flash PCIe 12Gb Adapter | 1529
7D32CTOLWW | AUNL | ThinkSystem 430-8i SAS/SATA 12Gb HBA | 299
7D32CTOLWW | AUNM | ThinkSystem 430-16i SAS/SATA 12Gb HBA | 589
7D32CTOLWW | AUNN | ThinkSystem 430-16e SAS/SATA 12Gb HBA | 609
7D32CTOLWW | AUNP | FBU345 SuperCap | 135
7D32CTOLWW | AUNQ | ThinkSystem RAID 930-8e 4GB Flash PCIe 12Gb Adapter | 1689
7D32CTOLWW | AUNR | ThinkSystem 430-8e SAS/SATA 12Gb HBA | 299
7D32CTOLWW | AUUE | ThinkSystem 2.5" 1TB 7.2K SATA 6Gb Hot Swap 512n HDD | 469
7D32CTOLWW | AUUJ | ThinkSystem 2.5" 2TB 7.2K SATA 6Gb Hot Swap 512e HDD | 849
7D32CTOLWW | AUZV | ThinkSystem Broadcom 5719 1GbE RJ45 4-Port PCIe Ethernet Adapter | 159
7D32CTOLWW | AUZW | ThinkSystem I350-T4 PCIe 1Gb 4-Port RJ45 Ethernet Adapter | 379
7D32CTOLWW | AUZX | ThinkSystem Broadcom 5720 1GbE RJ45 2-Port PCIe Ethernet Adapter | 129
7D32CTOLWW | AUZY | ThinkSystem I350-T2 PCIe 1Gb 2-Port RJ45 Ethernet Adapter | 179
7D32CTOLWW | AUZZ | ThinkSystem I350-F1 PCIe 1Gb 1-Port SFP Ethernet Adapter | 379
7D32CTOLWW | AV1B | Lenovo 25GBase-SR SFP28 Transceiver | 449
7D32CTOLWW | AV1D | Lenovo 100GBase-SR4 QSFP28 Transceiver | 1539
7D32CTOLWW | AV1F | Lenovo 3m 25G SFP28 Active Optical Cable | 489
7D32CTOLWW | AV1H | Lenovo 10m 25G SFP28 Active Optical Cable | 499
7D32CTOLWW | AV1J | Lenovo 15m 25G SFP28 Active Optical Cable | 497
7D32CTOLWW | AV1K | Lenovo 20m 25G SFP28 Active Optical Cable | 519
7D32CTOLWW | AV1L | Lenovo 3m 100G QSFP28 Active Optical Cable | 1059
7D32CTOLWW | AV1M | Lenovo 5m 100G QSFP28 Active Optical Cable | 1069
7D32CTOLWW | AV1N | Lenovo 10m 100G QSFP28 Active Optical Cable | 1099
7D32CTOLWW | AV1P | Lenovo 15m 100G QSFP28 Active Optical Cable | 1079
7D32CTOLWW | AV1Q | Lenovo 20m 100G QSFP28 Active Optical Cable | 1179
7D32CTOLWW | AV1R | Lenovo 3m 100G to 4x25G Breakout Active Optical Cable | 1949
7D32CTOLWW | AV1S | Lenovo 5m 100G to 4x25G Breakout Active Optical Cable | 1975
7D32CTOLWW | AV1T | Lenovo 10m 100G to 4x25G Breakout Active Optical Cable | 2035
7D32CTOLWW | AV1U | Lenovo 15m 100G to 4x25G Breakout Active Optical Cable | 2095
7D32CTOLWW | AV1V | Lenovo 20m 100G to 4x25G Breakout Active Optical Cable | 2149
7D32CTOLWW | AV1W | Lenovo 1m Passive 25G SFP28 DAC Cable | 69
7D32CTOLWW | AV1X | Lenovo 3m Passive 25G SFP28 DAC Cable | 79
7D32CTOLWW | AV1Y | Lenovo 5m Passive 25G SFP28 DAC Cable | 159
7D32CTOLWW | AV1Z | Lenovo 1m Passive 100G QSFP28 DAC Cable | 99
7D32CTOLWW | AV20 | Lenovo 3m Passive 100G QSFP28 DAC Cable | 159
7D32CTOLWW | AV21 | Lenovo 5m Passive 100G QSFP28 DAC Cable | 299
7D32CTOLWW | AV22 | Lenovo 1m 100G QSFP28 to 4x25G SFP28 Breakout DAC Cable | 179
7D32CTOLWW | AV23 | Lenovo 3m 100G QSFP28 to 4x25G SFP28 Breakout DAC Cable | 299
7D32CTOLWW | AV24 | Lenovo 5m 100G QSFP28 to 4x25G SFP28 Breakout DAC Cable | 459
7D32CTOLWW | AV2B | Lenovo 1m MPO to 4x LC Breakout OM4 MMF Cable | 149
7D32CTOLWW | AV2C | Lenovo 3m MPO to 4x LC Breakout OM4 MMF Cable | 179
7D32CTOLWW | AVBX | CMA (2U) | 39
7D32CTOLWW | AVFQ | 0.75m Green Cat5e Cable | 15
7D32CTOLWW | AVFR | 1.0m Green Cat5e Cable | 19
7D32CTOLWW | AVFS | 1.25m Green Cat5e Cable | 19
7D32CTOLWW | AVFT | 0.75m Blue Cat5e Cable | 15
7D32CTOLWW | AVFU | 1.0m Blue Cat5e Cable | 19
7D32CTOLWW | AVFV | 1.25m Blue Cat5e Cable | 19
7D32CTOLWW | AVFW | 0.75m Green Cat6 Cable | 19
7D32CTOLWW | AVFX | 1.0m Green Cat6 Cable | 19
7D32CTOLWW | AVFY | 1.25m Green Cat6 Cable | 19
7D32CTOLWW | AVFZ | 1.5m Green Cat6 Cable | 19
7D32CTOLWW | AVG0 | 3m Green Cat6 Cable | 25
7D32CTOLWW | AVV0 | On Board SATA Software RAID Mode | 0
7D32CTOLWW | AVV8 | ThinkSystem External USB DVD-RW Optical Disk Drive | 79
7D32CTOLWW | AX8A | 4.3m, 13A/120V, C13 to NEMA 5-15P (US) Line Cord | 19
7D32CTOLWW | B0ML | Feature Enable TPM on MB | 0
7D32CTOLWW | B0N4 | 2.0m, 10A/100-250V, C13 to IEC 320-C14 Rack Power Cable | 29
7D32CTOLWW | B0N5 | 1.0m, 13A/100-250V, C13 to C14 Jumper Cord | 25
7D32CTOLWW | B0N6 | 1.5m, 13A/100-250V, C13 to C14 Jumper Cord | 29
7D32CTOLWW | B0RJ | 10GBASE-LR SFP+Transceiver | 350
7D32CTOLWW | B0YS | ThinkSystem 2.5" 2.4TB 10K SAS 12Gb Hot Swap 512e HDD | 629
7D32CTOLWW | B0YV | ThinkSystem 2.5" 2.4TB 10K SAS 12Gb Hot Swap 512e HDD FIPS | 1299
7D32CTOLWW | B0YX | ThinkSystem 2.5" 1.2TB 10K SAS 12Gb Hot Swap 512n HDD SED | 749
7D32CTOLWW | B22J | 5m Intel OPA 100 Series Active Optical QSFP28 Low Power Cable | 809
7D32CTOLWW | B22K | 10m Intel OPA 100 Series Active Optical QSFP28 Low Power Cable | 829
7D32CTOLWW | B22L | 15m Intel OPA 100 Series Active Optical QSFP28 Low Power Cable | 839
7D32CTOLWW | B22M | 20m Intel OPA 100 Series Active Optical QSFP28 Low Power Cable | 849
7D32CTOLWW | B2UZ | Lenovo 1m 100G QSFP28 Active Optical Cable | 949
7D32CTOLWW | B30W | Custom MFG SVCS Fee - Medium Increment | 30
7D32CTOLWW | B30X | Custom MFG SVCS Fee - Large Increment | 300
7D32CTOLWW | B31G | ThinkSystem QLogic QL41134 PCIe 10Gb 4-Port Base-T Ethernet Adapter | 799
7D32CTOLWW | B34N | ThinkSystem U.2 PM983 1.92TB Entry NVMe PCIe 3.0 x4 Hot Swap SSD | 939
7D32CTOLWW | B34P | ThinkSystem U.2 PM983 3.84TB Entry NVMe PCIe 3.0 x4 Hot Swap SSD | 1839
7D32CTOLWW | B498 | ThinkSystem 2.5" Intel S4510 240GB Entry SATA 6Gb Hot Swap SSD | 149
7D32CTOLWW | B499 | ThinkSystem 2.5" Intel S4510 480GB Entry SATA 6Gb Hot Swap SSD | 309
7D32CTOLWW | B49A | ThinkSystem 2.5" Intel S4510 960GB Entry SATA 6Gb Hot Swap SSD | 529
7D32CTOLWW | B49B | ThinkSystem 2.5" Intel S4510 1.92TB Entry SATA 6Gb Hot Swap SSD | 1049
7D32CTOLWW | B49C | ThinkSystem 2.5" Intel S4510 3.84TB Entry SATA 6Gb Hot Swap SSD | 1979
7D32CTOLWW | B49L | ThinkSystem 2.5" Intel S4610 240GB Mainstream SATA 6Gb Hot Swap SSD | 399
7D32CTOLWW | B49M | ThinkSystem 2.5" Intel S4610 480GB Mainstream SATA 6Gb Hot Swap SSD | 479
7D32CTOLWW | B49N | ThinkSystem 2.5" Intel S4610 960GB Mainstream SATA 6Gb Hot Swap SSD | 699
7D32CTOLWW | B49P | ThinkSystem 2.5" Intel S4610 1.92TB Mainstream SATA 6Gb Hot Swap SSD | 1289
7D32CTOLWW | B49Q | ThinkSystem 2.5" Intel S4610 3.84TB Mainstream SATA 6Gb Hot Swap SSD | 2499
7D32CTOLWW | B4D3 | ThinkSystem U.2 PM983 7.68TB Entry NVMe PCIe3.0 x4 Hot Swap SSD | 4999
7D32CTOLWW | B4PA | ThinkSystem 1610-8P NVMe Switch Adapter | 1199
7D32CTOLWW | B4QQ | 0.5m Mellanox HDR IB Passive Copper QSFP56 Cable | 299
7D32CTOLWW | B4QR | 1m Mellanox HDR IB Passive Copper QSFP56 Cable | 399
7D32CTOLWW | B4QS | 1.5m Mellanox HDR IB Passive Copper QSFP56 Cable | 449
7D32CTOLWW | B4QT | 2m Mellanox HDR IB Passive Copper QSFP56 Cable | 499
7D32CTOLWW | B4QW | 3m Mellanox HDR IB Active Optical QSFP56 Cable | 2099
7D32CTOLWW | B4QX | 5m Mellanox HDR IB Active Optical QSFP56 Cable | 2149
7D32CTOLWW | B4QY | 10m Mellanox HDR IB Active Optical QSFP56 Cable | 2199
7D32CTOLWW | B4QZ | 15m Mellanox HDR IB Active Optical QSFP56 Cable | 2249
7D32CTOLWW | B4R0 | 20m Mellanox HDR IB Active Optical QSFP56 Cable | 2299
7D32CTOLWW | B4R1 | 1m Mellanox HDR IB to 2x HDR100 Splitter Passive Copper QSFP56 Cable | 399
7D32CTOLWW | B4R2 | 1.5m Mellanox HDR IB to 2x HDR100 Splitter Passive Copper QSFP56 Cable | 449
7D32CTOLWW | B4R4 | 3m Mellanox HDR IB to 2x HDR100 Splitter Optical QSFP56 Cable | 2799
7D32CTOLWW | B4R5 | 5m Mellanox HDR IB to 2x HDR100 Splitter Optical QSFP56 Cable | 2899
7D32CTOLWW | B4R6 | 10m Mellanox HDR IB to 2x HDR100 Splitter Optical QSFP56 Cable | 2999
7D32CTOLWW | B4R7 | 15m Mellanox HDR IB to 2x HDR100 Splitter Optical QSFP56 Cable | 3199
7D32CTOLWW | B4R8 | 20m Mellanox HDR IB to 2x HDR100 Splitter Optical QSFP56 Cable | 3299
7D32CTOLWW | B4R9 | ThinkSystem Mellanox ConnectX-6 HDR100/100GbE QSFP56 1-port PCIe VPI Adapter | 1779
7D32CTOLWW | B4RA | ThinkSystem Mellanox ConnectX-6 HDR100/100GbE QSFP56 2-port PCIe VPI Adapter | 2099
7D32CTOLWW | B4RB | ThinkSystem Mellanox HDR/200GbE 2x PCIe Aux Kit | 639
7D32CTOLWW | B4RC | ThinkSystem Mellanox ConnectX-6 HDR/200GbE QSFP56 1-port PCIe 4 VPI Adapter | 2209
7D32CTOLWW | B4Y3 | ThinkSystem 256GB TruDDR4 2933MHz (8Rx4 1.2V) 3DS RDIMM | 9159
7D32CTOLWW | B4YB | ThinkSystem NVIDIA T4 16GB PCIe Passive GPU | 6279
7D32CTOLWW | B529 | Intel Optane DC Persistent Memory - App Direct Mode only | 0
7D32CTOLWW | B58F | ThinkSystem U.2 Intel P4510 1.0TB Entry NVMe PCIe3.0 x4 Hot Swap SSD | 539
7D32CTOLWW | B58G | ThinkSystem U.2 Intel P4510 2.0TB Entry NVMe PCIe3.0 x4 Hot Swap SSD | 1459
7D32CTOLWW | B5SS | ThinkSystem Broadcom 57416 10GBASE-T 2-port + 5720 1GbE 2-port OCP Ethernet Adapter | 509
7D32CTOLWW | B5ST | ThinkSystem Broadcom 57416 10GBASE-T 2-port OCP Ethernet Adapter | 449
7D32CTOLWW | B5SV | ThinkSystem Broadcom 57454 10/25GbE SFP28 4-port OCP Ethernet Adapter | 539
7D32CTOLWW | B5SW | ThinkSystem Marvell QL41232 10/25GbE SFP28 2-Port OCP Ethernet Adapter | 369
7D32CTOLWW | B5SX | ThinkSystem Emulex LPe35000 32Gb 1-port PCIe Fibre Channel Adapter | 1739
7D32CTOLWW | B5SY | ThinkSystem Emulex LPe35002 32Gb 2-port PCIe Fibre Channel Adapter | 2599
7D32CTOLWW | B5T0 | ThinkSystem Broadcom 57414 10/25GbE SFP28 2-port PCIe Ethernet Adapter | 389
7D32CTOLWW | B5T1 | ThinkSystem Broadcom 5719 1GbE RJ45 4-port OCP Ethernet Adapter | 159
7D32CTOLWW | B5T4 | ThinkSystem Broadcom 57454 10GBASE-T 4-port OCP Ethernet Adapter | 739
7D32CTOLWW | B652 | ThinkSystem Marvell QL41232 10/25GbE SFP28 2-Port PCIe Ethernet Adapter | 339
7D32CTOLWW | B68K | 30m Mellanox HDR IB to 2x HDR100 Splitter Optical QSFP56 Cable | 3499
7D32CTOLWW | B68L | 2m Mellanox HDR IB to 2x HDR100 Splitter Passive Copper QSFP56 Cable | 499
7D32CTOLWW | B87R | Mellanox CX6 Socket-Direct Adapter Cable Assemble Way | 0
7D32CTOLWW | B8HP | ThinkSystem 2.5" 5300 960GB Entry SATA 6Gb Hot Swap SSD | 489
7D32CTOLWW | B8HU | ThinkSystem 2.5" PM1645a 800GB Mainstream SAS 12Gb Hot Swap SSD | 819
7D32CTOLWW | B8HV | ThinkSystem 2.5" 5300 240GB Entry SATA 6Gb Hot Swap SSD | 359
7D32CTOLWW | B8HW | ThinkSystem HHHL PM1735 3.2TB Mainstream NVMe PCIe4.0 x8 Flash Adapter | 3179
7D32CTOLWW | B8HY | ThinkSystem 2.5" 5300 480GB Mainstream SATA 6Gb Hot Swap SSD | 429
7D32CTOLWW | B8J1 | ThinkSystem 2.5" 5300 240GB Mainstream SATA 6Gb Hot Swap SSD | 409
7D32CTOLWW | B8J2 | ThinkSystem 2.5" 5300 7.68TB Entry SATA 6Gb Hot Swap SSD | 3649
7D32CTOLWW | B8J4 | ThinkSystem 2.5" PM1645a 1.6TB Mainstream SAS 12Gb Hot Swap SSD | 1379
7D32CTOLWW | B8J5 | ThinkSystem 2.5" 5300 1.92TB Entry SATA 6Gb Hot Swap SSD | 939
7D32CTOLWW | B8J6 | ThinkSystem 2.5" 5300 960GB Mainstream SATA 6Gb Hot Swap SSD | 729
7D32CTOLWW | B8J7 | ThinkSystem 2.5" 5300 3.84TB Mainstream SATA 6Gb Hot Swap SSD | 2179
7D32CTOLWW | B8JA | ThinkSystem 2.5" PM1645a 6.4TB Mainstream SAS 12Gb Hot Swap SSD | 6049
7D32CTOLWW | B8JD | ThinkSystem 2.5" PM1645a 3.2TB Mainstream SAS 12Gb Hot Swap SSD | 2579
7D32CTOLWW | B8JE | ThinkSystem 2.5" 5300 1.92TB Mainstream SATA 6Gb Hot Swap SSD | 1279
7D32CTOLWW | B8JM | ThinkSystem 2.5" 5300 480GB Entry SATA 6Gb Hot Swap SSD | 309
7D32CTOLWW | B8JP | ThinkSystem 2.5" 5300 3.84TB Entry SATA 6Gb Hot Swap SSD | 1789
7D32CTOLWW | B8L4 | ThinkSystem 7mm Tray Filler | 9
7D32CTOLWW | B8LM | ThinkSystem 2U/4U 8x2.5" AnyBay Backplane | 309
7D32CTOLWW | B8LU | ThinkSystem 2U 8x2.5" SAS/SATA Backplane | 129
7D32CTOLWW | B8M2 | ThinkSystem 2U New Security Bezel | 59
7D32CTOLWW | B8NW | ThinkSystem RAID 940-8i 8GB Flash PCIe Gen4 12Gb Adapter | 1759
7D32CTOLWW | B8NY | ThinkSystem Raid 940-8i 4GB Flash PCIe Gen4 12Gb Adapter | 1179
7D32CTOLWW | B8NZ | ThinkSystem RAID 940-16i 8GB Flash PCIe Gen4 12Gb Adapter | 2049
7D32CTOLWW | B8P2 | ThinkSystem 2U 7mm Drive Kit w/ SATA RAID | 249
7D32CTOLWW | B8P3 | ThinkSystem 2U 7mm Drive Kit w/ NVMe RAID | 639
7D32CTOLWW | B8P8 | ThinkSystem RAID 940-32i 8GB Flash PCIe Gen4 12Gb Adapter | 2359
7D32CTOLWW | B8PP | ThinkSystem Mellanox ConnectX-6 Dx 100GbE QSFP56 2-port PCIe Ethernet Adapter | 1019
7D32CTOLWW | B8QB | ThinkSystem V2 1800W (230V) Platinum Hot-Swap Power Supply | 519
7D32CTOLWW | B91A | ThinkSystem 2.5" PM1643a 960GB Entry SAS 12Gb Hot Swap SSD | 819
7D32CTOLWW | B91B | ThinkSystem 2.5" PM1643a 1.92TB Entry SAS 12Gb Hot Swap SSD | 1379
7D32CTOLWW | B91C | ThinkSystem 2.5" PM1643a 3.84TB Entry SAS 12Gb Hot Swap SSD | 2579
7D32CTOLWW | B91D | ThinkSystem 2.5" PM1643a 7.68TB Entry SAS 12Gb Hot Swap SSD | 5019
7D32CTOLWW | B93E | ThinkSystem Intel I350 1GbE RJ45 4-port OCP Ethernet Adapter | 179
7D32CTOLWW | B962 | ThinkSystem V2 2400W (230V) Platinum Hot-Swap Power Supply | 749
7D32CTOLWW | B963 | ThinkSystem 16GB TruDDR4 3200 MHz (2Rx8 1.2V) RDIMM | 229
7D32CTOLWW | B964 | ThinkSystem 32GB TruDDR4 3200 MHz (2Rx4 1.2V) RDIMM | 459
7D32CTOLWW | B965 | ThinkSystem 32GB TruDDR4 3200 MHz (2Rx8 1.2V) RDIMM | 459
7D32CTOLWW | B966 | ThinkSystem 64GB TruDDR4 3200 MHz (2Rx4 1.2V) RDIMM | 899
7D32CTOLWW | B96F | ThinkSystem Broadcom 57508 100GbE QSFP56 2-port PCIe 4 Ethernet Adapter | 1059
7D32CTOLWW | B96G | Intel VROC (VMD NVMe RAID) Premium | 439
7D32CTOLWW | B96L | ThinkSystem U.2 Intel Optane P4800X 1.5TB Performance NVMe PCIe 3.0 x4 Hot Swap SSD 60DWPD | 14769
7D32CTOLWW | B96P | ThinkSystem U.3 Kioxia CM6-V 6.4TB Mainstream NVMe PCIe4.0 x4 Hot Swap SSD | 6789
7D32CTOLWW | B96Q | ThinkSystem 7mm Intel S4510 240GB Entry SATA 6Gb Hot Swap SSD | 149
7D32CTOLWW | B96R | ThinkSystem 7mm Intel S4510 960GB Entry SATA 6Gb Hot Swap SSD | 569
7D32CTOLWW | B96S | ThinkSystem 7mm Intel S4510 480GB Entry SATA 6Gb Hot Swap SSD | 209
7D32CTOLWW | B96T | ThinkSystem U.3 Kioxia CM6-V 3.2TB Mainstream NVMe PCIe4.0 x4 Hot Swap SSD | 3459
7D32CTOLWW | B96X | ThinkSystem 2.5" Intel S4510 7.68TB Entry SATA 6Gb Hot Swap SSD | 4529
7D32CTOLWW | B96Z | ThinkSystem U.3 Kioxia CM6-V 1.6TB Mainstream NVMe PCIe4.0 x4 Hot Swap SSD | 1919
7D32CTOLWW | B972 | ThinkSystem U.2 Intel Optane P4800X 375GB Performance NVMe PCIe 3.0 x4 Hot Swap SSD 60DWPD | 3699
7D32CTOLWW | B973 | ThinkSystem U.2 Intel Optane P4800X 750GB Performance NVMe PCIe 3.0 x4 Hot Swap SSD 60DWPD | 7119
7D32CTOLWW | B98A | ThinkSystem 256GB TruDDR4 3200MHz (1.2V) Intel Optane Persistent Memory | 4279
7D32CTOLWW | B98B | ThinkSystem 128GB TruDDR4 3200MHz (1.2V) Intel Optane Persistent Memory | 1149
7D32CTOLWW | B9VR | ThinkSystem RAID 940-16i 8GB Flash PCIe Gen4 12Gb Adapter for SAS/SATA | 0
7D32CTOLWW | B9VV | ThinkSystem RAID 940-16i 8GB Flash PCIe Gen4 12Gb Adapter for U.2 Tri-mode | 0
7D32CTOLWW | B9X7 | Intel VROC (VMD NVMe RAID) Intel SSD Only | 0
7D32CTOLWW | B9XB | Controller 1 No RAID Array | 0
7D32CTOLWW | B9XC | Controller 1 HW RAID Array 1 RAID 0 | 0
7D32CTOLWW | B9XD | Controller 1 HW RAID Array 1 RAID 1 | 0
7D32CTOLWW | B9XE | Controller 1 HW RAID Array 1 RAID 5 | 0
7D32CTOLWW | B9XF | Controller 1 HW RAID Array 1 RAID 6 | 0
7D32CTOLWW | B9XG | Controller 1 HW RAID Array 1 RAID 10 | 0
7D32CTOLWW | B9XH | Controller 1 HW RAID Array 2 RAID 0 | 0
7D32CTOLWW | B9XJ | Controller 1 HW RAID Array 2 RAID 1 | 0
7D32CTOLWW | B9XK | Controller 1 HW RAID Array 2 RAID 5 | 0
7D32CTOLWW | B9XL | Controller 1 HW RAID Array 2 RAID 6 | 0
7D32CTOLWW | B9XM | Controller 1 HW RAID Array 2 RAID 10 | 0
7D32CTOLWW | B9XN | Controller 1 HW RAID Array 3 RAID 0 | 0
7D32CTOLWW | B9XP | Controller 1 HW RAID Array 3 RAID 1 | 0
7D32CTOLWW | B9XQ | Controller 1 HW RAID Array 3 RAID 5 | 0
7D32CTOLWW | B9XR | Controller 1 HW RAID Array 3 RAID 6 | 0
7D32CTOLWW | B9XS | Controller 1 HW RAID Array 3 RAID 10 | 0
7D32CTOLWW | B9XT | Controller 2 No RAID Array | 0
7D32CTOLWW | B9XU | Controller 2 HW RAID Array 1 RAID 0 | 0
7D32CTOLWW | B9XV | Controller 2 HW RAID Array 1 RAID 1 | 0
7D32CTOLWW | B9XW | Controller 2 HW RAID Array 1 RAID 5 | 0
7D32CTOLWW | B9XX | Controller 2 HW RAID Array 1 RAID 6 | 0
7D32CTOLWW | B9XY | Controller 2 HW RAID Array 1 RAID 10 | 0
7D32CTOLWW | B9XZ | Controller 2 HW RAID Array 2 RAID 0 | 0
7D32CTOLWW | B9Y0 | Controller 2 HW RAID Array 2 RAID 1 | 0
7D32CTOLWW | B9Y1 | Controller 2 HW RAID Array 2 RAID 5 | 0
7D32CTOLWW | B9Y2 | Controller 2 HW RAID Array 2 RAID 6 | 0
7D32CTOLWW | B9Y3 | Controller 2 HW RAID Array 2 RAID 10 | 0
7D32CTOLWW | B9Y4 | Controller 2 HW RAID Array 3 RAID 0 | 0
7D32CTOLWW | B9Y5 | Controller 2 HW RAID Array 3 RAID 1 | 0
7D32CTOLWW | B9Y6 | Controller 2 HW RAID Array 3 RAID 5 | 0
7D32CTOLWW | B9Y7 | Controller 2 HW RAID Array 3 RAID 6 | 0
7D32CTOLWW | B9Y8 | Controller 2 HW RAID Array 3 RAID 10 | 0
7D32CTOLWW | B9Y9 | Controller 3 No RAID Array | 0
7D32CTOLWW | B9YA | Controller 3 HW RAID Array 1 RAID 0 | 0
7D32CTOLWW | B9YB | Controller 3 HW RAID Array 1 RAID 1 | 0
7D32CTOLWW | B9YC | Controller 3 HW RAID Array 1 RAID 5 | 0
7D32CTOLWW | B9YD | Controller 3 HW RAID Array 1 RAID 6 | 0
7D32CTOLWW | B9YE | Controller 3 HW RAID Array 1 RAID 10 | 0
7D32CTOLWW | B9YF | Controller 3 HW RAID Array 2 RAID 0 | 0
7D32CTOLWW | B9YG | Controller 3 HW RAID Array 2 RAID 1 | 0
7D32CTOLWW | B9YH | Controller 3 HW RAID Array 2 RAID 5 | 0
7D32CTOLWW | B9YJ | Controller 3 HW RAID Array 2 RAID 6 | 0
7D32CTOLWW | B9YK | Controller 3 HW RAID Array 2 RAID 10 | 0
7D32CTOLWW | B9YL | Controller 3 HW RAID Array 3 RAID 0 | 0
7D32CTOLWW | B9YM | Controller 3 HW RAID Array 3 RAID 1 | 0
7D32CTOLWW | B9YN | Controller 3 HW RAID Array 3 RAID 5 | 0
7D32CTOLWW | B9YP | Controller 3 HW RAID Array 3 RAID 6 | 0
7D32CTOLWW | B9YQ | Controller 3 HW RAID Array 3 RAID 10 | 0
7D32CTOLWW | BA12 | Controller 1 HW RAID Array 1 HDDs | 0
7D32CTOLWW | BA13 | Controller 1 HW RAID Array 2 HDDs | 0
7D32CTOLWW | BA14 | Controller 1 HW RAID Array 3 HDDs | 0
7D32CTOLWW | BA15 | Controller 2 HW RAID Array 1 HDDs | 0
7D32CTOLWW | BA16 | Controller 2 HW RAID Array 2 HDDs | 0
7D32CTOLWW | BA17 | Controller 2 HW RAID Array 3 HDDs | 0
7D32CTOLWW | BA18 | Controller 3 HW RAID Array 1 HDDs | 0
7D32CTOLWW | BA19 | Controller 3 HW RAID Array 2 HDDs | 0
7D32CTOLWW | BA1A | Controller 3 HW RAID Array 3 HDDs | 0
7D32CTOLWW | BA1F | ThinkSystem QLogic QLE2772 32Gb 2-Port PCIe Fibre Channel Adapter | 2309
7D32CTOLWW | BA1G | ThinkSystem QLogic QLE2770 32Gb 1-Port PCIe Fibre Channel Adapter | 1529
7D32CTOLWW | BA62 | ThinkSystem 128GB TruDDR4 3200 MHz (4Rx4 1.2V) 3DS RDIMM | 3159
7D32CTOLWW | BAVY | ThinkSystem SR850/SR860 V2 Processor and Memory Expansion Tray | 1999
7D32CTOLWW | BAW6 | ThinkSystem SR850/SR860 V2 x8/x8 PCIe FH Riser 1 | 799
7D32CTOLWW | BAW7 | ThinkSystem SR850/SR860 V2 x16/x16/x16 PCIe FH Riser 1 | 1029
7D32CTOLWW | BB0P | Intel Transparent Supply Chain. Lenovo has paired our industry leading supply chain with Intel's innovative Transparent Supply Chain program to add a layer of protection to your data center and bring peace of mind that the server hardware you bring into ... | 0
7D32CTOLWW | BB63 | ThinkSystem 7mm PM983 960GB Entry NVMe PCIe 3.0 x4 Hot Swap SSD | 599
7D32CTOLWW | BB8T | ThinkSystem 512GB TruDDR4 3200MHz (1.2V) Intel Optane Persistent Memory | 18409
7D32CTOLWW | BB8U | ThinkSystem Marvell QL41132 10GBASE-T 2-port OCP Ethernet Adapter | 509
7D32CTOLWW | BB99 | ThinkSystem SR850/SR860 V2 Platinum 8380H 28C 250W 2.9GHz Processor | 28579
7D32CTOLWW | BB9A | ThinkSystem SR850/SR860 V2 Platinum 8376H 28C 205W 2.6GHz Processor | 24939
7D32CTOLWW | BB9B | ThinkSystem SR850/SR860 V2 Platinum 8360H 24C 225W 3.0GHz Processor | 12109
7D32CTOLWW | BB9C | ThinkSystem SR850/SR860 V2 Platinum 8353H 18C 150W 2.5GHz Processor | 8779
7D32CTOLWW | BB9D | ThinkSystem SR850/SR860 V2 Platinum 8354H 18C 205W 3.1GHz Processor | 10239
7D32CTOLWW | BB9E | ThinkSystem SR850/SR860 V2 Gold 6348H 24C 165W 2.3GHz Processor | 8289
7D32CTOLWW | BB9F | ThinkSystem SR850/SR860 V2 Gold 6328H 16C 165W 2.8GHz Processor | 5469
7D32CTOLWW | BB9G | ThinkSystem SR850/SR860 V2 Gold 6330H 24C 150W 2.0GHz Processor | 5849
7D32CTOLWW | BB9J | ThinkSystem SR850/SR860 V2 Gold 5320H 20C 150W 2.4GHz Processor | 4789
7D32CTOLWW | BB9K | ThinkSystem SR850/SR860 V2 Gold 5318H 18C 150W 2.5GHz Processor | 3939
7D32CTOLWW | BB9M | ThinkSystem SR850/SR860 V2 Platinum 8356H 8C 190W 3.9GHz Processor | 9789
7D32CTOLWW | BB9R | ThinkSystem 2.5" Intel S4610 7.68TB Mainstream SATA 6Gb Hot Swap SSD | 6789
7D32CTOLWW | BBM8 | Controller 1 SW RAID Array 1 HDDs | 0
7D32CTOLWW | BBM9 | Controller 1 SW RAID Array 2 HDDs | 0
7D32CTOLWW | BBMA | Controller 2 SW RAID Array 1 HDDs | 0
7D32CTOLWW | BBMB | Controller 2 SW RAID Array 2 HDDs | 0
7D32CTOLWW | BBMC | Controller 1 VROC RAID Array 1 HDDs | 0
7D32CTOLWW | BBMD | Controller 1 VROC RAID Array 2 HDDs | 0
7D32CTOLWW | BBME | Controller 1 VROC RAID Array 3 HDDs | 0
7D32CTOLWW | BBN2 | Controller 1 Array 2 No RAID | 0
7D32CTOLWW | BBN3 | Controller 1 Array 3 No RAID | 0
7D32CTOLWW | BBN4 | Controller 2 Array 2 No RAID | 0
7D32CTOLWW | BBN5 | Controller 2 Array 3 No RAID | 0
7D32CTOLWW | BBN6 | Controller 3 Array 2 No RAID | 0
7D32CTOLWW | BBN7 | Controller 3 Array 3 No RAID | 0
7D32CTOLWW | BBNJ | Controller 1 No SW RAID Array | 0
7D32CTOLWW | BBNK | Controller 1 SW RAID Array 1 RAID 0 | 0
7D32CTOLWW | BBNL | Controller 1 SW RAID Array 1 RAID 1 | 0
7D32CTOLWW | BBNM | Controller 1 SW RAID Array 1 RAID 5 | 0
7D32CTOLWW | BBNP | Controller 1 SW RAID Array 1 RAID 10 | 0
7D32CTOLWW | BBNQ | Controller 1 SW RAID Array 2 No RAID | 0
7D32CTOLWW | BBNR | Controller 1 SW RAID Array 2 RAID 0 | 0
7D32CTOLWW | BBNS | Controller 1 SW RAID Array 2 RAID 1 | 0
7D32CTOLWW | BBNT | Controller 1 SW RAID Array 2 RAID 5 | 0
7D32CTOLWW | BBNV | Controller 1 SW RAID Array 2 RAID 10 | 0
7D32CTOLWW | BBNW | Controller 1 SAS HDD Hot Spare | 0
7D32CTOLWW | BBNX | Controller 2 SAS HDD Hot Spare | 0
7D32CTOLWW | BBNY | Controller 3 SAS HDD Hot Spare | 0
7D32CTOLWW | BBP2 | Controller 2 No SW RAID Array | 0
7D32CTOLWW | BBP3 | Controller 2 SW RAID Array 1 RAID 0 | 0
7D32CTOLWW | BBP4 | Controller 2 SW RAID Array 1 RAID 1 | 0
7D32CTOLWW | BBP5 | Controller 2 SW RAID Array 1 RAID 5 | 0
7D32CTOLWW | BBP7 | Controller 2 SW RAID Array 1 RAID 10 | 0
7D32CTOLWW | BBP8 | Controller 2 SW RAID Array 2 No RAID | 0
7D32CTOLWW | BBP9 | Controller 2 SW RAID Array 2 RAID 0 | 0
7D32CTOLWW | BBPA | Controller 2 SW RAID Array 2 RAID 1 | 0
7D32CTOLWW | BBPB | Controller 2 SW RAID Array 2 RAID 5 | 0
7D32CTOLWW | BBPD | Controller 2 SW RAID Array 2 RAID 10 | 0
7D32CTOLWW | BBPG | Controller 1 NVMe SSD Hot Spare | 0
7D32CTOLWW | BBPH | Controller 2 NVMe SSD Hot Spare | 0
7D32CTOLWW | BBPJ | Controller 3 NVMe SSD Hot Spare | 0
7D32CTOLWW | BBPL | Controller 1 No VROC RAID Array | 0
7D32CTOLWW | BBPM | Controller 1 VROC RAID Array 1 RAID 0 | 0
7D32CTOLWW | BBPN | Controller 1 VROC RAID Array 1 RAID 1 | 0
7D32CTOLWW | BBPP | Controller 1 VROC RAID Array 1 RAID 5 | 0
7D32CTOLWW | BBPR | Controller 1 VROC RAID Array 1 RAID 10 | 0
7D32CTOLWW | BBPS | Controller 1 VROC RAID Array 2 No RAID | 0
7D32CTOLWW | BBPT | Controller 1 VROC RAID Array 2 RAID 0 | 0
7D32CTOLWW | BBPU | Controller 1 VROC RAID Array 2 RAID 1 | 0
7D32CTOLWW | BBPV | Controller 1 VROC RAID Array 2 RAID 5 | 0
7D32CTOLWW | BBPX | Controller 1 VROC RAID Array 2 RAID 10 | 0
7D32CTOLWW | BBPY | Controller 1 VROC RAID Array 3 No RAID | 0
7D32CTOLWW | BBPZ | Controller 1 VROC RAID Array 3 RAID 0 | 0
7D32CTOLWW | BBQ0 | Controller 1 VROC RAID Array 3 RAID 1 | 0
7D32CTOLWW | BBQ1 | Controller 1 VROC RAID Array 3 RAID 5 | 0
7D32CTOLWW | BBQ3 | Controller 1 VROC RAID Array 3 RAID 10 | 0
7D32CTOLWW | BBQ8 | Controller 1 SATA SSD Hot Spare | 0
7D32CTOLWW | BBQ9 | Controller 1 SAS SSD Hot Spare | 0
7D32CTOLWW | BBQA | Controller 1 SATA HDD Hot Spare | 0
7D32CTOLWW | BBQB | Controller 2 SATA SSD Hot Spare | 0
7D32CTOLWW | BBQC | Controller 2 SAS SSD Hot Spare | 0
7D32CTOLWW | BBQD | Controller 2 SATA HDD Hot Spare | 0
7D32CTOLWW | BBQE | Controller 3 SATA SSD Hot Spare | 0
7D32CTOLWW | BBQF | Controller 3 SAS SSD Hot Spare | 0
7D32CTOLWW | BBQG | Controller 3 SATA HDD Hot Spare | 0
7D32CTOLWW | BC4R | ThinkSystem 2.5" PM1643a 15.36TB Entry SAS 12Gb Hot Swap SSD | 10029
7D32CTOLWW | BC4V | Non RAID NVMe | 0
7D32CTOLWW | BCD5 | ThinkSystem Intel X710-T2L 10GBASE-T 2-port OCP Ethernet Adapter | 369
7D32CTOLWW | BCFR | ThinkSystem U.2 Intel P5600 3.2TB Mainstream NVMe PCIe 4.0 x4 Hot Swap SSD | 3829
7D32CTOLWW | BCFS | ThinkSystem U.2 Intel P5600 6.4TB Mainstream NVMe PCIe 4.0 x4 Hot Swap SSD | 7639
7D32CTOLWW | BCFT | ThinkSystem U.2 Intel P5500 1.92TB Entry NVMe PCIe 4.0 x4 Hot Swap SSD | 1479
7D32CTOLWW | BCFV | ThinkSystem U.2 Intel P5600 1.6TB Mainstream NVMe PCIe 4.0 x4 Hot Swap SSD | 1919
7D32CTOLWW | BCFW | ThinkSystem U.2 Intel P5500 3.84TB Entry NVMe PCIe 4.0 x4 Hot Swap SSD | 2689
7D32CTOLWW | BCPE | ThinkSystem SR850 V2 Rail Kit | 159
7D32CTOLWW | BCPF | ThinkSystem SR850 V2 x16/x16 PCIe FHHL Riser Kit | 89
7D32CTOLWW | BCPH | ThinkSystem SR850 V2 Chassis | 929
7D32CTOLWW | BCPP | PCI Riser Bracket x8 | 29
7D32CTOLWW | BCPS | Fan Assembly | 69
7D32CTOLWW | BCQ8 | ThinkSystem Power Paddle SR850 V2 | 239
7D32CTOLWW | BCQ9 | System Board SR850 V2 | 2939
7D32CTOLWW | BCQM | ThinkSystem 2U/4U 8x2.5" NVMe Backplane | 309
7D32CTOLWW | BD49 | ThinkSystem Broadcom 57454 10/25GbE SFP28 4-port PCIe Ethernet Adapter V2 | 549
7D32CTOLWW | BD8D | ThinkSystem SR850/SR860 V2 Gold 6328HL 16C 165W 2.8GHz Processor | 12499
7D32CTOLWW | BD8E | ThinkSystem SR850/SR860 V2 Platinum 8376HL 28C 205W 2.6GHz Processor | 31959
7D32CTOLWW | BD8F | ThinkSystem SR850/SR860 V2 Platinum 8380HL 28C 250W 2.9GHz Processor | 35749
7D32CTOLWW | BD8P | SR860 V2 Dummy Indicator for Retimer/Switch Cable Option | 0
7D32CTOLWW | BDXU | ThinkSystem SR850/SR860 V2 Platinum 8360HL 24C 225W 3.0GHz Processor | 18839
7D32CTOLWW | BE03 | ThinkSystem U.3 Kioxia CM6-V 800GB Mainstream NVMe PCIe 4.0 x4 Hot Swap SSD | 1439
7D32CTOLWW | BE37 | SR850 V2 Dummy Indicator for Cable Option | 0
7D32CTOLWW | BE4T | ThinkSystem Mellanox ConnectX-6 Lx 10/25GbE SFP28 2-Port OCP Ethernet Adapter | 409
7D32CTOLWW | BE4U | ThinkSystem Mellanox ConnectX-6 Lx 10/25GbE SFP28 2-Port PCIe Ethernet Adapter | 409
7D32CTOLWW | BE5E | VMware ESXi 7.0 U1 (Factory Installed) | 0
7D32CTOLWW | BFH1 | Lenovo 100Gb SR4 QSFP28 Ethernet Transceiver | 689
7D32CTOLWW | BFY5 | ThinkSystem RAID 530-16i PCIe 12Gb Adapter | 579
7D32CTOLWW | BFY6 | ThinkSystem Broadcom 57454 10GBASE-T 4-port PCIe Ethernet Adapter | 719
7D32CTOLWW | BFYB | Operating mode selection for: "Maximum Performance Mode" | 0
7D32CTOLWW | BFYC | Operating mode selection for: "Minimal Power Mode" | 0
7D32CTOLWW | BFYD | Operating mode selection for: "Efficiency Favoring Power Savings Mode" | 0
7D32CTOLWW | BFYE | Operating mode selection for: "Efficiency - Favoring Performance Mode" | 0
7D32CTOLWW | BFZZ | ThinkSystem 2.5" Nytro 3732 800GB Performance SAS 12Gb Hot Swap SSD SED | 1669
7D32CTOLWW | BG04 | ThinkSystem 2.5" Nytro 3732 3.2TB Performance SAS 12Gb Hot Swap SSD | 6259
7D32CTOLWW | BG05 | ThinkSystem 2.5" Nytro 3732 1.6TB Performance SAS 12Gb Hot Swap SSD | 3259
7D32CTOLWW | BG06 | ThinkSystem 2.5" Nytro 3732 800GB Performance SAS 12Gb Hot Swap SSD | 1669
7D32CTOLWW | BG07 | ThinkSystem 2.5" Nytro 3732 400GB Performance SAS 12Gb Hot Swap SSD | 1029
7D32CTOLWW | BHS8 | ThinkSystem 750W (230V) v2 Titanium Hot-Swap Power Supply | 399
7D32CTOLWW | BHS9 | ThinkSystem 1100W (230V/115V) v2 Platinum Hot-Swap Power Supply | 379
7D32CTOLWW | BHSR | VMware ESXi 7.0 U2 (Factory Installed) | 0
7D32CTOLWW | BHSS | MI for PXE with RJ45 Network port | 0
7D33CTO1WW | 64 | QLogic 10Gb SFP+ SR Optical Transceiver | 909
7D33CTO1WW | 69 | Brocade 10Gb SFP+ SR Optical Transceiver | 909
7D33CTO1WW | 747 | UID Asset Tag Label | 20
7D33CTO1WW | 2302 | RAID Configuration | 149
7D33CTO1WW | 2306 | Integration >1U Component | 125
7D33CTO1WW | 2321 | Custom MFG SVCS Fee - Small Increment | 3
7D33CTO1WW | 3797 | 1.5m Green Cat5e Cable | 17
7D33CTO1WW | 3798 | 3m Green Cat5e Cable | 19
7D33CTO1WW | 3799 | 10m Green Cat5e Cable | 29
7D33CTO1WW | 3803 | 3m Blue Cat5e Cable | 25
7D33CTO1WW | 5053 | SFP+ SR Transceiver | 699
7D33CTO1WW | 5341 | Virtual Media Conversion Option Gen2 (VCO2) | 129
7D33CTO1WW | 5977 | Select Storage devices - no configured RAID required | 0
7D33CTO1WW | 5978 | Select Storage devices - configured RAID | 0
7D33CTO1WW | 6139 | SF Instruction | 0
7D33CTO1WW | 6201 | 1.5m, 10A/100-250V, C13 to IEC 320-C14 Rack Power Cable | 19
7D33CTO1WW | 6204 | 2.8m, 10A/100-250V, C13 to IEC 320-C20 Rack Power Cable | 19
7D33CTO1WW | 6252 | 2.5m, 16A/100-250V, C19 to IEC 320-C20 Rack Power Cable | 19
7D33CTO1WW | 6263 | 4.3m, 10A/100-250V, C13 to IEC 320-C14 Rack Power Cable | 19
7D33CTO1WW | 6275 | 4.3m, 16A/208V, C19 to NEMA L6-20P (US) Line Cord | 49
7D33CTO1WW | 6276 | Line cord - 4.3m, 220-240V, C19 to IRAM 2073 (Argentina) | 19
7D33CTO1WW | 6277 | Line Cord - 4.3m, 250V, C19 to NBR 14136 (Brazil) | 19
7D33CTO1WW | 6278 | Line cord - 4.3m, 220-240V, C19 to BS 1363/A w/13A fuse (UK) | 19
7D33CTO1WW | 6279 | Line cord - 4.3m, 220-240V, C19 to CEE7-VII (European) | 19
7D33CTO1WW | 6283 | 4.3m, 16A/230V, C19 to IEC 309-P+N+G (Den/Sws) Line Cord | 59
7D33CTO1WW | 6287 | 4.3m, 16A/250V, C19 to CNS 10917-3 (Taiwan) Line Cord | 19
7D33CTO1WW | 6289 | 4.3m, 15A/250V, C19 to KSC 8305 (S. Korea) Line Cord | 19
7D33CTO1WW | 6311 | 2.8m, 10A/100-250V, C13 to IEC 320-C14 Rack Power Cable | 9
7D33CTO1WW | 6313 | 2.8m, 10A/120V, C13 to NEMA 5-15P (US) Line Cord | 19
7D33CTO1WW | 6370 | 4.3m, 10A/125V, C13 to NEMA 5-15P (US) Line Cord | 10
7D33CTO1WW | 6373 | 4.3m, 10A/250V, C13 to NEMA 6-15P (US) Line Cord | 15
7D33CTO1WW | 6400 | 2.8m, 13A/100-250V, C13 to C14 Jumper Cord | 9
7D33CTO1WW | 6401 | 2.8m, 13A/120V, C13 to NEMA 5-15P (US) Line Cord | 29
7D33CTO1WW | 6570 | 2.0m, 13A/100-250V, C13 to C14 Jumper Cord | 19
7D33CTO1WW | 6583 | 4.3m, 13A/100-250V, C13 to C14 Rack Power Cable | 19
7D33CTO1WW | 7831 | Customer Solution Center Services | 0
7D33CTO1WW | 8034 | LeSI Solution Component | 0
7D33CTO1WW | 8067 | TAA Compliant Order | 0
7D33CTO1WW | 8072 | General Racking Solution | 0
7D33CTO1WW | 8086 | No Publications Selected | 0
7D33CTO1WW | 8971 | Integrate in manufacturing | 0
7D33CTO1WW | 8972 | Ship Uninstalled (Safety) | 0
7D33CTO1WW | 9013 | Hot Spare | 0
7D33CTO1WW | 9017 | Enable Memory Mirroring | 0
7D33CTO1WW | A102 | Advanced Grouping | 0
7D33CTO1WW | A103 | System x Cluster Upgrade | 0
7D33CTO1WW | A193 | Integrated Solutions | 0
7D33CTO1WW | A1DP | 1m QSFP to QSFP+ Cable | 269
7D33CTO1WW | A1DQ | 3m QSFP+ to QSFP+ Cable | 329
7D33CTO1WW | A1MT | 10m Green Cat6 Cable | 49
7D33CTO1WW | A1MW | 25m Green Cat6 Cable | 105
7D33CTO1WW | A1NN | High Performance Analytics Appliance | 0
7D33CTO1WW | A1NV | 4.3m, 15A/250V, C19 to NEMA 6-15P (US) Line Cord | 49
7D33CTO1WW | A1PH | 1m Passive DAC SFP+ Cable | 69
7D33CTO1WW | A1PJ | 3m Passive DAC SFP+ Cable | 89
7D33CTO1WW | A1PK | 5m Passive DAC SFP+ Cable | 159
7D33CTO1WW | A1RF | 2.8m, 10A/250V, C13 to NEMA 6-15P Line Cord | 15
7D33CTO1WW | A2X8 | 5m QSFP+ to QSFP+ Cable | 379
7D33CTO1WW | A2X9 | 7m QSFP+ to QSFP+ Cable | 429
7D33CTO1WW | A3RG | 0.5m Passive DAC SFP+ Cable | 79
7D33CTO1WW | A3RH | 7m Passive DAC SFP+ Cable | 179
7D33CTO1WW | A4VP | 1.0m, 10A/100-250V, C13 to IEC 320-C14 Rack Power Cable | 19
7D33CTO1WW | A51N | 1.5m Passive DAC SFP+ Cable | 89
7D33CTO1WW | A51P | 2m Passive DAC SFP+ Cable | 89
7D33CTO1WW | A5DL | SFP 1000Base-T (RJ-45) Transceiver | 89
7D33CTO1WW | A5U1 | SKLM for System x w/SEDs - FoD per Install w/1Yr S&S | 199
7D33CTO1WW | A5UA | Lenovo 1m MPO-4xLC OM3 MMF Breakout Cable | 279
7D33CTO1WW | A5UB | Lenovo 3m MPO-4xLC OM3 MMF Breakout Cable | 329
7D33CTO1WW | A5UC | Lenovo 5m MPO-4xLC OM3 MMF Breakout Cable | 379
7D33CTO1WW | AS6C | SKLM for System x w/SEDs - FoD per Install w/3Yr S&S | 299
7D33CTO1WW | ASR5 | Lenovo 0.5m LC-LC OM3 MMF Cable | 24
7D33CTO1WW | ASR6 | Lenovo 1m LC-LC OM3 MMF Cable | 24
7D33CTO1WW | ASR7 | Lenovo 3m LC-LC OM3 MMF Cable | 24
7D33CTO1WW | ASR8 | Lenovo 5m LC-LC OM3 MMF Cable | 29
7D33CTO1WW | ASR9 | Lenovo 10m LC-LC OM3 MMF Cable | 39
7D33CTO1WW | ASRA | Lenovo 15m LC-LC OM3 MMF Cable | 45
7D33CTO1WW | ASRB | Lenovo 25m LC-LC OM3 MMF Cable | 54
7D33CTO1WW | AT2R | Lenovo 1m Active DAC SFP+ Cables | 129
7D33CTO1WW | AT2S | Lenovo 3m Active DAC SFP+ Cables | 139
7D33CTO1WW | AT2T | Lenovo 5m Active DAC SFP+ Cables | 159
7D33CTO1WW | AT2U | Lenovo 10m QSFP+ MPO-MPO OM3 MMF Cable | 169
7D33CTO1WW | AT2V | Lenovo 30m QSFP+ MPO-MPO OM3 MMF Cable | 329
7D33CTO1WW | ATPX | Intel X550-T2 Dual Port 10GBase-T Adapter | 599
7D33CTO1WW | ATTJ | Lenovo Dual Rate 1G/10GB SFP Transceiver | 119
7D33CTO1WW | ATZB | QLogic 16Gb Enhanced Gen5 FC Single-port HBA | 979
7D33CTO1WW | ATZC | QLogic 16Gb Enhanced Gen5 FC Dual-port HBA | 1339
7D33CTO1WW | ATZU | Emulex 16Gb Gen6 FC Single-port HBA | 949
7D33CTO1WW | ATZV | Emulex 16Gb Gen6 FC Dual-port HBA | 1309
7D33CTO1WW | AU0M | 5m Intel OPA 100 Series Active Optical QSFP28 Cable | 899
7D33CTO1WW | AU0P | 15m Intel OPA 100 Series Active Optical QSFP28 Cable | 949
7D33CTO1WW | AUK7 | TPM 2.0 and Secure Boot | 0
7D33CTO1WW | AUKP | ThinkSystem Broadcom 57416 10GBASE-T 2-Port PCIe Ethernet Adapter | 479
7D33CTO1WW | AUKX | ThinkSystem Intel X710-DA2 PCIe 10Gb 2-Port SFP+ Ethernet Adapter | 459
7D33CTO1WW | AULV | ThinkSystem 2.5" 300GB 15K SAS 12Gb Hot Swap 512n HDD | 339
7D33CTO1WW | AULW | ThinkSystem 2.5" 600GB 15K SAS 12Gb Hot Swap 512n HDD | 469
7D33CTO1WW | AULX | ThinkSystem 2.5" 900GB 15K SAS 12Gb Hot Swap 512e HDD | 639
7D33CTO1WW | AULY | ThinkSystem 2.5" 300GB 10K SAS 12Gb Hot Swap 512n HDD | 289
7D33CTO1WW | AULZ | ThinkSystem 2.5" 600GB 10K SAS 12Gb Hot Swap 512n HDD | 319
7D33CTO1WW | AUM1 | ThinkSystem 2.5" 1.2TB 10K SAS 12Gb Hot Swap 512n HDD | 389
7D33CTO1WW | AUM2 | ThinkSystem 2.5" 1.8TB 10K SAS 12Gb Hot Swap 512e HDD | 589
7D33CTO1WW | AUM5 | ThinkSystem 2.5" 600GB 10K SAS 12Gb Hot Swap 512n HDD SED | 635
7D33CTO1WW | AUM6 | ThinkSystem 2.5" 1TB 7.2K SAS 12Gb Hot Swap 512n HDD | 469
7D33CTO1WW | AUM7 | ThinkSystem 2.5" 2TB 7.2K SAS 12Gb Hot Swap 512n HDD | 839
7D33CTO1WW | AUNG | ThinkSystem RAID 530-8i PCIe 12Gb Adapter | 299
7D33CTO1WW | AUNJ | ThinkSystem RAID 930-8i 2GB Flash PCIe 12Gb Adapter | 1009
7D33CTO1WW | AUNK | ThinkSystem RAID 930-16i 4GB Flash PCIe 12Gb Adapter | 1529
7D33CTO1WW | AUNL | ThinkSystem 430-8i SAS/SATA 12Gb HBA | 299
7D33CTO1WW | AUNM | ThinkSystem 430-16i SAS/SATA 12Gb HBA | 589
7D33CTO1WW | AUNN | ThinkSystem 430-16e SAS/SATA 12Gb HBA | 609
7D33CTO1WW | AUNP | FBU345 SuperCap | 135
7D33CTO1WW | AUNQ | ThinkSystem RAID 930-8e 4GB Flash PCIe 12Gb Adapter | 1689
7D33CTO1WW | AUNR | ThinkSystem 430-8e SAS/SATA 12Gb HBA | 299
7D33CTO1WW | AUUE | ThinkSystem 2.5" 1TB 7.2K SATA 6Gb Hot Swap 512n HDD | 469
7D33CTO1WW | AUUJ | ThinkSystem 2.5" 2TB 7.2K SATA 6Gb Hot Swap 512e HDD | 849
7D33CTO1WW | AUZV | ThinkSystem Broadcom 5719 1GbE RJ45 4-Port PCIe Ethernet Adapter | 159
7D33CTO1WW | AUZW | ThinkSystem I350-T4 PCIe 1Gb 4-Port RJ45 Ethernet Adapter | 379
7D33CTO1WW | AUZX | ThinkSystem Broadcom 5720 1GbE RJ45 2-Port PCIe Ethernet Adapter | 129
7D33CTO1WW | AUZY | ThinkSystem I350-T2 PCIe 1Gb 2-Port RJ45 Ethernet Adapter | 179
7D33CTO1WW | AUZZ | ThinkSystem I350-F1 PCIe 1Gb 1-Port SFP Ethernet Adapter | 379
7D33CTO1WW | AV1B | Lenovo 25GBase-SR SFP28 Transceiver | 449
7D33CTO1WW | AV1D | Lenovo 100GBase-SR4 QSFP28 Transceiver | 1539
7D33CTO1WW | AV1F | Lenovo 3m 25G SFP28 Active Optical Cable | 489
7D33CTO1WW | AV1H | Lenovo 10m 25G SFP28 Active Optical Cable | 499
7D33CTO1WW | AV1J | Lenovo 15m 25G SFP28 Active Optical Cable | 497
7D33CTO1WW | AV1K | Lenovo 20m 25G SFP28 Active Optical Cable | 519
7D33CTO1WW | AV1L | Lenovo 3m 100G QSFP28 Active Optical Cable | 1059
7D33CTO1WW | AV1M | Lenovo 5m 100G QSFP28 Active Optical Cable | 1069
7D33CTO1WW | AV1N | Lenovo 10m 100G QSFP28 Active Optical Cable | 1099
7D33CTO1WW | AV1P | Lenovo 15m 100G QSFP28 Active Optical Cable | 1079
7D33CTO1WW | AV1Q | Lenovo 20m 100G QSFP28 Active Optical Cable | 1179
7D33CTO1WW | AV1R | Lenovo 3m 100G to 4x25G Breakout Active Optical Cable | 1949
7D33CTO1WW | AV1S | Lenovo 5m 100G to 4x25G Breakout Active Optical Cable | 1975
7D33CTO1WW | AV1T | Lenovo 10m 100G to 4x25G Breakout Active Optical Cable | 2035
7D33CTO1WW | AV1U | Lenovo 15m 100G to 4x25G Breakout Active Optical Cable | 2095
7D33CTO1WW | AV1V | Lenovo 20m 100G to 4x25G Breakout Active Optical Cable | 2149
7D33CTO1WW | AV1W | Lenovo 1m Passive 25G SFP28 DAC Cable | 69
7D33CTO1WW | AV1X | Lenovo 3m Passive 25G SFP28 DAC Cable | 79
7D33CTO1WW | AV1Y | Lenovo 5m Passive 25G SFP28 DAC Cable | 159
7D33CTO1WW | AV1Z | Lenovo 1m Passive 100G QSFP28 DAC Cable | 99
7D33CTO1WW | AV20 | Lenovo 3m Passive 100G QSFP28 DAC Cable | 159
7D33CTO1WW | AV21 | Lenovo 5m Passive 100G QSFP28 DAC Cable | 299
7D33CTO1WW | AV22 | Lenovo 1m 100G QSFP28 to 4x25G SFP28 Breakout DAC Cable | 179
7D33CTO1WW | AV23 | Lenovo 3m 100G QSFP28 to 4x25G SFP28 Breakout DAC Cable | 299
7D33CTO1WW | AV24 | Lenovo 5m 100G QSFP28 to 4x25G SFP28 Breakout DAC Cable | 459
7D33CTO1WW | AV2B | Lenovo 1m MPO to 4x LC Breakout OM4 MMF Cable | 149
7D33CTO1WW | AV2C | Lenovo 3m MPO to 4x LC Breakout OM4 MMF Cable | 179
7D33CTO1WW | AVBX | CMA (2U) | 39
7D33CTO1WW | AVFQ | 0.75m Green Cat5e Cable | 15
7D33CTO1WW | AVFR | 1.0m Green Cat5e Cable | 19
7D33CTO1WW | AVFS | 1.25m Green Cat5e Cable | 19
7D33CTO1WW | AVFT | 0.75m Blue Cat5e Cable | 15
7D33CTO1WW | AVFU | 1.0m Blue Cat5e Cable | 19
7D33CTO1WW | AVFV | 1.25m Blue Cat5e Cable | 19
7D33CTO1WW | AVFW | 0.75m Green Cat6 Cable | 19
7D33CTO1WW | AVFX | 1.0m Green Cat6 Cable | 19
7D33CTO1WW | AVFY | 1.25m Green Cat6 Cable | 19
7D33CTO1WW | AVFZ | 1.5m Green Cat6 Cable | 19
7D33CTO1WW | AVG0 | 3m Green Cat6 Cable | 25
7D33CTO1WW | AVV0 | On Board SATA Software RAID Mode | 0
7D33CTO1WW | AVV8 | ThinkSystem External USB DVD-RW Optical Disk Drive | 79
7D33CTO1WW | AWAU | SAP HANA SW Stack for ThinkSystem | 0
7D33CTO1WW | AX8A | 4.3m, 13A/120V, C13 to NEMA 5-15P (US) Line Cord | 19
7D33CTO1WW | B0ML | Feature Enable TPM on MB | 0
7D33CTO1WW | B0N4 | 2.0m, 10A/100-250V, C13 to IEC 320-C14 Rack Power Cable | 29
7D33CTO1WW | B0N5 | 1.0m, 13A/100-250V, C13 to C14 Jumper Cord | 25
7D33CTO1WW | B0N6 | 1.5m, 13A/100-250V, C13 to C14 Jumper Cord | 29
7D33CTO1WW | B0RJ | 10GBASE-LR SFP+Transceiver | 350
7D33CTO1WW | B0YS | ThinkSystem 2.5" 2.4TB 10K SAS 12Gb Hot Swap 512e HDD | 629
7D33CTO1WW | B0YV | ThinkSystem 2.5" 2.4TB 10K SAS 12Gb Hot Swap 512e HDD FIPS | 1299
7D33CTO1WW | B0YX | ThinkSystem 2.5" 1.2TB 10K SAS 12Gb Hot Swap 512n HDD SED | 749
7D33CTO1WW | B22J | 5m Intel OPA 100 Series Active Optical QSFP28 Low Power Cable | 809
7D33CTO1WW | B22K | 10m Intel OPA 100 Series Active Optical QSFP28 Low Power Cable | 829
7D33CTO1WW | B22L | 15m Intel OPA 100 Series Active Optical QSFP28 Low Power Cable | 839
7D33CTO1WW | B22M | 20m Intel OPA 100 Series Active Optical QSFP28 Low Power Cable | 849
7D33CTO1WW | B2UZ | Lenovo 1m 100G QSFP28 Active Optical Cable | 949
7D33CTO1WW | B30W | Custom MFG SVCS Fee - Medium Increment | 30
7D33CTO1WW | B30X | Custom MFG SVCS Fee - Large Increment | 300
7D33CTO1WW | B31G | ThinkSystem QLogic QL41134 PCIe 10Gb 4-Port Base-T Ethernet Adapter | 799
7D33CTO1WW | B34N | ThinkSystem U.2 PM983 1.92TB Entry NVMe PCIe 3.0 x4 Hot Swap SSD | 939
7D33CTO1WW | B34P | ThinkSystem U.2 PM983 3.84TB Entry NVMe PCIe 3.0 x4 Hot Swap SSD | 1839
7D33CTO1WW | B498 | ThinkSystem 2.5" Intel S4510 240GB Entry SATA 6Gb Hot Swap SSD | 149
7D33CTO1WW | B499 | ThinkSystem 2.5" Intel S4510 480GB Entry SATA 6Gb Hot Swap SSD | 309
7D33CTO1WW | B49A | ThinkSystem 2.5" Intel S4510 960GB Entry SATA 6Gb Hot Swap SSD | 529
7D33CTO1WW | B49B | ThinkSystem 2.5" Intel S4510 1.92TB Entry SATA 6Gb Hot Swap SSD | 1049
7D33CTO1WW | B49C | ThinkSystem 2.5" Intel S4510 3.84TB Entry SATA 6Gb Hot Swap SSD | 1979
7D33CTO1WW | B49L | ThinkSystem 2.5" Intel S4610 240GB Mainstream SATA 6Gb Hot Swap SSD | 399
7D33CTO1WW | B49M | ThinkSystem 2.5" Intel S4610 480GB Mainstream SATA 6Gb Hot Swap SSD | 479
7D33CTO1WW | B49N | ThinkSystem 2.5" Intel S4610 960GB Mainstream SATA 6Gb Hot Swap SSD | 699
7D33CTO1WW | B49P | ThinkSystem 2.5" Intel S4610 1.92TB Mainstream SATA 6Gb Hot Swap SSD | 1289
7D33CTO1WW | B49Q | ThinkSystem 2.5" Intel S4610 3.84TB Mainstream SATA 6Gb Hot Swap SSD | 2499
7D33CTO1WW | B4D3 | ThinkSystem U.2 PM983 7.68TB Entry NVMe PCIe3.0 x4 Hot Swap SSD | 4999
7D33CTO1WW | B4PA | ThinkSystem 1610-8P NVMe Switch Adapter | 1199
7D33CTO1WW | B4QQ | 0.5m Mellanox HDR IB Passive Copper QSFP56 Cable | 299
7D33CTO1WW | B4QR | 1m Mellanox HDR IB Passive Copper QSFP56 Cable | 399
7D33CTO1WW | B4QS | 1.5m Mellanox HDR IB Passive Copper QSFP56 Cable | 449
7D33CTO1WW | B4QT | 2m Mellanox HDR IB Passive Copper QSFP56 Cable | 499
7D33CTO1WW | B4QW | 3m Mellanox HDR IB Active Optical QSFP56 Cable | 2099
7D33CTO1WW | B4QX | 5m Mellanox HDR IB Active Optical QSFP56 Cable | 2149
7D33CTO1WW | B4QY | 10m Mellanox HDR IB Active Optical QSFP56 Cable | 2199
7D33CTO1WW | B4QZ | 15m Mellanox HDR IB Active Optical QSFP56 Cable | 2249
7D33CTO1WW | B4R0 | 20m Mellanox HDR IB Active Optical QSFP56 Cable | 2299
7D33CTO1WW | B4R1 | 1m Mellanox HDR IB to 2x HDR100 Splitter Passive Copper QSFP56 Cable | 399
7D33CTO1WW | B4R2 | 1.5m Mellanox HDR IB to 2x HDR100 Splitter Passive Copper QSFP56 Cable | 449
7D33CTO1WW | B4R4 | 3m Mellanox HDR IB to 2x HDR100 Splitter Optical QSFP56 Cable | 2799
7D33CTO1WW | B4R5 | 5m Mellanox HDR IB to 2x HDR100 Splitter Optical QSFP56 Cable | 2899
7D33CTO1WW | B4R6 | 10m Mellanox HDR IB to 2x HDR100 Splitter Optical QSFP56 Cable | 2999
7D33CTO1WW | B4R7 | 15m Mellanox HDR IB to 2x HDR100 Splitter Optical QSFP56 Cable | 3199
7D33CTO1WW | B4R8 | 20m Mellanox HDR IB to 2x HDR100 Splitter Optical QSFP56 Cable | 3299
7D33CTO1WW | B4R9 | ThinkSystem Mellanox ConnectX-6 HDR100/100GbE QSFP56 1-port PCIe VPI Adapter | 1779
7D33CTO1WW | B4RA | ThinkSystem Mellanox ConnectX-6 HDR100/100GbE QSFP56 2-port PCIe VPI Adapter | 2099
7D33CTO1WW | B4RB | ThinkSystem Mellanox HDR/200GbE 2x PCIe Aux Kit | 639
7D33CTO1WW | B4RC | ThinkSystem Mellanox ConnectX-6 HDR/200GbE QSFP56 1-port PCIe 4 VPI Adapter | 2209
7D33CTO1WW | B4Y3 | ThinkSystem 256GB TruDDR4 2933MHz (8Rx4 1.2V) 3DS RDIMM | 9159
7D33CTO1WW | B4YB | ThinkSystem NVIDIA T4 16GB PCIe Passive GPU | 6279
7D33CTO1WW | B529 | Intel Optane DC Persistent Memory - App Direct Mode only | 0
7D33CTO1WW | B58F | ThinkSystem U.2 Intel P4510 1.0TB Entry NVMe PCIe3.0 x4 Hot Swap SSD | 539
7D33CTO1WW | B58G | ThinkSystem U.2 Intel P4510 2.0TB Entry NVMe PCIe3.0 x4 Hot Swap SSD | 1459
7D33CTO1WW | B5SS | ThinkSystem Broadcom 57416 10GBASE-T 2-port + 5720 1GbE 2-port OCP Ethernet Adapter | 509
7D33CTO1WW | B5ST | ThinkSystem Broadcom 57416 10GBASE-T 2-port OCP Ethernet Adapter | 449
7D33CTO1WW | B5SV | ThinkSystem Broadcom 57454 10/25GbE SFP28 4-port OCP Ethernet Adapter | 539
7D33CTO1WW | B5SW | ThinkSystem Marvell QL41232 10/25GbE SFP28 2-Port OCP Ethernet Adapter | 369
7D33CTO1WW | B5SX | ThinkSystem Emulex LPe35000 32Gb 1-port PCIe Fibre Channel Adapter | 1739
7D33CTO1WW | B5SY | ThinkSystem Emulex LPe35002 32Gb 2-port PCIe Fibre Channel Adapter | 2599
7D33CTO1WW | B5T0 | ThinkSystem Broadcom 57414 10/25GbE SFP28 2-port PCIe Ethernet Adapter | 389
7D33CTO1WW | B5T1 | ThinkSystem Broadcom 5719 1GbE RJ45 4-port OCP Ethernet Adapter | 159
7D33CTO1WW | B5T4 | ThinkSystem Broadcom 57454 10GBASE-T 4-port OCP Ethernet Adapter | 739
7D33CTO1WW | B652 | ThinkSystem Marvell QL41232 10/25GbE SFP28 2-Port PCIe Ethernet Adapter | 339
7D33CTO1WW | B68K | 30m Mellanox HDR IB to 2x HDR100 Splitter Optical QSFP56 Cable | 3499
7D33CTO1WW | B68L | 2m Mellanox HDR IB to 2x HDR100 Splitter Passive Copper QSFP56 Cable | 499
7D33CTO1WW | B68M | 100m Mellanox HDR IB Optical QSFP56 Cable | 5099
7D33CTO1WW | B68N | 50m Mellanox HDR IB Optical QSFP56 Cable | 3699
7D33CTO1WW | B68P | 30m Mellanox HDR IB Optical QSFP56 Cable | 2399
7D33CTO1WW | B87R | Mellanox CX6 Socket-Direct Adapter Cable Assemble Way | 0
7D33CTO1WW | B8HP | ThinkSystem 2.5" 5300 960GB Entry SATA 6Gb Hot Swap SSD | 489
7D33CTO1WW | B8HU | ThinkSystem 2.5" PM1645a 800GB Mainstream SAS 12Gb Hot Swap SSD | 819
7D33CTO1WW | B8HV | ThinkSystem 2.5" 5300 240GB Entry SATA 6Gb Hot Swap SSD | 359
7D33CTO1WW | B8HW | ThinkSystem HHHL PM1735 3.2TB Mainstream NVMe PCIe4.0 x8 Flash Adapter | 3179
7D33CTO1WW | B8HY | ThinkSystem 2.5" 5300 480GB Mainstream SATA 6Gb Hot Swap SSD | 429
7D33CTO1WW | B8J1 | ThinkSystem 2.5" 5300 240GB Mainstream SATA 6Gb Hot Swap SSD | 409
7D33CTO1WW | B8J2 | ThinkSystem 2.5" 5300 7.68TB Entry SATA 6Gb Hot Swap SSD | 3649
7D33CTO1WW | B8J4 | ThinkSystem 2.5" PM1645a 1.6TB Mainstream SAS 12Gb Hot Swap SSD | 1379
7D33CTO1WW | B8J5 | ThinkSystem 2.5" 5300 1.92TB Entry SATA 6Gb Hot Swap SSD | 939
7D33CTO1WW | B8J6 | ThinkSystem 2.5" 5300 960GB Mainstream SATA 6Gb Hot Swap SSD | 729
7D33CTO1WW | B8J7 | ThinkSystem 2.5" 5300 3.84TB Mainstream SATA 6Gb Hot Swap SSD | 2179
7D33CTO1WW | B8JA | ThinkSystem 2.5" PM1645a 6.4TB Mainstream SAS 12Gb Hot Swap SSD | 6049
7D33CTO1WW | B8JD | ThinkSystem 2.5" PM1645a 3.2TB Mainstream SAS 12Gb Hot Swap SSD | 2579
7D33CTO1WW | B8JE | ThinkSystem 2.5" 5300 1.92TB Mainstream SATA 6Gb Hot Swap SSD | 1279
7D33CTO1WW | B8JM | ThinkSystem 2.5" 5300 480GB Entry SATA 6Gb Hot Swap SSD | 309
7D33CTO1WW | B8JP | ThinkSystem 2.5" 5300 3.84TB Entry SATA 6Gb Hot Swap SSD | 1789
7D33CTO1WW | B8L4 | ThinkSystem 7mm Tray Filler | 9
7D33CTO1WW | B8LM | ThinkSystem 2U/4U 8x2.5" AnyBay Backplane | 309
7D33CTO1WW | B8LU | ThinkSystem 2U 8x2.5" SAS/SATA Backplane | 129
7D33CTO1WW | B8M2 | ThinkSystem 2U New Security Bezel | 59
7D33CTO1WW | B8NW | ThinkSystem RAID 940-8i 8GB Flash PCIe Gen4 12Gb Adapter | 1759
7D33CTO1WW | B8NY | ThinkSystem Raid 940-8i 4GB Flash PCIe Gen4 12Gb Adapter | 1179
7D33CTO1WW | B8NZ | ThinkSystem RAID 940-16i 8GB Flash PCIe Gen4 12Gb Adapter | 2049
7D33CTO1WW | B8P2 | ThinkSystem 2U 7mm Drive Kit w/ SATA RAID | 249
7D33CTO1WW | B8P3 | ThinkSystem 2U 7mm Drive Kit w/ NVMe RAID | 639
7D33CTO1WW | B8P8 | ThinkSystem RAID 940-32i 8GB Flash PCIe Gen4 12Gb Adapter | 2359
7D33CTO1WW | B8PP | ThinkSystem Mellanox ConnectX-6 Dx 100GbE QSFP56 2-port PCIe Ethernet Adapter | 1019
7D33CTO1WW | B8QB | ThinkSystem V2 1800W (230V) Platinum Hot-Swap Power Supply | 519
7D33CTO1WW | B91A | ThinkSystem 2.5" PM1643a 960GB Entry SAS 12Gb Hot Swap SSD | 819
7D33CTO1WW | B91B | ThinkSystem 2.5" PM1643a 1.92TB Entry SAS 12Gb Hot Swap SSD | 1379
7D33CTO1WW | B91C | ThinkSystem 2.5" PM1643a 3.84TB Entry SAS 12Gb Hot Swap SSD | 2579
7D33CTO1WW | B91D | ThinkSystem 2.5" PM1643a 7.68TB Entry SAS 12Gb Hot Swap SSD | 5019
7D33CTO1WW | B93E | ThinkSystem Intel I350 1GbE RJ45 4-port OCP Ethernet Adapter | 179
7D33CTO1WW | B962 | ThinkSystem V2 2400W (230V) Platinum Hot-Swap Power Supply | 749
7D33CTO1WW | B963 | ThinkSystem 16GB TruDDR4 3200 MHz (2Rx8 1.2V) RDIMM | 229
7D33CTO1WW | B964 | ThinkSystem 32GB TruDDR4 3200 MHz (2Rx4 1.2V) RDIMM | 459
7D33CTO1WW | B965 | ThinkSystem 32GB TruDDR4 3200 MHz (2Rx8 1.2V) RDIMM | 459
7D33CTO1WW | B966 | ThinkSystem 64GB TruDDR4 3200 MHz (2Rx4 1.2V) RDIMM | 899
7D33CTO1WW | B96F | ThinkSystem Broadcom 57508 100GbE QSFP56 2-port PCIe 4 Ethernet Adapter | 1059
7D33CTO1WW | B96G | Intel VROC (VMD NVMe RAID) Premium | 439
7D33CTO1WW | B96L | ThinkSystem U.2 Intel Optane P4800X 1.5TB Performance NVMe PCIe 3.0 x4 Hot Swap SSD 60DWPD | 14769
7D33CTO1WW | B96P | ThinkSystem U.3 Kioxia CM6-V 6.4TB Mainstream NVMe PCIe4.0 x4 Hot Swap SSD | 6789
7D33CTO1WW | B96Q | ThinkSystem 7mm Intel S4510 240GB Entry SATA 6Gb Hot Swap SSD | 149
7D33CTO1WW | B96R | ThinkSystem 7mm Intel S4510 960GB Entry SATA 6Gb Hot Swap SSD | 569
7D33CTO1WW | B96S | ThinkSystem 7mm Intel S4510 480GB Entry SATA 6Gb Hot Swap SSD | 209
7D33CTO1WW | B96T | ThinkSystem U.3 Kioxia CM6-V 3.2TB Mainstream NVMe PCIe4.0 x4 Hot Swap SSD | 3459
7D33CTO1WW | B96X | ThinkSystem 2.5" Intel S4510 7.68TB Entry SATA 6Gb Hot Swap SSD | 4529
7D33CTO1WW | B96Z | ThinkSystem U.3 Kioxia CM6-V 1.6TB Mainstream NVMe PCIe4.0 x4 Hot Swap SSD | 1919
7D33CTO1WW | B972 | ThinkSystem U.2 Intel Optane P4800X 375GB Performance NVMe PCIe 3.0 x4 Hot Swap SSD 60DWPD | 3699
7D33CTO1WW | B973 | ThinkSystem U.2 Intel Optane P4800X 750GB Performance NVMe PCIe 3.0 x4 Hot Swap SSD 60DWPD | 7119
7D33CTO1WW | B98A | ThinkSystem 256GB TruDDR4 3200MHz (1.2V) Intel Optane Persistent Memory | 4279
7D33CTO1WW | B98B | ThinkSystem 128GB TruDDR4 3200MHz (1.2V) Intel Optane Persistent Memory | 1149
7D33CTO1WW | B9VR | ThinkSystem RAID 940-16i 8GB Flash PCIe Gen4 12Gb Adapter for SAS/SATA | 0
7D33CTO1WW | B9VV | ThinkSystem RAID 940-16i 8GB Flash PCIe Gen4 12Gb Adapter for U.2 Tri-mode | 0
7D33CTO1WW | B9X7 | Intel VROC (VMD NVMe RAID) Intel SSD Only | 0
7D33CTO1WW | B9XB | Controller 1 No RAID Array | 0
7D33CTO1WW | B9XC | Controller 1 HW RAID Array 1 RAID 0 | 0
7D33CTO1WW | B9XD | Controller 1 HW RAID Array 1 RAID 1 | 0
7D33CTO1WW | B9XE | Controller 1 HW RAID Array 1 RAID 5 | 0
7D33CTO1WW | B9XF | Controller 1 HW RAID Array 1 RAID 6 | 0
7D33CTO1WW | B9XG | Controller 1 HW RAID Array 1 RAID 10 | 0
7D33CTO1WW | B9XH | Controller 1 HW RAID Array 2 RAID 0 | 0
7D33CTO1WW | B9XJ | Controller 1 HW RAID Array 2 RAID 1 | 0
7D33CTO1WW | B9XK | Controller 1 HW RAID Array 2 RAID 5 | 0
7D33CTO1WW | B9XL | Controller 1 HW RAID Array 2 RAID 6 | 0
7D33CTO1WW | B9XM | Controller 1 HW RAID Array 2 RAID 10 | 0
7D33CTO1WW | B9XN | Controller 1 HW RAID Array 3 RAID 0 | 0
7D33CTO1WW | B9XP | Controller 1 HW RAID Array 3 RAID 1 | 0
7D33CTO1WW | B9XQ | Controller 1 HW RAID Array 3 RAID 5 | 0
7D33CTO1WW | B9XR | Controller 1 HW RAID Array 3 RAID 6 | 0
7D33CTO1WW | B9XS | Controller 1 HW RAID Array 3 RAID 10 | 0
7D33CTO1WW | B9XT | Controller 2 No RAID Array | 0
7D33CTO1WW | B9XU | Controller 2 HW RAID Array 1 RAID 0 | 0
7D33CTO1WW | B9XV | Controller 2 HW RAID Array 1 RAID 1 | 0
7D33CTO1WW | B9XW | Controller 2 HW RAID Array 1 RAID 5 | 0
7D33CTO1WW | B9XX | Controller 2 HW RAID Array 1 RAID 6 | 0
7D33CTO1WW | B9XY | Controller 2 HW RAID Array 1 RAID 10 | 0
7D33CTO1WW | B9XZ | Controller 2 HW RAID Array 2 RAID 0 | 0
7D33CTO1WW | B9Y0 | Controller 2 HW RAID Array 2 RAID 1 | 0
7D33CTO1WW | B9Y1 | Controller 2 HW RAID Array 2 RAID 5 | 0
7D33CTO1WW | B9Y2 | Controller 2 HW RAID Array 2 RAID 6 | 0
7D33CTO1WW | B9Y3 | Controller 2 HW RAID Array 2 RAID 10 | 0
7D33CTO1WW | B9Y4 | Controller 2 HW RAID Array 3 RAID 0 | 0
7D33CTO1WW | B9Y5 | Controller 2 HW RAID Array 3 RAID 1 | 0
7D33CTO1WW | B9Y6 | Controller 2 HW RAID Array 3 RAID 5 | 0
7D33CTO1WW | B9Y7 | Controller 2 HW RAID Array 3 RAID 6 | 0
7D33CTO1WW | B9Y8 | Controller 2 HW RAID Array 3 RAID 10 | 0
7D33CTO1WW | B9Y9 | Controller 3 No RAID Array | 0
7D33CTO1WW | B9YA | Controller 3 HW RAID Array 1 RAID 0 | 0
7D33CTO1WW | B9YB | Controller 3 HW RAID Array 1 RAID 1 | 0
7D33CTO1WW | B9YC | Controller 3 HW RAID Array 1 RAID 5 | 0
7D33CTO1WW | B9YD | Controller 3 HW RAID Array 1 RAID 6 | 0
7D33CTO1WW | B9YE | Controller 3 HW RAID Array 1 RAID 10 | 0
7D33CTO1WW | B9YF | Controller 3 HW RAID Array 2 RAID 0 | 0
7D33CTO1WW | B9YG | Controller 3 HW RAID Array 2 RAID 1 | 0
7D33CTO1WW | B9YH | Controller 3 HW RAID Array 2 RAID 5 | 0
7D33CTO1WW | B9YJ | Controller 3 HW RAID Array 2 RAID 6 | 0
7D33CTO1WW | B9YK | Controller 3 HW RAID Array 2 RAID 10 | 0
7D33CTO1WW | B9YL | Controller 3 HW RAID Array 3 RAID 0 | 0
7D33CTO1WW | B9YM | Controller 3 HW RAID Array 3 RAID 1 | 0
7D33CTO1WW | B9YN | Controller 3 HW RAID Array 3 RAID 5 | 0
7D33CTO1WW | B9YP | Controller 3 HW RAID Array 3 RAID 6 | 0
7D33CTO1WW | B9YQ | Controller 3 HW RAID Array 3 RAID 10 | 0
7D33CTO1WW | BA12 | Controller 1 HW RAID Array 1 HDDs | 0
7D33CTO1WW | BA13 | Controller 1 HW RAID Array 2 HDDs | 0
7D33CTO1WW | BA14 | Controller 1 HW RAID Array 3 HDDs | 0
7D33CTO1WW | BA15 | Controller 2 HW RAID Array 1 HDDs | 0
7D33CTO1WW | BA16 | Controller 2 HW RAID Array 2 HDDs | 0
7D33CTO1WW | BA17 | Controller 2 HW RAID Array 3 HDDs | 0
7D33CTO1WW | BA18 | Controller 3 HW RAID Array 1 HDDs | 0
7D33CTO1WW | BA19 | Controller 3 HW RAID Array 2 HDDs | 0
7D33CTO1WW | BA1A | Controller 3 HW RAID Array 3 HDDs | 0
7D33CTO1WW | BA1F | ThinkSystem QLogic QLE2772 32Gb 2-Port PCIe Fibre Channel Adapter | 2309
7D33CTO1WW | BA1G | ThinkSystem QLogic QLE2770 32Gb 1-Port PCIe Fibre Channel Adapter | 1529
7D33CTO1WW | BA62 | ThinkSystem 128GB TruDDR4 3200 MHz (4Rx4 1.2V) 3DS RDIMM | 3159
7D33CTO1WW | BAVY | ThinkSystem SR850/SR860 V2 Processor and Memory Expansion Tray | 1999
7D33CTO1WW | BAW6 | ThinkSystem SR850/SR860 V2 x8/x8 PCIe FH Riser 1 | 799
7D33CTO1WW | BAW7 | ThinkSystem SR850/SR860 V2 x16/x16/x16 PCIe FH Riser 1 | 1029
7D33CTO1WW | BB0P | Intel Transparent Supply Chain. Lenovo has paired our industry leading supply chain with Intel's innovative Transparent Supply Chain program to add a layer of protection to your data center and bring peace of mind that the server hardware you bring into ... | 0
7D33CTO1WW | BB63 | ThinkSystem 7mm PM983 960GB Entry NVMe PCIe 3.0 x4 Hot Swap SSD | 599
7D33CTO1WW | BB8T | ThinkSystem 512GB TruDDR4 3200MHz (1.2V) Intel Optane Persistent Memory | 18409
7D33CTO1WW | BB8U | ThinkSystem Marvell QL41132 10GBASE-T 2-port OCP Ethernet Adapter | 509
7D33CTO1WW | BB99 | ThinkSystem SR850/SR860 V2 Platinum 8380H 28C 250W 2.9GHz Processor | 28579
7D33CTO1WW | BB9A | ThinkSystem SR850/SR860 V2 Platinum 8376H 28C 205W 2.6GHz Processor | 24939
7D33CTO1WW | BB9B | ThinkSystem SR850/SR860 V2 Platinum 8360H 24C 225W 3.0GHz Processor | 12109
7D33CTO1WW | BB9C | ThinkSystem SR850/SR860 V2 Platinum 8353H 18C 150W 2.5GHz Processor | 8779
7D33CTO1WW | BB9D | ThinkSystem SR850/SR860 V2 Platinum 8354H 18C 205W 3.1GHz Processor | 10239
7D33CTO1WW | BB9E | ThinkSystem SR850/SR860 V2 Gold 6348H 24C 165W 2.3GHz Processor | 8289
7D33CTO1WW | BB9F | ThinkSystem SR850/SR860 V2 Gold 6328H 16C 165W 2.8GHz Processor | 5469
7D33CTO1WW | BB9G | ThinkSystem SR850/SR860 V2 Gold 6330H 24C 150W 2.0GHz Processor | 5849
7D33CTO1WW | BB9J | ThinkSystem SR850/SR860 V2 Gold 5320H 20C 150W 2.4GHz Processor | 4789
7D33CTO1WW | BB9K | ThinkSystem SR850/SR860 V2 Gold 5318H 18C 150W 2.5GHz Processor | 3939
7D33CTO1WW | BB9M | ThinkSystem SR850/SR860 V2 Platinum 8356H 8C 190W 3.9GHz Processor | 9789
7D33CTO1WW | BB9R | ThinkSystem 2.5" Intel S4610 7.68TB Mainstream SATA 6Gb Hot Swap SSD | 6789
7D33CTO1WW | BBM8 | Controller 1 SW RAID Array 1 HDDs | 0
7D33CTO1WW | BBM9 | Controller 1 SW RAID Array 2 HDDs | 0
7D33CTO1WW | BBMA | Controller 2 SW RAID Array 1 HDDs | 0
7D33CTO1WW | BBMB | Controller 2 SW RAID Array 2 HDDs | 0
7D33CTO1WW | BBMC | Controller 1 VROC RAID Array 1 HDDs | 0
7D33CTO1WW | BBMD | Controller 1 VROC RAID Array 2 HDDs | 0
7D33CTO1WW | BBME | Controller 1 VROC RAID Array 3 HDDs | 0
7D33CTO1WW | BBN2 | Controller 1 Array 2 No RAID | 0
7D33CTO1WW | BBN3 | Controller 1 Array 3 No RAID | 0
7D33CTO1WW | BBN4 | Controller 2 Array 2 No RAID | 0
7D33CTO1WW | BBN5 | Controller 2 Array 3 No RAID | 0
7D33CTO1WW | BBN6 | Controller 3 Array 2 No RAID | 0
7D33CTO1WW | BBN7 | Controller 3 Array 3 No RAID | 0
7D33CTO1WW | BBNJ | Controller 1 No SW RAID Array | 0
7D33CTO1WW | BBNK | Controller 1 SW RAID Array 1 RAID 0 | 0
7D33CTO1WW | BBNL | Controller 1 SW RAID Array 1 RAID 1 | 0
7D33CTO1WW | BBNM | Controller 1 SW RAID Array 1 RAID 5 | 0
7D33CTO1WW | BBNP | Controller 1 SW RAID Array 1 RAID 10 | 0
7D33CTO1WW | BBNQ | Controller 1 SW RAID Array 2 No RAID | 0
7D33CTO1WW | BBNR | Controller 1 SW RAID Array 2 RAID 0 | 0
7D33CTO1WW | BBNS | Controller 1 SW RAID Array 2 RAID 1 | 0
7D33CTO1WW | BBNT | Controller 1 SW RAID Array 2 RAID 5 | 0
7D33CTO1WW | BBNV | Controller 1 SW RAID Array 2 RAID 10 | 0
7D33CTO1WW | BBNW | Controller 1 SAS HDD Hot Spare | 0
7D33CTO1WW | BBNX | Controller 2 SAS HDD Hot Spare | 0
7D33CTO1WW | BBNY | Controller 3 SAS HDD Hot Spare | 0
7D33CTO1WW | BBP2 | Controller 2 No SW RAID Array | 0
7D33CTO1WW | BBP3 | Controller 2 SW RAID Array 1 RAID 0 | 0
7D33CTO1WW | BBP4 | Controller 2 SW RAID Array 1 RAID 1 | 0
7D33CTO1WW | BBP5 | Controller 2 SW RAID Array 1 RAID 5 | 0
7D33CTO1WW | BBP7 | Controller 2 SW RAID Array 1 RAID 10 | 0
7D33CTO1WW | BBP8 | Controller 2 SW RAID Array 2 No RAID | 0
7D33CTO1WW | BBP9 | Controller 2 SW RAID Array 2 RAID 0 | 0
7D33CTO1WW | BBPA | Controller 2 SW RAID Array 2 RAID 1 | 0
7D33CTO1WW | BBPB | Controller 2 SW RAID Array 2 RAID 5 | 0
7D33CTO1WW | BBPD | Controller 2 SW RAID Array 2 RAID 10 | 0
7D33CTO1WW | BBPG | Controller 1 NVMe SSD Hot Spare | 0
7D33CTO1WW | BBPH | Controller 2 NVMe SSD Hot Spare | 0
7D33CTO1WW | BBPJ | Controller 3 NVMe SSD Hot Spare | 0
7D33CTO1WW | BBPL | Controller 1 No VROC RAID Array | 0
7D33CTO1WW | BBPM | Controller 1 VROC RAID Array 1 RAID 0 | 0
7D33CTO1WW | BBPN | Controller 1 VROC RAID Array 1 RAID 1 | 0
7D33CTO1WW | BBPP | Controller 1 VROC RAID Array 1 RAID 5 | 0
7D33CTO1WW | BBPR | Controller 1 VROC RAID Array 1 RAID 10 | 0
7D33CTO1WW | BBPS | Controller 1 VROC RAID Array 2 No RAID | 0
7D33CTO1WW | BBPT | Controller 1 VROC RAID Array 2 RAID 0 | 0
7D33CTO1WW | BBPU | Controller 1 VROC RAID Array 2 RAID 1 | 0
7D33CTO1WW | BBPV | Controller 1 VROC RAID Array 2 RAID 5 | 0
7D33CTO1WW | BBPX | Controller 1 VROC RAID Array 2 RAID 10 | 0
7D33CTO1WW | BBPY | Controller 1 VROC RAID Array 3 No RAID | 0
7D33CTO1WW | BBPZ | Controller 1 VROC RAID Array 3 RAID 0 | 0
7D33CTO1WW | BBQ0 | Controller 1 VROC RAID Array 3 RAID 1 | 0
7D33CTO1WW | BBQ1 | Controller 1 VROC RAID Array 3 RAID 5 | 0
7D33CTO1WW | BBQ3 | Controller 1 VROC RAID Array 3 RAID 10 | 0
7D33CTO1WW | BBQ8 | Controller 1 SATA SSD Hot Spare | 0
7D33CTO1WW | BBQ9 | Controller 1 SAS SSD Hot Spare | 0
7D33CTO1WW | BBQA | Controller 1 SATA HDD Hot Spare | 0
7D33CTO1WW | BBQB | Controller 2 SATA SSD Hot Spare | 0
7D33CTO1WW | BBQC | Controller 2 SAS SSD Hot Spare | 0
7D33CTO1WW | BBQD | Controller 2 SATA HDD Hot Spare | 0
7D33CTO1WW | BBQE | Controller 3 SATA SSD Hot Spare | 0
7D33CTO1WW | BBQF | Controller 3 SAS SSD Hot Spare | 0
7D33CTO1WW | BBQG | Controller 3 SATA HDD Hot Spare | 0
7D33CTO1WW | BC4R | ThinkSystem 2.5" PM1643a 15.36TB Entry SAS 12Gb Hot Swap SSD | 10029
7D33CTO1WW | BC4V | Non RAID NVMe | 0
7D33CTO1WW | BCD5 | ThinkSystem Intel X710-T2L 10GBASE-T 2-port OCP Ethernet Adapter | 369
7D33CTO1WW | BCFR | ThinkSystem U.2 Intel P5600 3.2TB Mainstream NVMe PCIe 4.0 x4 Hot Swap SSD | 3829
7D33CTO1WW | BCFS | ThinkSystem U.2 Intel P5600 6.4TB Mainstream NVMe PCIe 4.0 x4 Hot Swap SSD | 7639
7D33CTO1WW | BCFT | ThinkSystem U.2 Intel P5500 1.92TB Entry NVMe PCIe 4.0 x4 Hot Swap SSD | 1479
7D33CTO1WW | BCFV | ThinkSystem U.2 Intel P5600 1.6TB Mainstream NVMe PCIe 4.0 x4 Hot Swap SSD | 1919
7D33CTO1WW | BCFW | ThinkSystem U.2 Intel P5500 3.84TB Entry NVMe PCIe 4.0 x4 Hot Swap SSD | 2689
7D33CTO1WW | BCPE | ThinkSystem SR850 V2 Rail Kit | 159
7D33CTO1WW | BCPF | ThinkSystem SR850 V2 x16/x16 PCIe FHHL Riser Kit | 89
7D33CTO1WW | BCPH | ThinkSystem SR850 V2 Chassis | 929
7D33CTO1WW | BCPP | PCI Riser Bracket x8 | 29
7D33CTO1WW | BCPS | Fan Assembly | 69
7D33CTO1WW | BCQ8 | ThinkSystem Power Paddle SR850 V2 | 239
7D33CTO1WW | BCQ9 | System Board SR850 V2 | 2939
7D33CTO1WW | BCQM | ThinkSystem 2U/4U 8x2.5" NVMe Backplane | 309
7D33CTO1WW | BD49 | ThinkSystem Broadcom 57454 10/25GbE SFP28 4-port PCIe Ethernet Adapter V2 | 549
7D33CTO1WW | BD8D | ThinkSystem SR850/SR860 V2 Gold 6328HL 16C 165W 2.8GHz Processor | 12499
7D33CTO1WW | BD8E | ThinkSystem SR850/SR860 V2 Platinum 8376HL 28C 205W 2.6GHz Processor | 31959
7D33CTO1WW | BD8F | ThinkSystem SR850/SR860 V2 Platinum 8380HL 28C 250W 2.9GHz Processor | 35749
7D33CTO1WW | BD8P | SR860 V2 Dummy Indicator for Retimer/Switch Cable Option | 0
7D33CTO1WW | BDXU | ThinkSystem SR850/SR860 V2 Platinum 8360HL 24C 225W 3.0GHz Processor | 18839
7D33CTO1WW | BE03 | ThinkSystem U.3 Kioxia CM6-V 800GB Mainstream NVMe PCIe 4.0 x4 Hot Swap SSD | 1439
7D33CTO1WW | BE37 | SR850 V2 Dummy Indicator for Cable Option | 0
7D33CTO1WW | BE4T | ThinkSystem Mellanox ConnectX-6 Lx 10/25GbE SFP28 2-Port OCP Ethernet Adapter | 409
7D33CTO1WW | BE4U | ThinkSystem Mellanox ConnectX-6 Lx 10/25GbE SFP28 2-Port PCIe Ethernet Adapter | 409
7D33CTO1WW | BE5E | VMware ESXi 7.0 U1 (Factory Installed) | 0
7D33CTO1WW | BFH1 | Lenovo 100Gb SR4 QSFP28 Ethernet Transceiver | 689
7D33CTO1WW | BFY5 | ThinkSystem RAID 530-16i PCIe 12Gb Adapter | 579
7D33CTO1WW | BFY6 | ThinkSystem Broadcom 57454 10GBASE-T 4-port PCIe Ethernet Adapter | 719
7D33CTO1WW | BFYB | Operating mode selection for: "Maximum Performance Mode" | 0
7D33CTO1WW | BFYC | Operating mode selection for: "Minimal Power Mode" | 0
7D33CTO1WW | BFYD | Operating mode selection for: "Efficiency Favoring Power Savings Mode" | 0
7D33CTO1WW | BFYE | Operating mode selection for: "Efficiency - Favoring Performance Mode" | 0
7D33CTO1WW | BFZZ | ThinkSystem 2.5" Nytro 3732 800GB Performance SAS 12Gb Hot Swap SSD SED | 1669
7D33CTO1WW | BG04 | ThinkSystem 2.5" Nytro 3732 3.2TB Performance SAS 12Gb Hot Swap SSD | 6259
7D33CTO1WW | BG05 | ThinkSystem 2.5" Nytro 3732 1.6TB Performance SAS 12Gb Hot Swap SSD | 3259
7D33CTO1WW | BG06 | ThinkSystem 2.5" Nytro 3732 800GB Performance SAS 12Gb Hot Swap SSD | 1669
7D33CTO1WW | BG07 | ThinkSystem 2.5" Nytro 3732 400GB Performance SAS 12Gb Hot Swap SSD | 1029
7D33CTO1WW | BHS8 | ThinkSystem 750W (230V) v2 Titanium Hot-Swap Power Supply | 399
7D33CTO1WW | BHS9 | ThinkSystem 1100W (230V/115V) v2 Platinum Hot-Swap Power Supply | 379
7D33CTO1WW | BHSR | VMware ESXi 7.0 U2 (Factory Installed) | 0
7D33CTO1WW | BHSS | MI for PXE with RJ45 Network port | 0
7D33CTOLWW | 64 | QLogic 10Gb SFP+ SR Optical Transceiver | 909
7D33CTOLWW | 69 | Brocade 10Gb SFP+ SR Optical Transceiver | 909
7D33CTOLWW | 747 | UID Asset Tag Label | 20
7D33CTOLWW | 2302 | RAID Configuration | 149
7D33CTOLWW | 2306 | Integration >1U Component | 125
7D33CTOLWW | 2321 | Custom MFG SVCS Fee - Small Increment | 3
7D33CTOLWW | 3797 | 1.5m Green Cat5e Cable | 17
7D33CTOLWW | 3798 | 3m Green Cat5e Cable | 19
7D33CTOLWW | 3799 | 10m Green Cat5e Cable | 29
7D33CTOLWW | 3803 | 3m Blue Cat5e Cable | 25
7D33CTOLWW | 5053 | SFP+ SR Transceiver | 699
7D33CTOLWW | 5341 | Virtual Media Conversion Option Gen2 (VCO2) | 129
7D33CTOLWW | 5977 | Select Storage devices - no configured RAID required | 0
7D33CTOLWW | 5978 | Select Storage devices - configured RAID | 0
7D33CTOLWW | 6139 | SF Instruction | 0
7D33CTOLWW | 6201 | 1.5m, 10A/100-250V, C13 to IEC 320-C14 Rack Power Cable | 19
7D33CTOLWW | 6204 | 2.8m, 10A/100-250V, C13 to IEC 320-C20 Rack Power Cable | 19
7D33CTOLWW | 6252 | 2.5m, 16A/100-250V, C19 to IEC 320-C20 Rack Power Cable | 19
7D33CTOLWW | 6263 | 4.3m, 10A/100-250V, C13 to IEC 320-C14 Rack Power Cable | 19
7D33CTOLWW | 6275 | 4.3m, 16A/208V, C19 to NEMA L6-20P (US) Line Cord | 49
7D33CTOLWW | 6276 | Line cord - 4.3m, 220-240V, C19 to IRAM 2073 (Argentina) | 19
7D33CTOLWW | 6277 | Line Cord - 4.3m, 250V, C19 to NBR 14136 (Brazil) | 19
7D33CTOLWW | 6278 | Line cord - 4.3m, 220-240V, C19 to BS 1363/A w/13A fuse (UK) | 19
7D33CTOLWW | 6279 | Line cord - 4.3m, 220-240V, C19 to CEE7-VII (European) | 19
7D33CTOLWW | 6283 | 4.3m, 16A/230V, C19 to IEC 309-P+N+G (Den/Sws) Line Cord | 59
7D33CTOLWW | 6287 | 4.3m, 16A/250V, C19 to CNS 10917-3 (Taiwan) Line Cord | 19
7D33CTOLWW | 6289 | 4.3m, 15A/250V, C19 to KSC 8305 (S. Korea) Line Cord | 19
7D33CTOLWW | 6311 | 2.8m, 10A/100-250V, C13 to IEC 320-C14 Rack Power Cable | 9
7D33CTOLWW | 6313 | 2.8m, 10A/120V, C13 to NEMA 5-15P (US) Line Cord | 19
7D33CTOLWW | 6370 | 4.3m, 10A/125V, C13 to NEMA 5-15P (US) Line Cord | 10
7D33CTOLWW | 6373 | 4.3m, 10A/250V, C13 to NEMA 6-15P (US) Line Cord | 15
7D33CTOLWW | 6400 | 2.8m, 13A/100-250V, C13 to C14 Jumper Cord | 9
7D33CTOLWW | 6401 | 2.8m, 13A/120V, C13 to NEMA 5-15P (US) Line Cord | 29
7D33CTOLWW | 6570 | 2.0m, 13A/100-250V, C13 to C14 Jumper Cord | 19
7D33CTOLWW | 6583 | 4.3m, 13A/100-250V, C13 to C14 Rack Power Cable | 19
7D33CTOLWW | 7831 | Customer Solution Center Services | 0
7D33CTOLWW | 8034 | LeSI Solution Component | 0
7D33CTOLWW | 8067 | TAA Compliant Order | 0
7D33CTOLWW | 8072 | General Racking Solution | 0
7D33CTOLWW | 8086 | No Publications Selected | 0
7D33CTOLWW | 8971 | Integrate in manufacturing | 0
7D33CTOLWW | 8972 | Ship Uninstalled (Safety) | 0
7D33CTOLWW | 9013 | Hot Spare | 0
7D33CTOLWW | 9017 | Enable Memory Mirroring | 0
7D33CTOLWW | A102 | Advanced Grouping | 0
7D33CTOLWW | A103 | System x Cluster Upgrade | 0
7D33CTOLWW | A193 | Integrated Solutions | 0
7D33CTOLWW | A1DP | 1m QSFP to QSFP+ Cable | 269
7D33CTOLWW | A1DQ | 3m QSFP+ to QSFP+ Cable | 329
7D33CTOLWW | A1MT | 10m Green Cat6 Cable | 49
7D33CTOLWW | A1MW | 25m Green Cat6 Cable | 105
7D33CTOLWW | A1NN | High Performance Analytics Appliance | 0
7D33CTOLWW | A1NV | 4.3m, 15A/250V, C19 to NEMA 6-15P (US) Line Cord | 49
7D33CTOLWW | A1PH | 1m Passive DAC SFP+ Cable | 69
7D33CTOLWW | A1PJ | 3m Passive DAC SFP+ Cable | 89
7D33CTOLWW | A1PK | 5m Passive DAC SFP+ Cable | 159
7D33CTOLWW | A1RF | 2.8m, 10A/250V, C13 to NEMA 6-15P Line Cord | 15
7D33CTOLWW | A2X8 | 5m QSFP+ to QSFP+ Cable | 379
7D33CTOLWW | A2X9 | 7m QSFP+ to QSFP+ Cable | 429
7D33CTOLWW | A3RG | 0.5m Passive DAC SFP+ Cable | 79
7D33CTOLWW | A3RH | 7m Passive DAC SFP+ Cable | 179
7D33CTOLWW | A4VP | 1.0m, 10A/100-250V, C13 to IEC 320-C14 Rack Power Cable | 19
7D33CTOLWW | A51N | 1.5m Passive DAC SFP+ Cable | 89
7D33CTOLWW | A51P | 2m Passive DAC SFP+ Cable | 89
7D33CTOLWW | A5DL | SFP 1000Base-T (RJ-45) Transceiver | 89
7D33CTOLWW | A5U1 | SKLM for System x w/SEDs - FoD per Install w/1Yr S&S | 199
7D33CTOLWW | A5UA | Lenovo 1m MPO-4xLC OM3 MMF Breakout Cable | 279
7D33CTOLWW | A5UB | Lenovo 3m MPO-4xLC OM3 MMF Breakout Cable | 329
7D33CTOLWW | A5UC | Lenovo 5m MPO-4xLC OM3 MMF Breakout Cable | 379
7D33CTOLWW | AS6C | SKLM for System x w/SEDs - FoD per Install w/3Yr S&S | 299
7D33CTOLWW | ASR5 | Lenovo 0.5m LC-LC OM3 MMF Cable | 24
7D33CTOLWW | ASR6 | Lenovo 1m LC-LC OM3 MMF Cable | 24
7D33CTOLWW | ASR7 | Lenovo 3m LC-LC OM3 MMF Cable | 24
7D33CTOLWW | ASR8 | Lenovo 5m LC-LC OM3 MMF Cable | 29
7D33CTOLWW | ASR9 | Lenovo 10m LC-LC OM3 MMF Cable | 39
7D33CTOLWW | ASRA | Lenovo 15m LC-LC OM3 MMF Cable | 45
7D33CTOLWW | ASRB | Lenovo 25m LC-LC OM3 MMF Cable | 54
7D33CTOLWW | AT2R | Lenovo 1m Active DAC SFP+ Cables | 129
7D33CTOLWW | AT2S | Lenovo 3m Active DAC SFP+ Cables | 139
7D33CTOLWW | AT2T | Lenovo 5m Active DAC SFP+ Cables | 159
7D33CTOLWW | AT2U | Lenovo 10m QSFP+ MPO-MPO OM3 MMF Cable | 169
7D33CTOLWW | AT2V | Lenovo 30m QSFP+ MPO-MPO OM3 MMF Cable | 329
7D33CTOLWW | ATPX | Intel X550-T2 Dual Port 10GBase-T Adapter | 599
7D33CTOLWW | ATTJ | Lenovo Dual Rate 1G/10GB SFP Transceiver | 119
7D33CTOLWW | ATZB | QLogic 16Gb Enhanced Gen5 FC Single-port HBA | 979
7D33CTOLWW | ATZC | QLogic 16Gb Enhanced Gen5 FC Dual-port HBA | 1339
7D33CTOLWW | ATZU | Emulex 16Gb Gen6 FC Single-port HBA | 949
7D33CTOLWW | ATZV | Emulex 16Gb Gen6 FC Dual-port HBA | 1309
7D33CTOLWW | AU0M | 5m Intel OPA 100 Series Active Optical QSFP28 Cable | 899
7D33CTOLWW | AU0P | 15m Intel OPA 100 Series Active Optical QSFP28 Cable | 949
7D33CTOLWW | AUK7 | TPM 2.0 and Secure Boot | 0
7D33CTOLWW | AUKP | ThinkSystem Broadcom 57416 10GBASE-T 2-Port PCIe Ethernet Adapter | 479
7D33CTOLWW | AUKX | ThinkSystem Intel X710-DA2 PCIe 10Gb 2-Port SFP+ Ethernet Adapter | 459
7D33CTOLWW | AULV | ThinkSystem 2.5" 300GB 15K SAS 12Gb Hot Swap 512n HDD | 339
7D33CTOLWW | AULW | ThinkSystem 2.5" 600GB 15K SAS 12Gb Hot Swap 512n HDD | 469
7D33CTOLWW | AULX | ThinkSystem 2.5" 900GB 15K SAS 12Gb Hot Swap 512e HDD | 639
7D33CTOLWW | AULY | ThinkSystem 2.5" 300GB 10K SAS 12Gb Hot Swap 512n HDD | 289
7D33CTOLWW | AULZ | ThinkSystem 2.5" 600GB 10K SAS 12Gb Hot Swap 512n HDD | 319
7D33CTOLWW | AUM1 | ThinkSystem 2.5" 1.2TB 10K SAS 12Gb Hot Swap 512n HDD | 389
7D33CTOLWW | AUM2 | ThinkSystem 2.5" 1.8TB 10K SAS 12Gb Hot Swap 512e HDD | 589
7D33CTOLWW | AUM5 | ThinkSystem 2.5" 600GB 10K SAS 12Gb Hot Swap 512n HDD SED | 635
7D33CTOLWW | AUM6 | ThinkSystem 2.5" 1TB 7.2K SAS 12Gb Hot Swap 512n HDD | 469
7D33CTOLWW | AUM7 | ThinkSystem 2.5" 2TB 7.2K SAS 12Gb Hot Swap 512n HDD | 839
7D33CTOLWW | AUNG | ThinkSystem RAID 530-8i PCIe 12Gb Adapter | 299
7D33CTOLWW | AUNJ | ThinkSystem RAID 930-8i 2GB Flash PCIe 12Gb Adapter | 1009
7D33CTOLWW | AUNK | ThinkSystem RAID 930-16i 4GB Flash PCIe 12Gb Adapter | 1529
7D33CTOLWW | AUNL | ThinkSystem 430-8i SAS/SATA 12Gb HBA | 299
7D33CTOLWW | AUNM | ThinkSystem 430-16i SAS/SATA 12Gb HBA | 589
7D33CTOLWW | AUNN | ThinkSystem 430-16e SAS/SATA 12Gb HBA | 609
7D33CTOLWW | AUNP | FBU345 SuperCap | 135
7D33CTOLWW | AUNQ | ThinkSystem RAID 930-8e 4GB Flash PCIe 12Gb Adapter | 1689
7D33CTOLWW | AUNR | ThinkSystem 430-8e SAS/SATA 12Gb HBA | 299
7D33CTOLWW | AUUE | ThinkSystem 2.5" 1TB 7.2K SATA 6Gb Hot Swap 512n HDD | 469
7D33CTOLWW | AUUJ | ThinkSystem 2.5" 2TB 7.2K SATA 6Gb Hot Swap 512e HDD | 849
7D33CTOLWW | AUZV | ThinkSystem Broadcom 5719 1GbE RJ45 4-Port PCIe Ethernet Adapter | 159
7D33CTOLWW | AUZW | ThinkSystem I350-T4 PCIe 1Gb 4-Port RJ45 Ethernet Adapter | 379
7D33CTOLWW | AUZX | ThinkSystem Broadcom 5720 1GbE RJ45 2-Port PCIe Ethernet Adapter | 129
7D33CTOLWW | AUZY | ThinkSystem I350-T2 PCIe 1Gb 2-Port RJ45 Ethernet Adapter | 179
7D33CTOLWW | AUZZ | ThinkSystem I350-F1 PCIe 1Gb 1-Port SFP Ethernet Adapter | 379
7D33CTOLWW | AV1B | Lenovo 25GBase-SR SFP28 Transceiver | 449
7D33CTOLWW | AV1D | Lenovo 100GBase-SR4 QSFP28 Transceiver | 1539
7D33CTOLWW | AV1F | Lenovo 3m 25G SFP28 Active Optical Cable | 489
7D33CTOLWW | AV1H | Lenovo 10m 25G SFP28 Active Optical Cable | 499
7D33CTOLWW | AV1J | Lenovo 15m 25G SFP28 Active Optical Cable | 497
7D33CTOLWW | AV1K | Lenovo 20m 25G SFP28 Active Optical Cable | 519
7D33CTOLWW | AV1L | Lenovo 3m 100G QSFP28 Active Optical Cable | 1059
7D33CTOLWW | AV1M | Lenovo 5m 100G QSFP28 Active Optical Cable | 1069
7D33CTOLWW | AV1N | Lenovo 10m 100G QSFP28 Active Optical Cable | 1099
7D33CTOLWW | AV1P | Lenovo 15m 100G QSFP28 Active Optical Cable | 1079
7D33CTOLWW | AV1Q | Lenovo 20m 100G QSFP28 Active Optical Cable | 1179
7D33CTOLWW | AV1R | Lenovo 3m 100G to 4x25G Breakout Active Optical Cable | 1949
7D33CTOLWW | AV1S | Lenovo 5m 100G to 4x25G Breakout Active Optical Cable | 1975
7D33CTOLWW | AV1T | Lenovo 10m 100G to 4x25G Breakout Active Optical Cable | 2035
7D33CTOLWW | AV1U | Lenovo 15m 100G to 4x25G Breakout Active Optical Cable | 2095
7D33CTOLWW | AV1V | Lenovo 20m 100G to 4x25G Breakout Active Optical Cable | 2149
7D33CTOLWW | AV1W | Lenovo 1m Passive 25G SFP28 DAC Cable | 69
7D33CTOLWW | AV1X | Lenovo 3m Passive 25G SFP28 DAC Cable | 79
7D33CTOLWW | AV1Y | Lenovo 5m Passive 25G SFP28 DAC Cable | 159
7D33CTOLWW | AV1Z | Lenovo 1m Passive 100G QSFP28 DAC Cable | 99
7D33CTOLWW | AV20 | Lenovo 3m Passive 100G QSFP28 DAC Cable | 159
7D33CTOLWW | AV21 | Lenovo 5m Passive 100G QSFP28 DAC Cable | 299
7D33CTOLWW | AV22 | Lenovo 1m 100G QSFP28 to 4x25G SFP28 Breakout DAC Cable | 179
7D33CTOLWW | AV23 | Lenovo 3m 100G QSFP28 to 4x25G SFP28 Breakout DAC Cable | 299
7D33CTOLWW | AV24 | Lenovo 5m 100G QSFP28 to 4x25G SFP28 Breakout DAC Cable | 459
7D33CTOLWW | AV2B | Lenovo 1m MPO to 4x LC Breakout OM4 MMF Cable | 149
7D33CTOLWW | AV2C | Lenovo 3m MPO to 4x LC Breakout OM4 MMF Cable | 179
7D33CTOLWW | AVBX | CMA (2U) | 39
7D33CTOLWW | AVFQ | 0.75m Green Cat5e Cable | 15
7D33CTOLWW | AVFR | 1.0m Green Cat5e Cable | 19
7D33CTOLWW | AVFS | 1.25m Green Cat5e Cable | 19
7D33CTOLWW | AVFT | 0.75m Blue Cat5e Cable | 15
7D33CTOLWW | AVFU | 1.0m Blue Cat5e Cable | 19
7D33CTOLWW | AVFV | 1.25m Blue Cat5e Cable | 19
7D33CTOLWW | AVFW | 0.75m Green Cat6 Cable | 19
7D33CTOLWW | AVFX | 1.0m Green Cat6 Cable | 19
7D33CTOLWW | AVFY | 1.25m Green Cat6 Cable | 19
7D33CTOLWW | AVFZ | 1.5m Green Cat6 Cable | 19
7D33CTOLWW | AVG0 | 3m Green Cat6 Cable | 25
7D33CTOLWW | AVV0 | On Board SATA Software RAID Mode | 0
7D33CTOLWW | AVV8 | ThinkSystem External USB DVD-RW Optical Disk Drive | 79
7D33CTOLWW | AWAU | SAP HANA SW Stack for ThinkSystem | 0
7D33CTOLWW | AX8A | 4.3m, 13A/120V, C13 to NEMA 5-15P (US) Line Cord | 19
7D33CTOLWW | B0ML | Feature Enable TPM on MB | 0
7D33CTOLWW | B0N4 | 2.0m, 10A/100-250V, C13 to IEC 320-C14 Rack Power Cable | 29
7D33CTOLWW | B0N5 | 1.0m, 13A/100-250V, C13 to C14 Jumper Cord | 25
7D33CTOLWW | B0N6 | 1.5m, 13A/100-250V, C13 to C14 Jumper Cord | 29
7D33CTOLWW | B0RJ | 10GBASE-LR SFP+Transceiver | 350
7D33CTOLWW | B0YS | ThinkSystem 2.5" 2.4TB 10K SAS 12Gb Hot Swap 512e HDD | 629
7D33CTOLWW | B0YV | ThinkSystem 2.5" 2.4TB 10K SAS 12Gb Hot Swap 512e HDD FIPS | 1299
7D33CTOLWW | B0YX | ThinkSystem 2.5" 1.2TB 10K SAS 12Gb Hot Swap 512n HDD SED | 749
7D33CTOLWW | B22J | 5m Intel OPA 100 Series Active Optical QSFP28 Low Power Cable | 809
7D33CTOLWW | B22K | 10m Intel OPA 100 Series Active Optical QSFP28 Low Power Cable | 829
7D33CTOLWW | B22L | 15m Intel OPA 100 Series Active Optical QSFP28 Low Power Cable | 839
7D33CTOLWW | B22M | 20m Intel OPA 100 Series Active Optical QSFP28 Low Power Cable | 849
7D33CTOLWW | B2UZ | Lenovo 1m 100G QSFP28 Active Optical Cable | 949
7D33CTOLWW | B30W | Custom MFG SVCS Fee - Medium Increment | 30
7D33CTOLWW | B30X | Custom MFG SVCS Fee - Large Increment | 300
7D33CTOLWW | B31G | ThinkSystem QLogic QL41134 PCIe 10Gb 4-Port Base-T Ethernet Adapter | 799
7D33CTOLWW | B34N | ThinkSystem U.2 PM983 1.92TB Entry NVMe PCIe 3.0 x4 Hot Swap SSD | 939
7D33CTOLWW | B34P | ThinkSystem U.2 PM983 3.84TB Entry NVMe PCIe 3.0 x4 Hot Swap SSD | 1839
7D33CTOLWW | B498 | ThinkSystem 2.5" Intel S4510 240GB Entry SATA 6Gb Hot Swap SSD | 149
7D33CTOLWW | B499 | ThinkSystem 2.5" Intel S4510 480GB Entry SATA 6Gb Hot Swap SSD | 309
7D33CTOLWW | B49A | ThinkSystem 2.5" Intel S4510 960GB Entry SATA 6Gb Hot Swap SSD | 529
7D33CTOLWW | B49B | ThinkSystem 2.5" Intel S4510 1.92TB Entry SATA 6Gb Hot Swap SSD | 1049
7D33CTOLWW | B49C | ThinkSystem 2.5" Intel S4510 3.84TB Entry SATA 6Gb Hot Swap SSD | 1979
7D33CTOLWW | B49L | ThinkSystem 2.5" Intel S4610 240GB Mainstream SATA 6Gb Hot Swap SSD | 399
7D33CTOLWW | B49M | ThinkSystem 2.5" Intel S4610 480GB Mainstream SATA 6Gb Hot Swap SSD | 479
7D33CTOLWW | B49N | ThinkSystem 2.5" Intel S4610 960GB Mainstream SATA 6Gb Hot Swap SSD | 699
7D33CTOLWW | B49P | ThinkSystem 2.5" Intel S4610 1.92TB Mainstream SATA 6Gb Hot Swap SSD | 1289
7D33CTOLWW | B49Q | ThinkSystem 2.5" Intel S4610 3.84TB Mainstream SATA 6Gb Hot Swap SSD | 2499
7D33CTOLWW | B4D3 | ThinkSystem U.2 PM983 7.68TB Entry NVMe PCIe3.0 x4 Hot Swap SSD | 4999
7D33CTOLWW | B4PA | ThinkSystem 1610-8P NVMe Switch Adapter | 1199
7D33CTOLWW | B4QQ | 0.5m Mellanox HDR IB Passive Copper QSFP56 Cable | 299
7D33CTOLWW | B4QR | 1m Mellanox HDR IB Passive Copper QSFP56 Cable | 399
7D33CTOLWW | B4QS | 1.5m Mellanox HDR IB Passive Copper QSFP56 Cable | 449
7D33CTOLWW | B4QT | 2m Mellanox HDR IB Passive Copper QSFP56 Cable | 499
7D33CTOLWW | B4QW | 3m Mellanox HDR IB Active Optical QSFP56 Cable | 2099
7D33CTOLWW | B4QX | 5m Mellanox HDR IB Active Optical QSFP56 Cable | 2149
7D33CTOLWW | B4QY | 10m Mellanox HDR IB Active Optical QSFP56 Cable | 2199
7D33CTOLWW | B4QZ | 15m Mellanox HDR IB Active Optical QSFP56 Cable | 2249
7D33CTOLWW | B4R0 | 20m Mellanox HDR IB Active Optical QSFP56 Cable | 2299
7D33CTOLWW | B4R1 | 1m Mellanox HDR IB to 2x HDR100 Splitter Passive Copper QSFP56 Cable | 399
7D33CTOLWW | B4R2 | 1.5m Mellanox HDR IB to 2x HDR100 Splitter Passive Copper QSFP56 Cable | 449
7D33CTOLWW | B4R4 | 3m Mellanox HDR IB to 2x HDR100 Splitter Optical QSFP56 Cable | 2799
7D33CTOLWW | B4R5 | 5m Mellanox HDR IB to 2x HDR100 Splitter Optical QSFP56 Cable | 2899
7D33CTOLWW | B4R6 | 10m Mellanox HDR IB to 2x HDR100 Splitter Optical QSFP56 Cable | 2999
7D33CTOLWW | B4R7 | 15m Mellanox HDR IB to 2x HDR100 Splitter Optical QSFP56 Cable | 3199
7D33CTOLWW | B4R8 | 20m Mellanox HDR IB to 2x HDR100 Splitter Optical QSFP56 Cable | 3299
7D33CTOLWW | B4R9 | ThinkSystem Mellanox ConnectX-6 HDR100/100GbE QSFP56 1-port PCIe VPI Adapter | 1779
7D33CTOLWW | B4RA | ThinkSystem Mellanox ConnectX-6 HDR100/100GbE QSFP56 2-port PCIe VPI Adapter | 2099
7D33CTOLWW | B4RB | ThinkSystem Mellanox HDR/200GbE 2x PCIe Aux Kit | 639
7D33CTOLWW | B4RC | ThinkSystem Mellanox ConnectX-6 HDR/200GbE QSFP56 1-port PCIe 4 VPI Adapter | 2209
7D33CTOLWW | B4Y3 | ThinkSystem 256GB TruDDR4 2933MHz (8Rx4 1.2V) 3DS RDIMM | 9159
7D33CTOLWW | B4YB | ThinkSystem NVIDIA T4 16GB PCIe Passive GPU | 6279
7D33CTOLWW | B529 | Intel Optane DC Persistent Memory - App Direct Mode only | 0
7D33CTOLWW | B58F | ThinkSystem U.2 Intel P4510 1.0TB Entry NVMe PCIe3.0 x4 Hot Swap SSD | 539
7D33CTOLWW | B58G | ThinkSystem U.2 Intel P4510 2.0TB Entry NVMe PCIe3.0 x4 Hot Swap SSD | 1459
7D33CTOLWW | B5SS | ThinkSystem Broadcom 57416 10GBASE-T 2-port + 5720 1GbE 2-port OCP Ethernet Adapter | 509
7D33CTOLWW | B5ST | ThinkSystem Broadcom 57416 10GBASE-T 2-port OCP Ethernet Adapter | 449
7D33CTOLWW | B5SV | ThinkSystem Broadcom 57454 10/25GbE SFP28 4-port OCP Ethernet Adapter | 539
7D33CTOLWW | B5SW | ThinkSystem Marvell QL41232 10/25GbE SFP28 2-Port OCP Ethernet Adapter | 369
7D33CTOLWW | B5SX | ThinkSystem Emulex LPe35000 32Gb 1-port PCIe Fibre Channel Adapter | 1739
7D33CTOLWW | B5SY | ThinkSystem Emulex LPe35002 32Gb 2-port PCIe Fibre Channel Adapter | 2599
7D33CTOLWW | B5T0 | ThinkSystem Broadcom 57414 10/25GbE SFP28 2-port PCIe Ethernet Adapter | 389
7D33CTOLWW | B5T1 | ThinkSystem Broadcom 5719 1GbE RJ45 4-port OCP Ethernet Adapter | 159
7D33CTOLWW | B5T4 | ThinkSystem Broadcom 57454 10GBASE-T 4-port OCP Ethernet Adapter | 739
7D33CTOLWW | B652 | ThinkSystem Marvell QL41232 10/25GbE SFP28 2-Port PCIe Ethernet Adapter | 339
7D33CTOLWW | B68K | 30m Mellanox HDR IB to 2x HDR100 Splitter Optical QSFP56 Cable | 3499
7D33CTOLWW | B68L | 2m Mellanox HDR IB to 2x HDR100 Splitter Passive Copper QSFP56 Cable | 499
7D33CTOLWW | B68M | 100m Mellanox HDR IB Optical QSFP56 Cable | 5099
7D33CTOLWW | B68N | 50m Mellanox HDR IB Optical QSFP56 Cable | 3699
7D33CTOLWW | B68P | 30m Mellanox HDR IB Optical QSFP56 Cable | 2399
7D33CTOLWW | B87R | Mellanox CX6 Socket-Direct Adapter Cable Assemble Way | 0
7D33CTOLWW | B8HP | ThinkSystem 2.5" 5300 960GB Entry SATA 6Gb Hot Swap SSD | 489
7D33CTOLWW | B8HU | ThinkSystem 2.5" PM1645a 800GB Mainstream SAS 12Gb Hot Swap SSD | 819
7D33CTOLWW | B8HV | ThinkSystem 2.5" 5300 240GB Entry SATA 6Gb Hot Swap SSD | 359
7D33CTOLWW | B8HW | ThinkSystem HHHL PM1735 3.2TB Mainstream NVMe PCIe4.0 x8 Flash Adapter | 3179
7D33CTOLWW | B8HY | ThinkSystem 2.5" 5300 480GB Mainstream SATA 6Gb Hot Swap SSD | 429
7D33CTOLWW | B8J1 | ThinkSystem 2.5" 5300 240GB Mainstream SATA 6Gb Hot Swap SSD | 409
7D33CTOLWW | B8J2 | ThinkSystem 2.5" 5300 7.68TB Entry SATA 6Gb Hot Swap SSD | 3649
7D33CTOLWW | B8J4 | ThinkSystem 2.5" PM1645a 1.6TB Mainstream SAS 12Gb Hot Swap SSD | 1379
7D33CTOLWW | B8J5 | ThinkSystem 2.5" 5300 1.92TB Entry SATA 6Gb Hot Swap SSD | 939
7D33CTOLWW | B8J6 | ThinkSystem 2.5" 5300 960GB Mainstream SATA 6Gb Hot Swap SSD | 729
7D33CTOLWW | B8J7 | ThinkSystem 2.5" 5300 3.84TB Mainstream SATA 6Gb Hot Swap SSD | 2179
7D33CTOLWW | B8JA | ThinkSystem 2.5" PM1645a 6.4TB Mainstream SAS 12Gb Hot Swap SSD | 6049
7D33CTOLWW | B8JD | ThinkSystem 2.5" PM1645a 3.2TB Mainstream SAS 12Gb Hot Swap SSD | 2579
7D33CTOLWW | B8JE | ThinkSystem 2.5" 5300 1.92TB Mainstream SATA 6Gb Hot Swap SSD | 1279
7D33CTOLWW | B8JM | ThinkSystem 2.5" 5300 480GB Entry SATA 6Gb Hot Swap SSD | 309
7D33CTOLWW | B8JP | ThinkSystem 2.5" 5300 3.84TB Entry SATA 6Gb Hot Swap SSD | 1789
7D33CTOLWW | B8L4 | ThinkSystem 7mm Tray Filler | 9
7D33CTOLWW | B8LM | ThinkSystem 2U/4U 8x2.5" AnyBay Backplane | 309
7D33CTOLWW | B8LU | ThinkSystem 2U 8x2.5" SAS/SATA Backplane | 129
7D33CTOLWW | B8M2 | ThinkSystem 2U New Security Bezel | 59
7D33CTOLWW | B8NW | ThinkSystem RAID 940-8i 8GB Flash PCIe Gen4 12Gb Adapter | 1759
7D33CTOLWW | B8NY | ThinkSystem Raid 940-8i 4GB Flash PCIe Gen4 12Gb Adapter | 1179
7D33CTOLWW | B8NZ | ThinkSystem RAID 940-16i 8GB Flash PCIe Gen4 12Gb Adapter | 2049
7D33CTOLWW | B8P2 | ThinkSystem 2U 7mm Drive Kit w/ SATA RAID | 249
7D33CTOLWW | B8P3 | ThinkSystem 2U 7mm Drive Kit w/ NVMe RAID | 639
7D33CTOLWW | B8P8 | ThinkSystem RAID 940-32i 8GB Flash PCIe Gen4 12Gb Adapter | 2359
7D33CTOLWW | B8PP | ThinkSystem Mellanox ConnectX-6 Dx 100GbE QSFP56 2-port PCIe Ethernet Adapter | 1019
7D33CTOLWW | B8QB | ThinkSystem V2 1800W (230V) Platinum Hot-Swap Power Supply | 519
7D33CTOLWW | B91A | ThinkSystem 2.5" PM1643a 960GB Entry SAS 12Gb Hot Swap SSD | 819
7D33CTOLWW | B91B | ThinkSystem 2.5" PM1643a 1.92TB Entry SAS 12Gb Hot Swap SSD | 1379
7D33CTOLWW | B91C | ThinkSystem 2.5" PM1643a 3.84TB Entry SAS 12Gb Hot Swap SSD | 2579
7D33CTOLWW | B91D | ThinkSystem 2.5" PM1643a 7.68TB Entry SAS 12Gb Hot Swap SSD | 5019
7D33CTOLWW | B93E | ThinkSystem Intel I350 1GbE RJ45 4-port OCP Ethernet Adapter | 179
7D33CTOLWW | B962 | ThinkSystem V2 2400W (230V) Platinum Hot-Swap Power Supply | 749
7D33CTOLWW | B963 | ThinkSystem 16GB TruDDR4 3200 MHz (2Rx8 1.2V) RDIMM | 229
7D33CTOLWW | B964 | ThinkSystem 32GB TruDDR4 3200 MHz (2Rx4 1.2V) RDIMM | 459
7D33CTOLWW | B965 | ThinkSystem 32GB TruDDR4 3200 MHz (2Rx8 1.2V) RDIMM | 459
7D33CTOLWW | B966 | ThinkSystem 64GB TruDDR4 3200 MHz (2Rx4 1.2V) RDIMM | 899
7D33CTOLWW | B96F | ThinkSystem Broadcom 57508 100GbE QSFP56 2-port PCIe 4 Ethernet Adapter | 1059
7D33CTOLWW | B96G | Intel VROC (VMD NVMe RAID) Premium | 439
7D33CTOLWW | B96L | ThinkSystem U.2 Intel Optane P4800X 1.5TB Performance NVMe PCIe 3.0 x4 Hot Swap SSD 60DWPD | 14769
7D33CTOLWW | B96P | ThinkSystem U.3 Kioxia CM6-V 6.4TB Mainstream NVMe PCIe4.0 x4 Hot Swap SSD | 6789
7D33CTOLWW | B96Q | ThinkSystem 7mm Intel S4510 240GB Entry SATA 6Gb Hot Swap SSD | 149
7D33CTOLWW | B96R | ThinkSystem 7mm Intel S4510 960GB Entry SATA 6Gb Hot Swap SSD | 569
7D33CTOLWW | B96S | ThinkSystem 7mm Intel S4510 480GB Entry SATA 6Gb Hot Swap SSD | 209
7D33CTOLWW | B96T | ThinkSystem U.3 Kioxia CM6-V 3.2TB Mainstream NVMe PCIe4.0 x4 Hot Swap SSD | 3459
7D33CTOLWW | B96X | ThinkSystem 2.5" Intel S4510 7.68TB Entry SATA 6Gb Hot Swap SSD | 4529
7D33CTOLWW | B96Z | ThinkSystem U.3 Kioxia CM6-V 1.6TB Mainstream NVMe PCIe4.0 x4 Hot Swap SSD | 1919
7D33CTOLWW | B972 | ThinkSystem U.2 Intel Optane P4800X 375GB Performance NVMe PCIe 3.0 x4 Hot Swap SSD 60DWPD | 3699
7D33CTOLWW | B973 | ThinkSystem U.2 Intel Optane P4800X 750GB Performance NVMe PCIe 3.0 x4 Hot Swap SSD 60DWPD | 7119
7D33CTOLWW | B98A | ThinkSystem 256GB TruDDR4 3200MHz (1.2V) Intel Optane Persistent Memory | 4279
7D33CTOLWW | B98B | ThinkSystem 128GB TruDDR4 3200MHz (1.2V) Intel Optane Persistent Memory | 1149
7D33CTOLWW | B9VR | ThinkSystem RAID 940-16i 8GB Flash PCIe Gen4 12Gb Adapter for SAS/SATA | 0
7D33CTOLWW | B9VV | ThinkSystem RAID 940-16i 8GB Flash PCIe Gen4 12Gb Adapter for U.2 Tri-mode | 0
7D33CTOLWW | B9X7 | Intel VROC (VMD NVMe RAID) Intel SSD Only | 0
7D33CTOLWW | B9XB | Controller 1 No RAID Array | 0
7D33CTOLWW | B9XC | Controller 1 HW RAID Array 1 RAID 0 | 0
7D33CTOLWW | B9XD | Controller 1 HW RAID Array 1 RAID 1 | 0
7D33CTOLWW | B9XE | Controller 1 HW RAID Array 1 RAID 5 | 0
7D33CTOLWW | B9XF | Controller 1 HW RAID Array 1 RAID 6 | 0
7D33CTOLWW | B9XG | Controller 1 HW RAID Array 1 RAID 10 | 0
7D33CTOLWW | B9XH | Controller 1 HW RAID Array 2 RAID 0 | 0
7D33CTOLWW | B9XJ | Controller 1 HW RAID Array 2 RAID 1 | 0
7D33CTOLWW | B9XK | Controller 1 HW RAID Array 2 RAID 5 | 0
7D33CTOLWW | B9XL | Controller 1 HW RAID Array 2 RAID 6 | 0
7D33CTOLWW | B9XM | Controller 1 HW RAID Array 2 RAID 10 | 0
7D33CTOLWW | B9XN | Controller 1 HW RAID Array 3 RAID 0 | 0
7D33CTOLWW | B9XP | Controller 1 HW RAID Array 3 RAID 1 | 0
7D33CTOLWW | B9XQ | Controller 1 HW RAID Array 3 RAID 5 | 0
7D33CTOLWW | B9XR | Controller 1 HW RAID Array 3 RAID 6 | 0
7D33CTOLWW | B9XS | Controller 1 HW RAID Array 3 RAID 10 | 0
7D33CTOLWW | B9XT | Controller 2 No RAID Array | 0
7D33CTOLWW | B9XU | Controller 2 HW RAID Array 1 RAID 0 | 0
7D33CTOLWW | B9XV | Controller 2 HW RAID Array 1 RAID 1 | 0
7D33CTOLWW | B9XW | Controller 2 HW RAID Array 1 RAID 5 | 0
7D33CTOLWW | B9XX | Controller 2 HW RAID Array 1 RAID 6 | 0
7D33CTOLWW | B9XY | Controller 2 HW RAID Array 1 RAID 10 | 0
7D33CTOLWW | B9XZ | Controller 2 HW RAID Array 2 RAID 0 | 0
7D33CTOLWW | B9Y0 | Controller 2 HW RAID Array 2 RAID 1 | 0
7D33CTOLWW | B9Y1 | Controller 2 HW RAID Array 2 RAID 5 | 0
7D33CTOLWW | B9Y2 | Controller 2 HW RAID Array 2 RAID 6 | 0
7D33CTOLWW | B9Y3 | Controller 2 HW RAID Array 2 RAID 10 | 0
7D33CTOLWW | B9Y4 | Controller 2 HW RAID Array 3 RAID 0 | 0
7D33CTOLWW | B9Y5 | Controller 2 HW RAID Array 3 RAID 1 | 0
7D33CTOLWW | B9Y6 | Controller 2 HW RAID Array 3 RAID 5 | 0
7D33CTOLWW | B9Y7 | Controller 2 HW RAID Array 3 RAID 6 | 0
7D33CTOLWW | B9Y8 | Controller 2 HW RAID Array 3 RAID 10 | 0
7D33CTOLWW | B9Y9 | Controller 3 No RAID Array | 0
7D33CTOLWW | B9YA | Controller 3 HW RAID Array 1 RAID 0 | 0
7D33CTOLWW | B9YB | Controller 3 HW RAID Array 1 RAID 1 | 0
7D33CTOLWW | B9YC | Controller 3 HW RAID Array 1 RAID 5 | 0
7D33CTOLWW | B9YD | Controller 3 HW RAID Array 1 RAID 6 | 0
7D33CTOLWW | B9YE | Controller 3 HW RAID Array 1 RAID 10 | 0
7D33CTOLWW | B9YF | Controller 3 HW RAID Array 2 RAID 0 | 0
7D33CTOLWW | B9YG | Controller 3 HW RAID Array 2 RAID 1 | 0
7D33CTOLWW | B9YH | Controller 3 HW RAID Array 2 RAID 5 | 0
7D33CTOLWW | B9YJ | Controller 3 HW RAID Array 2 RAID 6 | 0
7D33CTOLWW | B9YK | Controller 3 HW RAID Array 2 RAID 10 | 0
7D33CTOLWW | B9YL | Controller 3 HW RAID Array 3 RAID 0 | 0
7D33CTOLWW | B9YM | Controller 3 HW RAID Array 3 RAID 1 | 0
7D33CTOLWW | B9YN | Controller 3 HW RAID Array 3 RAID 5 | 0
7D33CTOLWW | B9YP | Controller 3 HW RAID Array 3 RAID 6 | 0
7D33CTOLWW | B9YQ | Controller 3 HW RAID Array 3 RAID 10 | 0
7D33CTOLWW | BA12 | Controller 1 HW RAID Array 1 HDDs | 0
7D33CTOLWW | BA13 | Controller 1 HW RAID Array 2 HDDs | 0
7D33CTOLWW | BA14 | Controller 1 HW RAID Array 3 HDDs | 0
7D33CTOLWW | BA15 | Controller 2 HW RAID Array 1 HDDs | 0
7D33CTOLWW | BA16 | Controller 2 HW RAID Array 2 HDDs | 0
7D33CTOLWW | BA17 | Controller 2 HW RAID Array 3 HDDs | 0
7D33CTOLWW | BA18 | Controller 3 HW RAID Array 1 HDDs | 0
7D33CTOLWW | BA19 | Controller 3 HW RAID Array 2 HDDs | 0
7D33CTOLWW | BA1A | Controller 3 HW RAID Array 3 HDDs | 0
7D33CTOLWW | BA1F | ThinkSystem QLogic QLE2772 32Gb 2-Port PCIe Fibre Channel Adapter | 2309
7D33CTOLWW | BA1G | ThinkSystem QLogic QLE2770 32Gb 1-Port PCIe Fibre Channel Adapter | 1529
7D33CTOLWW | BA62 | ThinkSystem 128GB TruDDR4 3200 MHz (4Rx4 1.2V) 3DS RDIMM | 3159
7D33CTOLWW | BAVY | ThinkSystem SR850/SR860 V2 Processor and Memory Expansion Tray | 1999
7D33CTOLWW | BAW6 | ThinkSystem SR850/SR860 V2 x8/x8 PCIe FH Riser 1 | 799
7D33CTOLWW | BAW7 | ThinkSystem SR850/SR860 V2 x16/x16/x16 PCIe FH Riser 1 | 1029
7D33CTOLWW | BB0P | Intel Transparent Supply Chain. Lenovo has paired our industry leading supply chain with Intel's innovative Transparent Supply Chain program to add a layer of protection to your data center and bring peace of mind that the server hardware you bring into ... | 0
7D33CTOLWW | BB63 | ThinkSystem 7mm PM983 960GB Entry NVMe PCIe 3.0 x4 Hot Swap SSD | 599
7D33CTOLWW | BB8T | ThinkSystem 512GB TruDDR4 3200MHz (1.2V) Intel Optane Persistent Memory | 18409
7D33CTOLWW | BB8U | ThinkSystem Marvell QL41132 10GBASE-T 2-port OCP Ethernet Adapter | 509
7D33CTOLWW | BB99 | ThinkSystem SR850/SR860 V2 Platinum 8380H 28C 250W 2.9GHz Processor | 28579
7D33CTOLWW | BB9A | ThinkSystem SR850/SR860 V2 Platinum 8376H 28C 205W 2.6GHz Processor | 24939
7D33CTOLWW | BB9B | ThinkSystem SR850/SR860 V2 Platinum 8360H 24C 225W 3.0GHz Processor | 12109
7D33CTOLWW | BB9C | ThinkSystem SR850/SR860 V2 Platinum 8353H 18C 150W 2.5GHz Processor | 8779
7D33CTOLWW | BB9D | ThinkSystem SR850/SR860 V2 Platinum 8354H 18C 205W 3.1GHz Processor | 10239
7D33CTOLWW | BB9E | ThinkSystem SR850/SR860 V2 Gold 6348H 24C 165W 2.3GHz Processor | 8289
7D33CTOLWW | BB9F | ThinkSystem SR850/SR860 V2 Gold 6328H 16C 165W 2.8GHz Processor | 5469
7D33CTOLWW | BB9G | ThinkSystem SR850/SR860 V2 Gold 6330H 24C 150W 2.0GHz Processor | 5849
7D33CTOLWW | BB9J | ThinkSystem SR850/SR860 V2 Gold 5320H 20C 150W 2.4GHz Processor | 4789
7D33CTOLWW | BB9K | ThinkSystem SR850/SR860 V2 Gold 5318H 18C 150W 2.5GHz Processor | 3939
7D33CTOLWW | BB9M | ThinkSystem SR850/SR860 V2 Platinum 8356H 8C 190W 3.9GHz Processor | 9789
7D33CTOLWW | BB9R | ThinkSystem 2.5" Intel S4610 7.68TB Mainstream SATA 6Gb Hot Swap SSD | 6789
7D33CTOLWW | BBM8 | Controller 1 SW RAID Array 1 HDDs | 0
7D33CTOLWW | BBM9 | Controller 1 SW RAID Array 2 HDDs | 0
7D33CTOLWW | BBMA | Controller 2 SW RAID Array 1 HDDs | 0
7D33CTOLWW | BBMB | Controller 2 SW RAID Array 2 HDDs | 0
7D33CTOLWW | BBMC | Controller 1 VROC RAID Array 1 HDDs | 0
7D33CTOLWW | BBMD | Controller 1 VROC RAID Array 2 HDDs | 0
7D33CTOLWW | BBME | Controller 1 VROC RAID Array 3 HDDs | 0
7D33CTOLWW | BBN2 | Controller 1 Array 2 No RAID | 0
7D33CTOLWW | BBN3 | Controller 1 Array 3 No RAID | 0
7D33CTOLWW | BBN4 | Controller 2 Array 2 No RAID | 0
7D33CTOLWW | BBN5 | Controller 2 Array 3 No RAID | 0
7D33CTOLWW | BBN6 | Controller 3 Array 2 No RAID | 0
7D33CTOLWW | BBN7 | Controller 3 Array 3 No RAID | 0
7D33CTOLWW | BBNJ | Controller 1 No SW RAID Array | 0
7D33CTOLWW | BBNK | Controller 1 SW RAID Array 1 RAID 0 | 0
7D33CTOLWW | BBNL | Controller 1 SW RAID Array 1 RAID 1 | 0
7D33CTOLWW | BBNM | Controller 1 SW RAID Array 1 RAID 5 | 0
7D33CTOLWW | BBNP | Controller 1 SW RAID Array 1 RAID 10 | 0
7D33CTOLWW | BBNQ | Controller 1 SW RAID Array 2 No RAID | 0
7D33CTOLWW | BBNR | Controller 1 SW RAID Array 2 RAID 0 | 0
7D33CTOLWW | BBNS | Controller 1 SW RAID Array 2 RAID 1 | 0
7D33CTOLWW | BBNT | Controller 1 SW RAID Array 2 RAID 5 | 0
7D33CTOLWW | BBNV | Controller 1 SW RAID Array 2 RAID 10 | 0
7D33CTOLWW | BBNW | Controller 1 SAS HDD Hot Spare | 0
7D33CTOLWW | BBNX | Controller 2 SAS HDD Hot Spare | 0
7D33CTOLWW | BBNY | Controller 3 SAS HDD Hot Spare | 0
7D33CTOLWW | BBP2 | Controller 2 No SW RAID Array | 0
7D33CTOLWW | BBP3 | Controller 2 SW RAID Array 1 RAID 0 | 0
7D33CTOLWW | BBP4 | Controller 2 SW RAID Array 1 RAID 1 | 0
7D33CTOLWW | BBP5 | Controller 2 SW RAID Array 1 RAID 5 | 0
7D33CTOLWW | BBP7 | Controller 2 SW RAID Array 1 RAID 10 | 0
7D33CTOLWW | BBP8 | Controller 2 SW RAID Array 2 No RAID | 0
7D33CTOLWW | BBP9 | Controller 2 SW RAID Array 2 RAID 0 | 0
7D33CTOLWW | BBPA | Controller 2 SW RAID Array 2 RAID 1 | 0
7D33CTOLWW | BBPB | Controller 2 SW RAID Array 2 RAID 5 | 0
7D33CTOLWW | BBPD | Controller 2 SW RAID Array 2 RAID 10 | 0
7D33CTOLWW | BBPG | Controller 1 NVMe SSD Hot Spare | 0
7D33CTOLWW | BBPH | Controller 2 NVMe SSD Hot Spare | 0
7D33CTOLWW | BBPJ | Controller 3 NVMe SSD Hot Spare | 0
7D33CTOLWW | BBPL | Controller 1 No VROC RAID Array | 0
7D33CTOLWW | BBPM | Controller 1 VROC RAID Array 1 RAID 0 | 0
7D33CTOLWW | BBPN | Controller 1 VROC RAID Array 1 RAID 1 | 0
7D33CTOLWW | BBPP | Controller 1 VROC RAID Array 1 RAID 5 | 0
7D33CTOLWW | BBPR | Controller 1 VROC RAID Array 1 RAID 10 | 0
7D33CTOLWW | BBPS | Controller 1 VROC RAID Array 2 No RAID | 0
7D33CTOLWW | BBPT | Controller 1 VROC RAID Array 2 RAID 0 | 0
7D33CTOLWW | BBPU | Controller 1 VROC RAID Array 2 RAID 1 | 0
7D33CTOLWW | BBPV | Controller 1 VROC RAID Array 2 RAID 5 | 0
7D33CTOLWW | BBPX | Controller 1 VROC RAID Array 2 RAID 10 | 0
7D33CTOLWW | BBPY | Controller 1 VROC RAID Array 3 No RAID | 0
7D33CTOLWW | BBPZ | Controller 1 VROC RAID Array 3 RAID 0 | 0
7D33CTOLWW | BBQ0 | Controller 1 VROC RAID Array 3 RAID 1 | 0
7D33CTOLWW | BBQ1 | Controller 1 VROC RAID Array 3 RAID 5 | 0
7D33CTOLWW | BBQ3 | Controller 1 VROC RAID Array 3 RAID 10 | 0
7D33CTOLWW | BBQ8 | Controller 1 SATA SSD Hot Spare | 0
7D33CTOLWW | BBQ9 | Controller 1 SAS SSD Hot Spare | 0
7D33CTOLWW | BBQA | Controller 1 SATA HDD Hot Spare | 0
7D33CTOLWW | BBQB | Controller 2 SATA SSD Hot Spare | 0
7D33CTOLWW | BBQC | Controller 2 SAS SSD Hot Spare | 0
7D33CTOLWW | BBQD | Controller 2 SATA HDD Hot Spare | 0
7D33CTOLWW | BBQE | Controller 3 SATA SSD Hot Spare | 0
7D33CTOLWW | BBQF | Controller 3 SAS SSD Hot Spare | 0
7D33CTOLWW | BBQG | Controller 3 SATA HDD Hot Spare | 0
7D33CTOLWW | BC4R | ThinkSystem 2.5" PM1643a 15.36TB Entry SAS 12Gb Hot Swap SSD | 10029
7D33CTOLWW | BC4V | Non RAID NVMe | 0
7D33CTOLWW | BCD5 | ThinkSystem Intel X710-T2L 10GBASE-T 2-port OCP Ethernet Adapter | 369
7D33CTOLWW | BCFR | ThinkSystem U.2 Intel P5600 3.2TB Mainstream NVMe PCIe 4.0 x4 Hot Swap SSD | 3829
7D33CTOLWW | BCFS | ThinkSystem U.2 Intel P5600 6.4TB Mainstream NVMe PCIe 4.0 x4 Hot Swap SSD | 7639
7D33CTOLWW | BCFT | ThinkSystem U.2 Intel P5500 1.92TB Entry NVMe PCIe 4.0 x4 Hot Swap SSD | 1479
7D33CTOLWW | BCFV | ThinkSystem U.2 Intel P5600 1.6TB Mainstream NVMe PCIe 4.0 x4 Hot Swap SSD | 1919
7D33CTOLWW | BCFW | ThinkSystem U.2 Intel P5500 3.84TB Entry NVMe PCIe 4.0 x4 Hot Swap SSD | 2689
7D33CTOLWW | BCPE | ThinkSystem SR850 V2 Rail Kit | 159
7D33CTOLWW | BCPF | ThinkSystem SR850 V2 x16/x16 PCIe FHHL Riser Kit | 89
7D33CTOLWW | BCPH | ThinkSystem SR850 V2 Chassis | 929
7D33CTOLWW | BCPP | PCI Riser Bracket x8 | 29
7D33CTOLWW | BCPS | Fan Assembly | 69
7D33CTOLWW | BCQ8 | ThinkSystem Power Paddle SR850 V2 | 239
7D33CTOLWW | BCQ9 | System Board SR850 V2 | 2939
7D33CTOLWW | BCQM | ThinkSystem 2U/4U 8x2.5" NVMe Backplane | 309
7D33CTOLWW | BD49 | ThinkSystem Broadcom 57454 10/25GbE SFP28 4-port PCIe Ethernet Adapter V2 | 549
7D33CTOLWW | BD8D | ThinkSystem SR850/SR860 V2 Gold 6328HL 16C 165W 2.8GHz Processor | 12499
7D33CTOLWW | BD8E | ThinkSystem SR850/SR860 V2 Platinum 8376HL 28C 205W 2.6GHz Processor | 31959
7D33CTOLWW | BD8F | ThinkSystem SR850/SR860 V2 Platinum 8380HL 28C 250W 2.9GHz Processor | 35749
7D33CTOLWW | BD8P | SR860 V2 Dummy Indicator for Retimer/Switch Cable Option | 0
7D33CTOLWW | BDXU | ThinkSystem SR850/SR860 V2 Platinum 8360HL 24C 225W 3.0GHz Processor | 18839
7D33CTOLWW | BE03 | ThinkSystem U.3 Kioxia CM6-V 800GB Mainstream NVMe PCIe 4.0 x4 Hot Swap SSD | 1439
7D33CTOLWW | BE37 | SR850 V2 Dummy Indicator for Cable Option | 0
7D33CTOLWW | BE4T | ThinkSystem Mellanox ConnectX-6 Lx 10/25GbE SFP28 2-Port OCP Ethernet Adapter | 409
7D33CTOLWW | BE4U | ThinkSystem Mellanox ConnectX-6 Lx 10/25GbE SFP28 2-Port PCIe Ethernet Adapter | 409
7D33CTOLWW | BE5E | VMware ESXi 7.0 U1 (Factory Installed) | 0
7D33CTOLWW | BFH1 | Lenovo 100Gb SR4 QSFP28 Ethernet Transceiver | 689
7D33CTOLWW | BFY5 | ThinkSystem RAID 530-16i PCIe 12Gb Adapter | 579
7D33CTOLWW | BFY6 | ThinkSystem Broadcom 57454 10GBASE-T 4-port PCIe Ethernet Adapter | 719
7D33CTOLWW | BFYB | Operating mode selection for: "Maximum Performance Mode" | 0
7D33CTOLWW | BFYC | Operating mode selection for: "Minimal Power Mode" | 0
7D33CTOLWW | BFYD | Operating mode selection for: "Efficiency Favoring Power Savings Mode" | 0
7D33CTOLWW | BFYE | Operating mode selection for: "Efficiency - Favoring Performance Mode" | 0
7D33CTOLWW | BFZZ | ThinkSystem 2.5" Nytro 3732 800GB Performance SAS 12Gb Hot Swap SSD SED | 1669
7D33CTOLWW | BG04 | ThinkSystem 2.5" Nytro 3732 3.2TB Performance SAS 12Gb Hot Swap SSD | 6259
7D33CTOLWW | BG05 | ThinkSystem 2.5" Nytro 3732 1.6TB Performance SAS 12Gb Hot Swap SSD | 3259
7D33CTOLWW | BG06 | ThinkSystem 2.5" Nytro 3732 800GB Performance SAS 12Gb Hot Swap SSD | 1669
7D33CTOLWW | BG07 | ThinkSystem 2.5" Nytro 3732 400GB Performance SAS 12Gb Hot Swap SSD | 1029
7D33CTOLWW | BHS8 | ThinkSystem 750W (230V) v2 Titanium Hot-Swap Power Supply | 399
7D33CTOLWW | BHS9 | ThinkSystem 1100W (230V/115V) v2 Platinum Hot-Swap Power Supply | 379
7D33CTOLWW | BHSR | VMware ESXi 7.0 U2 (Factory Installed) | 0
7D33CTOLWW | BHSS | MI for PXE with RJ45 Network port | 0
7D34CTO1WW | 2304 | Integration Prep | 400
7D34CTO1WW | 2310 | Solution Specific Test | 1999
7D34CTO1WW | 2321 | Custom MFG SVCS Fee - Small Increment | 3
7D34CTO1WW | 3797 | 1.5m Green Cat5e Cable | 17
7D34CTO1WW | 3798 | 3m Green Cat5e Cable | 19
7D34CTO1WW | 3799 | 10m Green Cat5e Cable | 29
7D34CTO1WW | 3800 | 25m Green Cat5e Cable | 69
7D34CTO1WW | 3802 | 1.5m Blue Cat5e Cable | 14
7D34CTO1WW | 3803 | 3m Blue Cat5e Cable | 25
7D34CTO1WW | 3804 | 10m Blue Cat5e Cable | 34
7D34CTO1WW | 3805 | 25m Blue Cat5e Cable | 69
7D34CTO1WW | 5895 | 1U 12 C13 Switched and Monitored 60A 3 Phase PDU | 1499
7D34CTO1WW | 5908 | C13 PDU & 1p, 30A/208V, NEMA L6-30P(US)LC | 1269
7D34CTO1WW | 5909 | C13 PDU & 1p, 60A/208V, IEC 309 2P+G(US)LC | 1419
7D34CTO1WW | 5950 | DPI Universal 7 C13 PDU | 179
7D34CTO1WW | 5954 | DPI Universal Rack PDU (Europe) | 195
7D34CTO1WW | 5955 | DPI Universal Rack PDU (Denmark/Switzerland) | 195
7D34CTO1WW | 5957 | DPI Universal Rack PDU (Italy) | 195
7D34CTO1WW | 5959 | DPI Universal Rack PDU (UK) | 195
7D34CTO1WW | 5960 | DPI Universal Rack PDU (Australia/New Zealand) | 359
7D34CTO1WW | 5961 | DPI Universal Rack PDU (China) | 359
7D34CTO1WW | 6012 | DPI Single-phase 30A/208V C13 Enterprise PDU (US) | 669
7D34CTO1WW | 6013 | DPI Single-phase 60A/208V C13 Enterprise PDU (US) | 899
7D34CTO1WW | 6032 | DPI Single-phase 30A/208V C13 Enterprise PDU Plus (US) | 1269
7D34CTO1WW | 6033 | DPI Single-phase 60A/208V C13 Enterprise PDU Plus (US) | 1419
7D34CTO1WW | 6061 | DPI Three-phase 60A/208V C19 Enterprise PDU (US) | 599
7D34CTO1WW | 6062 | DPI Single-phase 30A/208V C19 Enterprise PDU (US) | 1999
7D34CTO1WW | 6063 | DPI Single-phase 60A/208V C19 Enterprise PDU (US) | 899
7D34CTO1WW | 7831 | Customer Solution Center Services | 0
7D34CTO1WW | 8034 | LeSI Solution Component | 0
7D34CTO1WW | 8971 | Integrate in manufacturing | 0
7D34CTO1WW | 8972 | Ship Uninstalled (Safety) | 0
7D34CTO1WW | 9122 | 0-bay arrangement (don't use side-wall compartments) | 0
7D34CTO1WW | 9123 | 2-bay arrangement | 0
7D34CTO1WW | 9128 | dual source distribution | 0
7D34CTO1WW | 9129 | use 100V (low voltage) | 0
7D34CTO1WW | 9134 | use 200V (high voltage) | 0
7D34CTO1WW | A103 | System x Cluster Upgrade | 0
7D34CTO1WW | A193 | Integrated Solutions | 0
7D34CTO1WW | A1MT | 10m Green Cat6 Cable | 49
7D34CTO1WW | A1MW | 25m Green Cat6 Cable | 105
7D34CTO1WW | A4AK | KVM Dongle cable | 39
7D34CTO1WW | A4WV | Railhawks Rack Cable Management Bracket Kit | 855
7D34CTO1WW | ASQT | 0.5m Mellanox EDR IB Passive Copper QSFP28 Cable | 229
7D34CTO1WW | ASQU | 0.75m Mellanox EDR IB Passive Copper QSFP28 Cable | 249
7D34CTO1WW | ASQV | 1m Mellanox EDR IB Passive Copper QSFP28 Cable | 249
7D34CTO1WW | ASQW | 1.25m Mellanox EDR IB Passive Copper QSFP28 Cable | 289
7D34CTO1WW | ASQX | 1.5m Mellanox EDR IB Passive Copper QSFP28 Cable | 289
7D34CTO1WW | ASQY | 2m Mellanox EDR IB Passive Copper QSFP28 Cable | 289
7D34CTO1WW | ASQZ | 5m Mellanox EDR IB Optical QSFP28 Cable | 1359
7D34CTO1WW | ASR0 | 10m Mellanox EDR IB Optical QSFP28 Cable | 1419
7D34CTO1WW | ASR1 | 15m Mellanox EDR IB Optical QSFP28 Cable | 1509
7D34CTO1WW | ASR2 | 20m Mellanox EDR IB Optical QSFP28 Cable | 1569
7D34CTO1WW | ASR3 | 30m Mellanox EDR IB Optical QSFP28 Cable | 1789
7D34CTO1WW | ASRM | 3m Mellanox EDR IB Passive Copper QSFP28 Cable | 319
7D34CTO1WW | ASRN | 3m Mellanox EDR IB Optical QSFP28 Cable | 1359
7D34CTO1WW | ASRP | 50m Mellanox EDR IB Optical QSFP28 Cable | 2329
7D34CTO1WW | AU0E | 0.5m Intel OPA 100 Series Passive Copper QSFP28 Cable | 79
7D34CTO1WW | AU0F | 0.75m Intel OPA Passive Copper QSFP28 Cable | 139
7D34CTO1WW | AU0G | 1m Intel OPA 100 Series Passive Copper QSFP28 Cable | 99
7D34CTO1WW | AU0H | 1.25m Intel OPA 100 Series Passive Copper QSFP28 Cable | 159
7D34CTO1WW | AU0J | 1.5m Intel OPA 100 Series Passive Copper QSFP28 Cable | 109
7D34CTO1WW | AU0K | 2m Intel OPA 100 Series Passive Copper QSFP28 Cable | 129
7D34CTO1WW | AU0M | 5m Intel OPA 100 Series Active Optical QSFP28 Cable | 899
7D34CTO1WW | AU0P | 15m Intel OPA 100 Series Active Optical QSFP28 Cable | 949
7D34CTO1WW | AU0Q | 20m Intel OPA 100 Series Active Optical QSFP28 Cable | 979
7D34CTO1WW | AU16 | 0.5m External MiniSAS HD 8644/MiniSAS HD 8644 Cable | 79
7D34CTO1WW | AU17 | 1m External MiniSAS HD 8644/MiniSAS HD 8644 Cable | 89
7D34CTO1WW | AU18 | 2m External MiniSAS HD 8644/MiniSAS HD 8644 Cable | 99
7D34CTO1WW | AU19 | 3m External MiniSAS HD 8644/MiniSAS HD 8644 Cable | 109
7D34CTO1WW | AU8K | LeROM Validation | 0
7D34CTO1WW | AUJY | External MiniSAS HD 8644/MiniSAS HD 8644 6M Cable | 249
7D34CTO1WW | AVFQ | 0.75m Green Cat5e Cable | 15
7D34CTO1WW | AVFR | 1.0m Green Cat5e Cable | 19
7D34CTO1WW | AVFS | 1.25m Green Cat5e Cable | 19
7D34CTO1WW | AVFT | 0.75m Blue Cat5e Cable | 15
7D34CTO1WW | AVFU | 1.0m Blue Cat5e Cable | 19
7D34CTO1WW | AVFV | 1.25m Blue Cat5e Cable | 19
7D34CTO1WW | AVFW | 0.75m Green Cat6 Cable | 19
7D34CTO1WW | AVFX | 1.0m Green Cat6 Cable | 19
7D34CTO1WW | AVFY | 1.25m Green Cat6 Cable | 19
7D34CTO1WW | AVFZ | 1.5m Green Cat6 Cable | 19
7D34CTO1WW | AVG0 | 3m Green Cat6 Cable | 25
7D34CTO1WW | AVW7 | DSSG Solution | 0
7D34CTO1WW | B1EP | DSS-G Rackless Shipgroup | 0
7D34CTO1WW | B1EQ | Network Verification | 600
7D34CTO1WW | B1F0 | Rackless Prep | 100
7D34CTO1WW | B22J | 5m Intel OPA 100 Series Active Optical QSFP28 Low Power Cable | 809
7D34CTO1WW | B22K | 10m Intel OPA 100 Series Active Optical QSFP28 Low Power Cable | 829
7D34CTO1WW | B22L | 15m Intel OPA 100 Series Active Optical QSFP28 Low Power Cable | 839
7D34CTO1WW | B22M | 20m Intel OPA 100 Series Active Optical QSFP28 Low Power Cable | 849
7D34CTO1WW | B30W | Custom MFG SVCS Fee - Medium Increment | 30
7D34CTO1WW | B30X | Custom MFG SVCS Fee - Large Increment | 300
7D34CTO1WW | B4QQ | 0.5m Mellanox HDR IB Passive Copper QSFP56 Cable | 299
7D34CTO1WW | B4QR | 1m Mellanox HDR IB Passive Copper QSFP56 Cable | 399
7D34CTO1WW | B4QS | 1.5m Mellanox HDR IB Passive Copper QSFP56 Cable | 449
7D34CTO1WW | B4QT | 2m Mellanox HDR IB Passive Copper QSFP56 Cable | 499
7D34CTO1WW | B4QW | 3m Mellanox HDR IB Active Optical QSFP56 Cable | 2099
7D34CTO1WW | B4QX | 5m Mellanox HDR IB Active Optical QSFP56 Cable | 2149
7D34CTO1WW | B4QY | 10m Mellanox HDR IB Active Optical QSFP56 Cable | 2199
7D34CTO1WW | B4QZ | 15m Mellanox HDR IB Active Optical QSFP56 Cable | 2249
7D34CTO1WW | B4R0 | 20m Mellanox HDR IB Active Optical QSFP56 Cable | 2299
7D34CTO1WW | B4R1 | 1m Mellanox HDR IB to 2x HDR100 Splitter Passive Copper QSFP56 Cable | 399
7D34CTO1WW | B4R2 | 1.5m Mellanox HDR IB to 2x HDR100 Splitter Passive Copper QSFP56 Cable | 449
7D34CTO1WW | B4R4 | 3m Mellanox HDR IB to 2x HDR100 Splitter Optical QSFP56 Cable | 2799
7D34CTO1WW | B4R5 | 5m Mellanox HDR IB to 2x HDR100 Splitter Optical QSFP56 Cable | 2899
7D34CTO1WW | B4R6 | 10m Mellanox HDR IB to 2x HDR100 Splitter Optical QSFP56 Cable | 2999
7D34CTO1WW | B4R7 | 15m Mellanox HDR IB to 2x HDR100 Splitter Optical QSFP56 Cable | 3199
7D34CTO1WW | B4R8 | 20m Mellanox HDR IB to 2x HDR100 Splitter Optical QSFP56 Cable | 3299
7D34CTO1WW | B68K | 30m Mellanox HDR IB to 2x HDR100 Splitter Optical QSFP56 Cable | 3499
7D34CTO1WW | B68L | 2m Mellanox HDR IB to 2x HDR100 Splitter Passive Copper QSFP56 Cable | 499
7D34CTO1WW | B68M | 100m Mellanox HDR IB Optical QSFP56 Cable | 5099
7D34CTO1WW | B68N | 50m Mellanox HDR IB Optical QSFP56 Cable | 3699
7D34CTO1WW | B68P | 30m Mellanox HDR IB Optical QSFP56 Cable | 2399
7D34CTO1WW | B7MP | Client Site Integration Kit - Generic | 0
7D3FCTO1WW | 1763 | EMEA Long Leadtime Configurations | 0
7D3FCTO1WW | 1772 | Capacity Scheduling Service | 0
7D3FCTO1WW | 1796 | Custom SLA Scheduling Service | 0
7D3FCTO1WW | 2305 | Integration 1U Component | 59
7D3FCTO1WW | 2306 | Integration >1U Component | 125
7D3FCTO1WW | 2320 | Department of Defense UID Label | 25
7D3FCTO1WW | 2321 | Custom MFG SVCS Fee - Small Increment | 3
7D3FCTO1WW | 3791 | 0.6m Yellow Cat5e Cable | 24
7D3FCTO1WW | 3792 | 1.5m Yellow Cat5e Cable | 24
7D3FCTO1WW | 3796 | 0.6m Green Cat5e Cable | 16
7D3FCTO1WW | 3797 | 1.5m Green Cat5e Cable | 17
7D3FCTO1WW | 3798 | 3m Green Cat5e Cable | 19
7D3FCTO1WW | 3801 | 0.6m Blue Cat5e Cable | 24
7D3FCTO1WW | 3802 | 1.5m Blue Cat5e Cable | 14
7D3FCTO1WW | 4271 | 1U black plastic filler panel | 11
7D3FCTO1WW | 4273 | 3U black plastic filler panel | 15
7D3FCTO1WW | 4275 | 5U black plastic filler panel | 55
7D3FCTO1WW | 5900 | DPI 100-127V NEMA PDU | 145
7D3FCTO1WW | 5949 | DPI Universal Rack PDU (US LV) | 229
7D3FCTO1WW | 5950 | DPI Universal 7 C13 PDU | 179
7D3FCTO1WW | 5954 | DPI Universal Rack PDU (Europe) | 195
7D3FCTO1WW | 5955 | DPI Universal Rack PDU (Denmark/Switzerland) | 195
7D3FCTO1WW | 5957 | DPI Universal Rack PDU (Italy) | 195
7D3FCTO1WW | 5959 | DPI Universal Rack PDU (UK) | 195
7D3FCTO1WW | 5960 | DPI Universal Rack PDU (Australia/New Zealand) | 359
7D3FCTO1WW | 5961 | DPI Universal Rack PDU (China) | 359
7D3FCTO1WW | 7831 | Customer Solution Center Services | 0
7D3FCTO1WW | 8031 | Consolidate Shipment | 0
7D3FCTO1WW | 8067 | TAA Compliant Order | 0
7D3FCTO1WW | 8072 | General Racking Solution | 0
7D3FCTO1WW | 8086 | No Publications Selected | 0
7D3FCTO1WW | 8970 | Ship empty | 0
7D3FCTO1WW | 8971 | Integrate in manufacturing | 0
7D3FCTO1WW | 9128 | dual source distribution | 0
7D3FCTO1WW | 9129 | use 100V (low voltage) | 0
7D3FCTO1WW | 9134 | use 200V (high voltage) | 0
7D3FCTO1WW | A1PH | 1m Passive DAC SFP+ Cable | 69
7D3FCTO1WW | A1PJ | 3m Passive DAC SFP+ Cable | 89
7D3FCTO1WW | A3RG | 0.5m Passive DAC SFP+ Cable | 79
7D3FCTO1WW | A4AK | KVM Dongle cable | 39
7D3FCTO1WW | A4WW | Cable Installation Tool for Racks | 149
7D3FCTO1WW | A51N | 1.5m Passive DAC SFP+ Cable | 89
7D3FCTO1WW | A51P | 2m Passive DAC SFP+ Cable | 89
7D3FCTO1WW | A5RD | Free Shipping and Handling | 0
7D3FCTO1WW | ASR5 | Lenovo 0.5m LC-LC OM3 MMF Cable | 24
7D3FCTO1WW | ASR6 | Lenovo 1m LC-LC OM3 MMF Cable | 24
7D3FCTO1WW | ASR7 | Lenovo 3m LC-LC OM3 MMF Cable | 24
7D3FCTO1WW | AVFQ | 0.75m Green Cat5e Cable | 15
7D3FCTO1WW | AVFR | 1.0m Green Cat5e Cable | 19
7D3FCTO1WW | AVFS | 1.25m Green Cat5e Cable | 19
7D3FCTO1WW | AVFT | 0.75m Blue Cat5e Cable | 15
7D3FCTO1WW | AVFU | 1.0m Blue Cat5e Cable | 19
7D3FCTO1WW | AVFV | 1.25m Blue Cat5e Cable | 19
7D3FCTO1WW | AVFW | 0.75m Green Cat6 Cable | 19
7D3FCTO1WW | AVFX | 1.0m Green Cat6 Cable | 19
7D3FCTO1WW | AVFY | 1.25m Green Cat6 Cable | 19
7D3FCTO1WW | AVFZ | 1.5m Green Cat6 Cable | 19
7D3FCTO1WW | AVG0 | 3m Green Cat6 Cable | 25
7D3FCTO1WW | B1EQ | Network Verification | 600
7D3FCTO1WW | B30W | Custom MFG SVCS Fee - Medium Increment | 30
7D3FCTO1WW | B30X | Custom MFG SVCS Fee - Large Increment | 300
7D3FCTO1WW | B5LL | Rack PreMerge | 0
7D3FCTO1WW | B98F | Rack Monitor | 3899
7D3FCTO1WW | B98H | 1U 1550VA UPS, 230/230VAC, 5P1550GR-L | 2779
7D3FCTO1WW | B98J | 1U 1440VA UPS, 120/120VAC, 5P1500R-L | 2659
7D3FCTO1WW | BAFP | 6U 800mm Deep Micro Datacenter Rack | 3829
7D3FCTO1WW | BBD1 | Iot 6U Short Wall Mounting Bracket Assembly | 169
7D3FCTO1WW | BCB4 | Vertical Assembly Rack - Rotate Device Right (Clockwise) | 0
7D3FCTO1WW | BCB6 | Vertical Assembly Rack - Rotate Device Left (Counter Clockwise) | 0
7D3FCTO1WW | BCP4 | Integration Prep MDC 6U | 0
7D3GCTO1WW | 1763 | EMEA Long Leadtime Configurations | 0
7D3GCTO1WW | 1772 | Capacity Scheduling Service | 0
7D3GCTO1WW | 1796 | Custom SLA Scheduling Service | 0
7D3GCTO1WW | 2305 | Integration 1U Component | 59
7D3GCTO1WW | 2306 | Integration >1U Component | 125
7D3GCTO1WW | 2320 | Department of Defense UID Label | 25
7D3GCTO1WW | 2321 | Custom MFG SVCS Fee - Small Increment | 3
7D3GCTO1WW | 3791 | 0.6m Yellow Cat5e Cable | 24
7D3GCTO1WW | 3792 | 1.5m Yellow Cat5e Cable | 24
7D3GCTO1WW | 3796 | 0.6m Green Cat5e Cable | 16
7D3GCTO1WW | 3797 | 1.5m Green Cat5e Cable | 17
7D3GCTO1WW | 3798 | 3m Green Cat5e Cable | 19
7D3GCTO1WW | 3801 | 0.6m Blue Cat5e Cable | 24
7D3GCTO1WW | 3802 | 1.5m Blue Cat5e Cable | 14
7D3GCTO1WW | 4271 | 1U black plastic filler panel | 11
7D3GCTO1WW | 4273 | 3U black plastic filler panel | 15
7D3GCTO1WW | 4275 | 5U black plastic filler panel | 55
7D3GCTO1WW | 5900 | DPI 100-127V NEMA PDU | 145
7D3GCTO1WW | 5949 | DPI Universal Rack PDU (US LV) | 229
7D3GCTO1WW | 5950 | DPI Universal 7 C13 PDU | 179
7D3GCTO1WW | 5954 | DPI Universal Rack PDU (Europe) | 195
7D3GCTO1WW | 5955 | DPI Universal Rack PDU (Denmark/Switzerland) | 195
7D3GCTO1WW | 5957 | DPI Universal Rack PDU (Italy) | 195
7D3GCTO1WW | 5959 | DPI Universal Rack PDU (UK) | 195
7D3GCTO1WW | 5960 | DPI Universal Rack PDU (Australia/New Zealand) | 359
7D3GCTO1WW | 5961 | DPI Universal Rack PDU (China) | 359
7D3GCTO1WW | 7831 | Customer Solution Center Services | 0
7D3GCTO1WW | 8031 | Consolidate Shipment | 0
7D3GCTO1WW | 8067 | TAA Compliant Order | 0
7D3GCTO1WW | 8072 | General Racking Solution | 0
7D3GCTO1WW | 8086 | No Publications Selected | 0
7D3GCTO1WW | 8970 | Ship empty | 0
7D3GCTO1WW | 8971 | Integrate in manufacturing | 0
7D3GCTO1WW | 9128 | dual source distribution | 0
7D3GCTO1WW | 9129 | use 100V (low voltage) | 0
7D3GCTO1WW | 9134 | use 200V (high voltage) | 0
7D3GCTO1WW | A1PH | 1m Passive DAC SFP+ Cable | 69
7D3GCTO1WW | A1PJ | 3m Passive DAC SFP+ Cable | 89
7D3GCTO1WW | A3RG | 0.5m Passive DAC SFP+ Cable | 79
7D3GCTO1WW | A4AK | KVM Dongle cable | 39
7D3GCTO1WW | A4WW | Cable Installation Tool for Racks | 149
7D3GCTO1WW | A51N | 1.5m Passive DAC SFP+ Cable | 89
7D3GCTO1WW | A51P | 2m Passive DAC SFP+ Cable | 89
7D3GCTO1WW | A5RD | Free Shipping and Handling | 0
7D3GCTO1WW | ASR5 | Lenovo 0.5m LC-LC OM3 MMF Cable | 24
7D3GCTO1WW | ASR6 | Lenovo 1m LC-LC OM3 MMF Cable | 24
7D3GCTO1WW | ASR7 | Lenovo 3m LC-LC OM3 MMF Cable | 24
7D3GCTO1WW | AVFQ | 0.75m Green Cat5e Cable | 15
7D3GCTO1WW | AVFR | 1.0m Green Cat5e Cable | 19
7D3GCTO1WW | AVFS | 1.25m Green Cat5e Cable | 19
7D3GCTO1WW | AVFT | 0.75m Blue Cat5e Cable | 15
7D3GCTO1WW | AVFU | 1.0m Blue Cat5e Cable | 19
7D3GCTO1WW | AVFV | 1.25m Blue Cat5e Cable | 19
7D3GCTO1WW | AVFW | 0.75m Green Cat6 Cable | 19
7D3GCTO1WW | AVFX | 1.0m Green Cat6 Cable | 19
7D3GCTO1WW | AVFY | 1.25m Green Cat6 Cable | 19
7D3GCTO1WW | AVFZ | 1.5m Green Cat6 Cable | 19
7D3GCTO1WW | AVG0 | 3m Green Cat6 Cable | 25
7D3GCTO1WW | B1EQ | Network Verification | 600
7D3GCTO1WW | B30W | Custom MFG SVCS Fee - Medium Increment | 30
7D3GCTO1WW | B30X | Custom MFG SVCS Fee - Large Increment | 300
7D3GCTO1WW | B5LL | Rack PreMerge | 0
7D3GCTO1WW | B98F | Rack Monitor | 3899
7D3GCTO1WW | B98H | 1U 1550VA UPS, 230/230VAC, 5P1550GR-L | 2779
7D3GCTO1WW | B98J | 1U 1440VA UPS, 120/120VAC, 5P1500R-L | 2659
7D3GCTO1WW | BAFP | 6U 800mm Deep Micro Datacenter Rack | 3829
7D3GCTO1WW | BBD1 | Iot 6U Short Wall Mounting Bracket Assembly | 169
7D3GCTO1WW | BCB4 | Vertical Assembly Rack - Rotate Device Right (Clockwise) | 0
7D3GCTO1WW | BCB6 | Vertical Assembly Rack - Rotate Device Left (Counter Clockwise) | 0
7D3GCTO1WW | BCP4 | Integration Prep MDC 6U | 0
7D3HCTO1WW | 1763 | EMEA Long Leadtime Configurations | 0
7D3HCTO1WW | 1772 | Capacity Scheduling Service | 0
7D3HCTO1WW | 1796 | Custom SLA Scheduling Service | 0
7D3HCTO1WW | 2305 | Integration 1U Component | 59
7D3HCTO1WW | 2306 | Integration >1U Component | 125
7D3HCTO1WW | 2320 | Department of Defense UID Label | 25
7D3HCTO1WW | 2321 | Custom MFG SVCS Fee - Small Increment | 3
7D3HCTO1WW | 3791 | 0.6m Yellow Cat5e Cable | 24
7D3HCTO1WW | 3792 | 1.5m Yellow Cat5e Cable | 24
7D3HCTO1WW | 3796 | 0.6m Green Cat5e Cable | 16
7D3HCTO1WW | 3797 | 1.5m Green Cat5e Cable | 17
7D3HCTO1WW | 3798 | 3m Green Cat5e Cable | 19
7D3HCTO1WW | 3801 | 0.6m Blue Cat5e Cable | 24
7D3HCTO1WW | 3802 | 1.5m Blue Cat5e Cable | 14
7D3HCTO1WW | 4271 | 1U black plastic filler panel | 11
7D3HCTO1WW | 4273 | 3U black plastic filler panel | 15
7D3HCTO1WW | 4275 | 5U black plastic filler panel | 55
7D3HCTO1WW | 5900 | DPI 100-127V NEMA PDU | 145
7D3HCTO1WW | 5949 | DPI Universal Rack PDU (US LV) | 229
7D3HCTO1WW | 5950 | DPI Universal 7 C13 PDU | 179
7D3HCTO1WW | 5954 | DPI Universal Rack PDU (Europe) | 195
7D3HCTO1WW | 5955 | DPI Universal Rack PDU (Denmark/Switzerland) | 195
7D3HCTO1WW | 5957 | DPI Universal Rack PDU (Italy) | 195
7D3HCTO1WW | 5959 | DPI Universal Rack PDU (UK) | 195
7D3HCTO1WW | 5960 | DPI Universal Rack PDU (Australia/New Zealand) | 359
7D3HCTO1WW | 5961 | DPI Universal Rack PDU (China) | 359
7D3HCTO1WW | 7831 | Customer Solution Center Services | 0
7D3HCTO1WW | 8031 | Consolidate Shipment | 0
7D3HCTO1WW | 8067 | TAA Compliant Order | 0
7D3HCTO1WW | 8072 | General Racking Solution | 0
7D3HCTO1WW | 8086 | No Publications Selected | 0
7D3HCTO1WW | 8970 | Ship empty | 0
7D3HCTO1WW | 8971 | Integrate in manufacturing | 0
7D3HCTO1WW | 9128 | dual source distribution | 0
7D3HCTO1WW | 9129 | use 100V (low voltage) | 0
7D3HCTO1WW | 9134 | use 200V (high voltage) | 0
7D3HCTO1WW | A1PH | 1m Passive DAC SFP+ Cable | 69
7D3HCTO1WW | A1PJ | 3m Passive DAC SFP+ Cable | 89
7D3HCTO1WW | A3RG | 0.5m Passive DAC SFP+ Cable | 79
7D3HCTO1WW | A4AK | KVM Dongle cable | 39
7D3HCTO1WW | A4WW | Cable Installation Tool for Racks | 149
7D3HCTO1WW | A51N | 1.5m Passive DAC SFP+ Cable | 89
7D3HCTO1WW | A51P | 2m Passive DAC SFP+ Cable | 89
7D3HCTO1WW | A5RD | Free Shipping and Handling | 0
7D3HCTO1WW | ASR5 | Lenovo 0.5m LC-LC OM3 MMF Cable | 24
7D3HCTO1WW | ASR6 | Lenovo 1m LC-LC OM3 MMF Cable | 24
7D3HCTO1WW | ASR7 | Lenovo 3m LC-LC OM3 MMF Cable | 24
7D3HCTO1WW | AVFQ | 0.75m Green Cat5e Cable | 15
7D3HCTO1WW | AVFR | 1.0m Green Cat5e Cable | 19
7D3HCTO1WW | AVFS | 1.25m Green Cat5e Cable | 19
7D3HCTO1WW | AVFT | 0.75m Blue Cat5e Cable | 15
7D3HCTO1WW | AVFU | 1.0m Blue Cat5e Cable | 19
7D3HCTO1WW | AVFV | 1.25m Blue Cat5e Cable | 19
7D3HCTO1WW | AVFW | 0.75m Green Cat6 Cable | 19
7D3HCTO1WW | AVFX | 1.0m Green Cat6 Cable | 19
7D3HCTO1WW | AVFY | 1.25m Green Cat6 Cable | 19
7D3HCTO1WW | AVFZ | 1.5m Green Cat6 Cable | 19
7D3HCTO1WW | AVG0 | 3m Green Cat6 Cable | 25
7D3HCTO1WW | B1EQ | Network Verification | 600
7D3HCTO1WW | B30W | Custom MFG SVCS Fee - Medium Increment | 30
7D3HCTO1WW | B30X | Custom MFG SVCS Fee - Large Increment | 300
7D3HCTO1WW | B5LL | Rack PreMerge | 0
7D3HCTO1WW | B98F | Rack Monitor | 3899
7D3HCTO1WW | B98H | 1U 1550VA UPS, 230/230VAC, 5P1550GR-L | 2779
7D3HCTO1WW | B98J | 1U 1440VA UPS, 120/120VAC, 5P1500R-L | 2659
7D3HCTO1WW | BAFN | 6U 1200mm Deep Micro Datacenter Rack | 4209
7D3HCTO1WW | BCB4 | Vertical Assembly Rack - Rotate Device Right (Clockwise) | 0
7D3HCTO1WW | BCB6 | Vertical Assembly Rack - Rotate Device Left (Counter Clockwise) | 0
7D3HCTO1WW | BCP4 | Integration Prep MDC 6U | 0
7D3JCTO1WW | 1763 | EMEA Long Leadtime Configurations | 0
7D3JCTO1WW | 1772 | Capacity Scheduling Service | 0
7D3JCTO1WW | 1796 | Custom SLA Scheduling Service | 0
7D3JCTO1WW | 2305 | Integration 1U Component | 59
7D3JCTO1WW | 2306 | Integration >1U Component | 125
7D3JCTO1WW | 2320 | Department of Defense UID Label | 25
7D3JCTO1WW | 2321 | Custom MFG SVCS Fee - Small Increment | 3
7D3JCTO1WW | 3791 | 0.6m Yellow Cat5e Cable | 24
7D3JCTO1WW | 3792 | 1.5m Yellow Cat5e Cable | 24
7D3JCTO1WW | 3796 | 0.6m Green Cat5e Cable | 16
7D3JCTO1WW | 3797 | 1.5m Green Cat5e Cable | 17
7D3JCTO1WW | 3798 | 3m Green Cat5e Cable | 19
7D3JCTO1WW | 3801 | 0.6m Blue Cat5e Cable | 24
7D3JCTO1WW | 3802 | 1.5m Blue Cat5e Cable | 14
7D3JCTO1WW | 4271 | 1U black plastic filler panel | 11
7D3JCTO1WW | 4273 | 3U black plastic filler panel | 15
7D3JCTO1WW | 4275 | 5U black plastic filler panel | 55
7D3JCTO1WW | 5900 | DPI 100-127V NEMA PDU | 145
7D3JCTO1WW | 5949 | DPI Universal Rack PDU (US LV) | 229
7D3JCTO1WW | 5950 | DPI Universal 7 C13 PDU | 179
7D3JCTO1WW | 5954 | DPI Universal Rack PDU (Europe) | 195
7D3JCTO1WW | 5955 | DPI Universal Rack PDU (Denmark/Switzerland) | 195
7D3JCTO1WW | 5957 | DPI Universal Rack PDU (Italy) | 195
7D3JCTO1WW | 5959 | DPI Universal Rack PDU (UK) | 195
7D3JCTO1WW | 5960 | DPI Universal Rack PDU (Australia/New Zealand) | 359
7D3JCTO1WW | 5961 | DPI Universal Rack PDU (China) | 359
7D3JCTO1WW | 7831 | Customer Solution Center Services | 0
7D3JCTO1WW | 8031 | Consolidate Shipment | 0
7D3JCTO1WW | 8067 | TAA Compliant Order | 0
7D3JCTO1WW | 8072 | General Racking Solution | 0
7D3JCTO1WW | 8086 | No Publications Selected | 0
7D3JCTO1WW | 8970 | Ship empty | 0
7D3JCTO1WW | 8971 | Integrate in manufacturing | 0
7D3JCTO1WW | 9128 | dual source distribution | 0
7D3JCTO1WW | 9129 | use 100V (low voltage) | 0
7D3JCTO1WW | 9134 | use 200V (high voltage) | 0
7D3JCTO1WW | A1PH | 1m Passive DAC SFP+ Cable | 69
7D3JCTO1WW | A1PJ | 3m Passive DAC SFP+ Cable | 89
7D3JCTO1WW | A3RG | 0.5m Passive DAC SFP+ Cable | 79
7D3JCTO1WW | A4AK | KVM Dongle cable | 39
7D3JCTO1WW | A4WW | Cable Installation Tool for Racks | 149
7D3JCTO1WW | A51N | 1.5m Passive DAC SFP+ Cable | 89
7D3JCTO1WW | A51P | 2m Passive DAC SFP+ Cable | 89
7D3JCTO1WW | A5RD | Free Shipping and Handling | 0
7D3JCTO1WW | ASR5 | Lenovo 0.5m LC-LC OM3 MMF Cable | 24
7D3JCTO1WW | ASR6 | Lenovo 1m LC-LC OM3 MMF Cable | 24
7D3JCTO1WW | ASR7 | Lenovo 3m LC-LC OM3 MMF Cable | 24
7D3JCTO1WW | AVFQ | 0.75m Green Cat5e Cable | 15
7D3JCTO1WW | AVFR | 1.0m Green Cat5e Cable | 19
7D3JCTO1WW | AVFS | 1.25m Green Cat5e Cable | 19
7D3JCTO1WW | AVFT | 0.75m Blue Cat5e Cable | 15
7D3JCTO1WW | AVFU | 1.0m Blue Cat5e Cable | 19
7D3JCTO1WW | AVFV | 1.25m Blue Cat5e Cable | 19
7D3JCTO1WW | AVFW | 0.75m Green Cat6 Cable | 19
7D3JCTO1WW | AVFX | 1.0m Green Cat6 Cable | 19
7D3JCTO1WW | AVFY | 1.25m Green Cat6 Cable | 19
7D3JCTO1WW | AVFZ | 1.5m Green Cat6 Cable | 19
7D3JCTO1WW | AVG0 | 3m Green Cat6 Cable | 25
7D3JCTO1WW | B1EQ | Network Verification | 600
7D3JCTO1WW | B30W | Custom MFG SVCS Fee - Medium Increment | 30
7D3JCTO1WW | B30X | Custom MFG SVCS Fee - Large Increment | 300
7D3JCTO1WW | B5LL | Rack PreMerge | 0
7D3JCTO1WW | B98F | Rack Monitor | 3899
7D3JCTO1WW | B98H | 1U 1550VA UPS, 230/230VAC, 5P1550GR-L | 2779
7D3JCTO1WW | B98J | 1U 1440VA UPS, 120/120VAC, 5P1500R-L | 2659
7D3JCTO1WW | BAFN | 6U 1200mm Deep Micro Datacenter Rack | 4209
7D3JCTO1WW | BCB4 | Vertical Assembly Rack - Rotate Device Right (Clockwise) | 0
7D3JCTO1WW | BCB6 | Vertical Assembly Rack - Rotate Device Left (Counter Clockwise) | 0
7D3JCTO1WW | BCP4 | Integration Prep MDC 6U | 0
7D3KCTO1WW | 747 | UID Asset Tag Label | 20
7D3KCTO1WW | 2306 | Integration >1U Component | 125
7D3KCTO1WW | 6201 | 1.5m, 10A/100-250V, C13 to IEC 320-C14 Rack Power Cable | 19
7D3KCTO1WW | 6204 | 2.8m, 10A/100-250V, C13 to IEC 320-C20 Rack Power Cable | 19
7D3KCTO1WW | 6252 | 2.5m, 16A/100-250V, C19 to IEC 320-C20 Rack Power Cable | 19
7D3KCTO1WW | 6263 | 4.3m, 10A/100-250V, C13 to IEC 320-C14 Rack Power Cable | 19
7D3KCTO1WW | 6311 | 2.8m, 10A/100-250V, C13 to IEC 320-C14 Rack Power Cable | 9
7D3KCTO1WW | 6335 | 4.3m, 12A/100V, C13 to JIS C-8303 (Japan) Line Cord | 19
7D3KCTO1WW | 6370 | 4.3m, 10A/125V, C13 to NEMA 5-15P (US) Line Cord | 10
7D3KCTO1WW | 6373 | 4.3m, 10A/250V, C13 to NEMA 6-15P (US) Line Cord | 15
7D3KCTO1WW | 6400 | 2.8m, 13A/100-250V, C13 to C14 Jumper Cord | 9
7D3KCTO1WW | 6401 | 2.8m, 13A/120V, C13 to NEMA 5-15P (US) Line Cord | 29
7D3KCTO1WW | 6530 | 4.3m, 13A/125V, C13 to CNS 10917 (Taiwan) Line Cord | 29
7D3KCTO1WW | 6570 | 2.0m, 13A/100-250V, C13 to C14 Jumper Cord | 19
7D3KCTO1WW | 6583 | 4.3m, 13A/100-250V, C13 to C14 Rack Power Cable | 19
7D3KCTO1WW | 7831 | Customer Solution Center Services | 0
7D3KCTO1WW | 8067 | TAA Compliant Order | 0
7D3KCTO1WW | 8072 | General Racking Solution | 0
7D3KCTO1WW | 8086 | No Publications Selected | 0
7D3KCTO1WW | 8971 | Integrate in manufacturing | 0
7D3KCTO1WW | 8972 | Ship Uninstalled (Safety) | 0
7D3KCTO1WW | 9170 | Storage SubSystem ID 01 | 0
7D3KCTO1WW | 9171 | Storage SubSystem ID 02 | 0
7D3KCTO1WW | 9172 | Storage SubSystem ID 03 | 0
7D3KCTO1WW | 9173 | Storage SubSystem ID 04 | 0
7D3KCTO1WW | 9174 | Storage SubSystem ID 05 | 0
7D3KCTO1WW | 9175 | Storage SubSystem ID 06 | 0
7D3KCTO1WW | 9176 | Storage SubSystem ID 07 | 0
7D3KCTO1WW | 9177 | Storage SubSystem ID 08 | 0
7D3KCTO1WW | 9178 | Storage SubSystem ID 09 | 0
7D3KCTO1WW | 9179 | Storage SubSystem ID 10 | 0
7D3KCTO1WW | 9180 | Storage SubSystem ID 11 | 0
7D3KCTO1WW | 9181 | Storage SubSystem ID 12 | 0
7D3KCTO1WW | 9182 | Storage SubSystem ID 13 | 0
7D3KCTO1WW | 9183 | Storage SubSystem ID 14 | 0
7D3KCTO1WW | 9184 | Storage SubSystem ID 15 | 0
7D3KCTO1WW | 9185 | Storage SubSystem ID 16 | 0
7D3KCTO1WW | 9186 | Storage SubSystem ID 17 | 0
7D3KCTO1WW | 9187 | Storage SubSystem ID 18 | 0
7D3KCTO1WW | 9188 | Storage SubSystem ID 19 | 0
7D3KCTO1WW | 9189 | Storage SubSystem ID 20 | 0
7D3KCTO1WW | A1DL | 1m QSFP+ DAC Break Out Cable | 319
7D3KCTO1WW | A1DM | 3m QSFP+ DAC Break Out Cable | 419
7D3KCTO1WW | A1DN | 5m QSFP+ DAC Break Out Cable | 529
7D3KCTO1WW | A1NN | High Performance Analytics Appliance | 0
7D3KCTO1WW | A1PH | 1m Passive DAC SFP+ Cable | 69
7D3KCTO1WW | A1PJ | 3m Passive DAC SFP+ Cable | 89
7D3KCTO1WW | A1PK | 5m Passive DAC SFP+ Cable | 159
7D3KCTO1WW | A1RF | 2.8m, 10A/250V, C13 to NEMA 6-15P Line Cord | 15
7D3KCTO1WW | A3RG | 0.5m Passive DAC SFP+ Cable | 79
7D3KCTO1WW | A3SW | 1.2m, 16A/100-250V, 2 Short C13s to Short C20 Rack Power Cable | 55
7D3KCTO1WW | A3SX | 2.5m, 16A/100-250V, 2 Long C13s to Short C20 Rack Power Cable | 75
7D3KCTO1WW | A3SY | 2.8m, 16A/100-250V, 2 Short C13s to Long C20 Rack Power Cable | 79
7D3KCTO1WW | A3SZ | 4.1m, 16A/100-250V, 2 Long C13s to Long C20 Rack Power Cable | 85
7D3KCTO1WW | A4VP | 1.0m, 10A/100-250V, C13 to IEC 320-C14 Rack Power Cable | 19
7D3KCTO1WW | A51N | 1.5m Passive DAC SFP+ Cable | 89
7D3KCTO1WW | A51P | 2m Passive DAC SFP+ Cable | 89
7D3KCTO1WW | ASR5 | Lenovo 0.5m LC-LC OM3 MMF Cable | 24
7D3KCTO1WW | ASR6 | Lenovo 1m LC-LC OM3 MMF Cable | 24
7D3KCTO1WW | ASR7 | Lenovo 3m LC-LC OM3 MMF Cable | 24
7D3KCTO1WW | ASR8 | Lenovo 5m LC-LC OM3 MMF Cable | 29
7D3KCTO1WW | ASR9 | Lenovo 10m LC-LC OM3 MMF Cable | 39
7D3KCTO1WW | ASRA | Lenovo 15m LC-LC OM3 MMF Cable | 45
7D3KCTO1WW | ASRB | Lenovo 25m LC-LC OM3 MMF Cable | 54
7D3KCTO1WW | ASRC | Lenovo 30m LC-LC OM3 MMF Cable | 64
7D3KCTO1WW | AV1B | Lenovo 25GBase-SR SFP28 Transceiver | 449
7D3KCTO1WW | AV1W | Lenovo 1m Passive 25G SFP28 DAC Cable | 69
7D3KCTO1WW | AV1X | Lenovo 3m Passive 25G SFP28 DAC Cable | 79
7D3KCTO1WW | AV1Y | Lenovo 5m Passive 25G SFP28 DAC Cable | 159
7D3KCTO1WW | AV22 | Lenovo 1m 100G QSFP28 to 4x25G SFP28 Breakout DAC Cable | 179
7D3KCTO1WW | AV23 | Lenovo 3m 100G QSFP28 to 4x25G SFP28 Breakout DAC Cable | 299
7D3KCTO1WW | AV24 | Lenovo 5m 100G QSFP28 to 4x25G SFP28 Breakout DAC Cable | 459
7D3KCTO1WW | AVFW | 0.75m Green Cat6 Cable | 19
7D3KCTO1WW | AVFX | 1.0m Green Cat6 Cable | 19
7D3KCTO1WW | AVFY | 1.25m Green Cat6 Cable | 19
7D3KCTO1WW | AVFZ | 1.5m Green Cat6 Cable | 19
7D3KCTO1WW | AVG0 | 3m Green Cat6 Cable | 25
7D3KCTO1WW | AX8A | 4.3m, 13A/120V, C13 to NEMA 5-15P (US) Line Cord | 19
7D3KCTO1WW | B0N4 | 2.0m, 10A/100-250V, C13 to IEC 320-C14 Rack Power Cable | 29
7D3KCTO1WW | B0N5 | 1.0m, 13A/100-250V, C13 to C14 Jumper Cord | 25
7D3KCTO1WW | B0N6 | 1.5m, 13A/100-250V, C13 to C14 Jumper Cord | 29
7D3KCTO1WW | B2P9 | Lenovo 0.5m LC-LC OM4 MMF Cable | 34
7D3KCTO1WW | B2PA | Lenovo 1m LC-LC OM4 MMF Cable | 29
7D3KCTO1WW | B2PB | Lenovo 3m LC-LC OM4 MMF Cable | 34
7D3KCTO1WW | B2PC | Lenovo 5m LC-LC OM4 MMF Cable | 44
7D3KCTO1WW | B2PD | Lenovo 10m LC-LC OM4 MMF Cable | 69
7D3KCTO1WW | B2PE | Lenovo 15m LC-LC OM4 MMF Cable | 79
7D3KCTO1WW | B2PF | Lenovo 25m LC-LC OM4 MMF Cable | 114
7D3KCTO1WW | B2PG | Lenovo 30m LC-LC OM4 MMF Cable | 129
7D3KCTO1WW | B4BP | Lenovo ThinkSystem Storage USB Cable, Micro-USB | 20
7D3KCTO1WW | B4K5 | DM Controller Parent MFG Inst | 0
7D3KCTO1WW | B4SF | DM Series CIFS Protocol License | 0
7D3KCTO1WW | B4SG | DM Series NFS Protocol License | 0
7D3KCTO1WW | B4SH | DM Series iSCSI Protocol License | 0
7D3KCTO1WW | B4SJ | DM Series FCP Protocol License | 0
7D3KCTO1WW | B4SK | DM Series SnapMirror License | 0
7D3KCTO1WW | B4SL | DM Series SnapRestore License | 0
7D3KCTO1WW | B4SM | DM Series FlexClone License | 0
7D3KCTO1WW | B4SN | DM Series Software Encryption License | 0
7D3KCTO1WW | B4SP | DM Series SnapManager License | 0
7D3KCTO1WW | B4SU | TPM | 0
7D3KCTO1WW | B5AZ | DM Series SnapVault License | 0
7D3KCTO1WW | B732 | 25Gb Ethernet Optical SFP28 Shortwave Module 1 Pack | 419
7D3KCTO1WW | B738 | Lenovo ThinkSystem NVMe Accessory | 19
7D3KCTO1WW | B7AQ | SnapMirror Synchronous | 0
7D3KCTO1WW | B7N1 | NVMe over FC Protocol | 0
7D3KCTO1WW | BEVP | Lenovo ThinkSystem DM Series HIC, 16/32Gb FC,4-ports | 5879
7D3KCTO1WW | BEVQ | Lenovo ThinkSystem DM Series HIC, 10/25Gb iSCSI,4-ports | 1309
7D3KCTO1WW | BEVR | Lenovo ThinkSystem DM Series HIC, 100Gb NVMe-RoCE,2-ports | 2049
7D3KCTO1WW | BEVS | Lenovo ThinkSystem DM5100F NVMe Controller, 64GB | 11399
7D3KCTO1WW | BEW1 | Lenovo ThinkSystem 12TB (6x 1.9TB NVMe SED) Drive Pack for DM5100F | 46799
7D3KCTO1WW | BEW2 | Lenovo ThinkSystem 12TB (6x 1.9TB NVMe Non-SED) Drive Pack for DM5100F | 46799
7D3KCTO1WW | BEW3 | Lenovo ThinkSystem 23TB (6x 3.84TB NVMe SED) Drive Pack for DM5100F | 91349
7D3KCTO1WW | BEW4 | Lenovo ThinkSystem 23TB (6x 3.84TB NVMe SED FIPS) Drive Pack for DM5100F | 91349
7D3KCTO1WW | BEW5 | Lenovo ThinkSystem 23TB (6x 3.84TB NVMe Non-SED) Drive Pack for DM5100F | 91349
7D3KCTO1WW | BEW6 | Lenovo ThinkSystem 46TB (6x 7.68TB NVMe SED) Drive Pack for DM5100F | 180759
7D3KCTO1WW | BEW7 | Lenovo ThinkSystem 92TB (6x 15.36TB NVMe SED) Drive Pack for DM5100F | 360359
7D3KCTO1WW | BF3C | Lenovo ThinkSystem DM Series 2U NVMe Chassis | 3059
7D3KCTO1WW | BF4C | Lenovo ThinkSystem DM Series 2U24 Bezel | 159
7D3KCTO1WW | BF5Q | Lenovo ThinkSystem DM Series ONTAP 9.8 Software Encryption | 0
7D3KCTO1WW | BF5R | Lenovo ThinkSystem DM Series ONTAP 9.8 Software NonEncryption | 0
7D3KCTO1WW | BF5T | Lenovo ThinkSystem DM Series ONTAP 9.8 Software Fundamentals Encryption | 0
7D3KCTO1WW | BF5U | Lenovo ThinkSystem DM Series ONTAP 9.8 Software Fundamentals NonEncryption | 0
7D3KCTO1WW | BH56 | S3 Protocol License | 0
7D3KCTO1WW | BK1P | Lenovo ThinkSystem 12TB (6x 1.9TB NVMe SED) Drive Pack for DM DM5100F - Fundamental | 21979
7D3KCTO1WW | BK1Q | Lenovo ThinkSystem 12TB (6x 1.9TB NVMe Non-SED) Drive Pack for DM5100F - Fundamental | 22849
7D3KCTO1WW | BK1R | Lenovo ThinkSystem 23TB (6x 3.8TB NVMe SED) Drive Pack for DM5100F - Fundamental | 42199
7D3KCTO1WW | BK1S | Lenovo ThinkSystem 23TB (6x 3.8TB NVMe SED FIPS) Drive Pack for DM5100F - Fundamental | 42499
7D3KCTO1WW | BK1T | Lenovo ThinkSystem 23TB (6x 3.8TB NVMe Non-SED) Drive Pack for DM5100F - Fundamental | 42729
7D3KCTO1WW | BK1U | Lenovo ThinkSystem 46TB (6x 7.6TB NVMe SED) Drive Pack for DM5100F - Fundamental | 86069
7D3KCTO1WW | BK1V | Lenovo ThinkSystem 92TB (6x 15.3TB NVMe SED) Drive Pack for DM5100F - Fundamental | 177139
7D3KCTO1WW | BKJ4 | Lenovo ThinkSystem 12TB (6x 1.9TB NVMe SED) Drive Pack for DM DM5100F Fundamental All SAN Bundle | 18009
7D3KCTO1WW | BKJ5 | Lenovo ThinkSystem 12TB (6x 1.9TB NVMe Non-SED) Drive Pack for DM5100F Fundamental All SAN Bundle | 18869
7D3KCTO1WW | BKJ6 | Lenovo ThinkSystem 23TB (6x 3.8TB NVMe SED) Drive Pack for DM5100F Fundamental All SAN Bundle | 34249
7D3KCTO1WW | BKJ7 | Lenovo ThinkSystem 23TB (6x 3.8TB NVMe SED FIPS) Drive Pack for DM5100F - Fundamental All SAN Bundle | 34549
7D3KCTO1WW | BKJ8 | Lenovo ThinkSystem 23TB (6x 3.8TB NVMe Non-SED) Drive Pack for DM5100F Fundamental All SAN Bundle | 34789
7D3KCTO1WW | BKJ9 | Lenovo ThinkSystem 46TB (6x 7.6TB NVMe SED) Drive Pack for DM5100F Fundamental All SAN Bundle | 70139
7D3KCTO1WW | BKJA | Lenovo ThinkSystem 92TB (6x 15.3TB NVMe SED) Drive Pack for DM5100F Fundamental All SAN Bundle | 145279
7D3KCTO1WW | BKJB | Lenovo ThinkSystem 12TB (6x 1.92TB NVMe SED) Drive Pack for DM 5100F Premium All SAN Bundle WW | 21679
7D3KCTO1WW | BKJC | Lenovo ThinkSystem 12TB (6x 1.92TB NVMe Non-SED) Drive Pack for DM5100F - Premium All SAN Bundle WW | 22539
7D3KCTO1WW | BKJD | Lenovo ThinkSystem 23TB (6x 3.84TB NVMe SED) Drive Pack for DM5100F Premium All SAN Bundle WW | 41589
7D3KCTO1WW | BKJE | Lenovo ThinkSystem 23TB (6x 3.84TB NVMe SED FIPS) Drive Pack for DM5100F Premium All SAN Bundle WW | 41879
7D3KCTO1WW | BKJF | Lenovo ThinkSystem 23TB (6x 3.84TB NVMe Non-SED) Drive Pack for DM5100F - Premium All SAN Bundle WW | 42119
7D3KCTO1WW | BKJG | Lenovo ThinkSystem 46TB (6x 7.68TB NVMe SED) Drive Pack for DM5100F Premium All SAN Bundle WW | 84839
7D3KCTO1WW | BKJH | Lenovo ThinkSystem 92TB (6x 15.3TB NVMe SED) Drive Pack for DM5100F Premium All SAN Bundle WW | 174679
7D3KCTOLWW | 747 | UID Asset Tag Label | 20
7D3KCTOLWW | 2306 | Integration >1U Component | 125
7D3KCTOLWW | 6201 | 1.5m, 10A/100-250V, C13 to IEC 320-C14 Rack Power Cable | 19
7D3KCTOLWW | 6204 | 2.8m, 10A/100-250V, C13 to IEC 320-C20 Rack Power Cable | 19
7D3KCTOLWW | 6252 | 2.5m, 16A/100-250V, C19 to IEC 320-C20 Rack Power Cable | 19
7D3KCTOLWW | 6263 | 4.3m, 10A/100-250V, C13 to IEC 320-C14 Rack Power Cable | 19
7D3KCTOLWW | 6311 | 2.8m, 10A/100-250V, C13 to IEC 320-C14 Rack Power Cable | 9
7D3KCTOLWW | 6335 | 4.3m, 12A/100V, C13 to JIS C-8303 (Japan) Line Cord | 19
7D3KCTOLWW | 6370 | 4.3m, 10A/125V, C13 to NEMA 5-15P (US) Line Cord | 10
7D3KCTOLWW | 6373 | 4.3m, 10A/250V, C13 to NEMA 6-15P (US) Line Cord | 15
7D3KCTOLWW | 6400 | 2.8m, 13A/100-250V, C13 to C14 Jumper Cord | 9
7D3KCTOLWW | 6401 | 2.8m, 13A/120V, C13 to NEMA 5-15P (US) Line Cord | 29
7D3KCTOLWW | 6530 | 4.3m, 13A/125V, C13 to CNS 10917 (Taiwan) Line Cord | 29
7D3KCTOLWW | 6570 | 2.0m, 13A/100-250V, C13 to C14 Jumper Cord | 19
7D3KCTOLWW | 6583 | 4.3m, 13A/100-250V, C13 to C14 Rack Power Cable | 19
7D3KCTOLWW | 7831 | Customer Solution Center Services | 0
7D3KCTOLWW | 8067 | TAA Compliant Order | 0
7D3KCTOLWW | 8072 | General Racking Solution | 0
7D3KCTOLWW | 8086 | No Publications Selected | 0
7D3KCTOLWW | 8971 | Integrate in manufacturing | 0
7D3KCTOLWW | 8972 | Ship Uninstalled (Safety) | 0
7D3KCTOLWW | 9170 | Storage SubSystem ID 01 | 0
7D3KCTOLWW | 9171 | Storage SubSystem ID 02 | 0
7D3KCTOLWW | 9172 | Storage SubSystem ID 03 | 0
7D3KCTOLWW | 9173 | Storage SubSystem ID 04 | 0
7D3KCTOLWW | 9174 | Storage SubSystem ID 05 | 0
7D3KCTOLWW | 9175 | Storage SubSystem ID 06 | 0
7D3KCTOLWW | 9176 | Storage SubSystem ID 07 | 0
7D3KCTOLWW | 9177 | Storage SubSystem ID 08 | 0
7D3KCTOLWW | 9178 | Storage SubSystem ID 09 | 0
7D3KCTOLWW | 9179 | Storage SubSystem ID 10 | 0
7D3KCTOLWW | 9180 | Storage SubSystem ID 11 | 0
7D3KCTOLWW | 9181 | Storage SubSystem ID 12 | 0
7D3KCTOLWW | 9182 | Storage SubSystem ID 13 | 0
7D3KCTOLWW | 9183 | Storage SubSystem ID 14 | 0
7D3KCTOLWW | 9184 | Storage SubSystem ID 15 | 0
7D3KCTOLWW | 9185 | Storage SubSystem ID 16 | 0
7D3KCTOLWW | 9186 | Storage SubSystem ID 17 | 0
7D3KCTOLWW | 9187 | Storage SubSystem ID 18 | 0
7D3KCTOLWW | 9188 | Storage SubSystem ID 19 | 0
7D3KCTOLWW | 9189 | Storage SubSystem ID 20 | 0
7D3KCTOLWW | A1DL | 1m QSFP+ DAC Break Out Cable | 319
7D3KCTOLWW | A1DM | 3m QSFP+ DAC Break Out Cable | 419
7D3KCTOLWW | A1DN | 5m QSFP+ DAC Break Out Cable | 529
7D3KCTOLWW | A1NN | High Performance Analytics Appliance | 0
7D3KCTOLWW | A1PH | 1m Passive DAC SFP+ Cable | 69
7D3KCTOLWW | A1PJ | 3m Passive DAC SFP+ Cable | 89
7D3KCTOLWW | A1PK | 5m Passive DAC SFP+ Cable | 159
7D3KCTOLWW | A1RF | 2.8m, 10A/250V, C13 to NEMA 6-15P Line Cord | 15
7D3KCTOLWW | A3RG | 0.5m Passive DAC SFP+ Cable | 79
7D3KCTOLWW | A3SW | 1.2m, 16A/100-250V, 2 Short C13s to Short C20 Rack Power Cable | 55
7D3KCTOLWW | A3SX | 2.5m, 16A/100-250V, 2 Long C13s to Short C20 Rack Power Cable | 75
7D3KCTOLWW | A3SY | 2.8m, 16A/100-250V, 2 Short C13s to Long C20 Rack Power Cable | 79
7D3KCTOLWW | A3SZ | 4.1m, 16A/100-250V, 2 Long C13s to Long C20 Rack Power Cable | 85
7D3KCTOLWW | A4VP | 1.0m, 10A/100-250V, C13 to IEC 320-C14 Rack Power Cable | 19
7D3KCTOLWW | A51N | 1.5m Passive DAC SFP+ Cable | 89
7D3KCTOLWW | A51P | 2m Passive DAC SFP+ Cable | 89
7D3KCTOLWW | ASR5 | Lenovo 0.5m LC-LC OM3 MMF Cable | 24
7D3KCTOLWW | ASR6 | Lenovo 1m LC-LC OM3 MMF Cable | 24
7D3KCTOLWW | ASR7 | Lenovo 3m LC-LC OM3 MMF Cable | 24
7D3KCTOLWW | ASR8 | Lenovo 5m LC-LC OM3 MMF Cable | 29
7D3KCTOLWW | ASR9 | Lenovo 10m LC-LC OM3 MMF Cable | 39
7D3KCTOLWW | ASRA | Lenovo 15m LC-LC OM3 MMF Cable | 45
7D3KCTOLWW | ASRB | Lenovo 25m LC-LC OM3 MMF Cable | 54
7D3KCTOLWW | ASRC | Lenovo 30m LC-LC OM3 MMF Cable | 64
7D3KCTOLWW | AV1B | Lenovo 25GBase-SR SFP28 Transceiver | 449
7D3KCTOLWW | AV1W | Lenovo 1m Passive 25G SFP28 DAC Cable | 69
7D3KCTOLWW | AV1X | Lenovo 3m Passive 25G SFP28 DAC Cable | 79
7D3KCTOLWW | AV1Y | Lenovo 5m Passive 25G SFP28 DAC Cable | 159
7D3KCTOLWW | AV22 | Lenovo 1m 100G QSFP28 to 4x25G SFP28 Breakout DAC Cable | 179
7D3KCTOLWW | AV23 | Lenovo 3m 100G QSFP28 to 4x25G SFP28 Breakout DAC Cable | 299
7D3KCTOLWW | AV24 | Lenovo 5m 100G QSFP28 to 4x25G SFP28 Breakout DAC Cable | 459
7D3KCTOLWW | AVFW | 0.75m Green Cat6 Cable | 19
7D3KCTOLWW | AVFX | 1.0m Green Cat6 Cable | 19
7D3KCTOLWW | AVFY | 1.25m Green Cat6 Cable | 19
7D3KCTOLWW | AVFZ | 1.5m Green Cat6 Cable | 19
7D3KCTOLWW | AVG0 | 3m Green Cat6 Cable | 25
7D3KCTOLWW | AX8A | 4.3m, 13A/120V, C13 to NEMA 5-15P (US) Line Cord | 19
7D3KCTOLWW | B0N4 | 2.0m, 10A/100-250V, C13 to IEC 320-C14 Rack Power Cable | 29
7D3KCTOLWW | B0N5 | 1.0m, 13A/100-250V, C13 to C14 Jumper Cord | 25
7D3KCTOLWW | B0N6 | 1.5m, 13A/100-250V, C13 to C14 Jumper Cord | 29
7D3KCTOLWW | B2P9 | Lenovo 0.5m LC-LC OM4 MMF Cable | 34
7D3KCTOLWW | B2PA | Lenovo 1m LC-LC OM4 MMF Cable | 29
7D3KCTOLWW | B2PB | Lenovo 3m LC-LC OM4 MMF Cable | 34
7D3KCTOLWW | B2PC | Lenovo 5m LC-LC OM4 MMF Cable | 44
7D3KCTOLWW | B2PD | Lenovo 10m LC-LC OM4 MMF Cable | 69
7D3KCTOLWW | B2PE | Lenovo 15m LC-LC OM4 MMF Cable | 79
7D3KCTOLWW | B2PF | Lenovo 25m LC-LC OM4 MMF Cable | 114
7D3KCTOLWW | B2PG | Lenovo 30m LC-LC OM4 MMF Cable | 129
7D3KCTOLWW | B4BP | Lenovo ThinkSystem Storage USB Cable, Micro-USB | 20
7D3KCTOLWW | B4K5 | DM Controller Parent MFG Inst | 0
7D3KCTOLWW | B4SF | DM Series CIFS Protocol License | 0
7D3KCTOLWW | B4SG | DM Series NFS Protocol License | 0
7D3KCTOLWW | B4SH | DM Series iSCSI Protocol License | 0
7D3KCTOLWW | B4SJ | DM Series FCP Protocol License | 0
7D3KCTOLWW | B4SK | DM Series SnapMirror License | 0
7D3KCTOLWW | B4SL | DM Series SnapRestore License | 0
7D3KCTOLWW | B4SM | DM Series FlexClone License | 0
7D3KCTOLWW | B4SN | DM Series Software Encryption License | 0
7D3KCTOLWW | B4SP | DM Series SnapManager License | 0
7D3KCTOLWW | B4SU | TPM | 0
7D3KCTOLWW | B5AZ | DM Series SnapVault License | 0
7D3KCTOLWW | B732 | 25Gb Ethernet Optical SFP28 Shortwave Module 1 Pack | 419
7D3KCTOLWW | B738 | Lenovo ThinkSystem NVMe Accessory | 19
7D3KCTOLWW | B7AQ | SnapMirror Synchronous | 0
7D3KCTOLWW | B7N1 | NVMe over FC Protocol | 0
7D3KCTOLWW | BEVP | Lenovo ThinkSystem DM Series HIC, 16/32Gb FC,4-ports | 5879
7D3KCTOLWW | BEVQ | Lenovo ThinkSystem DM Series HIC, 10/25Gb iSCSI,4-ports | 1309
7D3KCTOLWW | BEVR | Lenovo ThinkSystem DM Series HIC, 100Gb NVMe-RoCE,2-ports | 2049
7D3KCTOLWW | BEVS | Lenovo ThinkSystem DM5100F NVMe Controller, 64GB | 11399
7D3KCTOLWW | BEW1 | Lenovo ThinkSystem 12TB (6x 1.9TB NVMe SED) Drive Pack for DM5100F | 46799
7D3KCTOLWW | BEW2 | Lenovo ThinkSystem 12TB (6x 1.9TB NVMe Non-SED) Drive Pack for DM5100F | 46799
7D3KCTOLWW | BEW3 | Lenovo ThinkSystem 23TB (6x 3.84TB NVMe SED) Drive Pack for DM5100F | 91349
7D3KCTOLWW | BEW4 | Lenovo ThinkSystem 23TB (6x 3.84TB NVMe SED FIPS) Drive Pack for DM5100F | 91349
7D3KCTOLWW | BEW5 | Lenovo ThinkSystem 23TB (6x 3.84TB NVMe Non-SED) Drive Pack for DM5100F | 91349
7D3KCTOLWW | BEW6 | Lenovo ThinkSystem 46TB (6x 7.68TB NVMe SED) Drive Pack for DM5100F | 180759
7D3KCTOLWW | BEW7 | Lenovo ThinkSystem 92TB (6x 15.36TB NVMe SED) Drive Pack for DM5100F | 360359
7D3KCTOLWW | BF3C | Lenovo ThinkSystem DM Series 2U NVMe Chassis | 3059
7D3KCTOLWW | BF4C | Lenovo ThinkSystem DM Series 2U24 Bezel | 159
7D3KCTOLWW | BF5Q | Lenovo ThinkSystem DM Series ONTAP 9.8 Software Encryption | 0
7D3KCTOLWW | BF5R | Lenovo ThinkSystem DM Series ONTAP 9.8 Software NonEncryption | 0
7D3KCTOLWW | BF5T | Lenovo ThinkSystem DM Series ONTAP 9.8 Software Fundamentals Encryption | 0
7D3KCTOLWW | BF5U | Lenovo ThinkSystem DM Series ONTAP 9.8 Software Fundamentals NonEncryption | 0
7D3KCTOLWW | BH56 | S3 Protocol License | 0
7D3KCTOLWW | BK1P | Lenovo ThinkSystem 12TB (6x 1.9TB NVMe SED) Drive Pack for DM DM5100F - Fundamental | 21979
7D3KCTOLWW | BK1Q | Lenovo ThinkSystem 12TB (6x 1.9TB NVMe Non-SED) Drive Pack for DM5100F - Fundamental | 22849
7D3KCTOLWW | BK1R | Lenovo ThinkSystem 23TB (6x 3.8TB NVMe SED) Drive Pack for DM5100F - Fundamental | 42199
7D3KCTOLWW | BK1S | Lenovo ThinkSystem 23TB (6x 3.8TB NVMe SED FIPS) Drive Pack for DM5100F - Fundamental | 42499
7D3KCTOLWW | BK1T | Lenovo ThinkSystem 23TB (6x 3.8TB NVMe Non-SED) Drive Pack for DM5100F - Fundamental | 42729
7D3KCTOLWW | BK1U | Lenovo ThinkSystem 46TB (6x 7.6TB NVMe SED) Drive Pack for DM5100F - Fundamental | 86069
7D3KCTOLWW | BK1V | Lenovo ThinkSystem 92TB (6x 15.3TB NVMe SED) Drive Pack for DM5100F - Fundamental | 177139
7D3KCTOLWW | BKJ4 | Lenovo ThinkSystem 12TB (6x 1.9TB NVMe SED) Drive Pack for DM DM5100F Fundamental All SAN Bundle | 18009
7D3KCTOLWW | BKJ5 | Lenovo ThinkSystem 12TB (6x 1.9TB NVMe Non-SED) Drive Pack for DM5100F Fundamental All SAN Bundle | 18869
7D3KCTOLWW | BKJ6 | Lenovo ThinkSystem 23TB (6x 3.8TB NVMe SED) Drive Pack for DM5100F Fundamental All SAN Bundle | 34249
7D3KCTOLWW | BKJ7 | Lenovo ThinkSystem 23TB (6x 3.8TB NVMe SED FIPS) Drive Pack for DM5100F - Fundamental All SAN Bundle | 34549
7D3KCTOLWW | BKJ8 | Lenovo ThinkSystem 23TB (6x 3.8TB NVMe Non-SED) Drive Pack for DM5100F Fundamental All SAN Bundle | 34789
7D3KCTOLWW | BKJ9 | Lenovo ThinkSystem 46TB (6x 7.6TB NVMe SED) Drive Pack for DM5100F Fundamental All SAN Bundle | 70139
7D3KCTOLWW | BKJA | Lenovo ThinkSystem 92TB (6x 15.3TB NVMe SED) Drive Pack for DM5100F Fundamental All SAN Bundle | 145279
7D3KCTOLWW | BKJB | Lenovo ThinkSystem 12TB (6x 1.92TB NVMe SED) Drive Pack for DM 5100F Premium All SAN Bundle WW | 21679
7D3KCTOLWW | BKJC | Lenovo ThinkSystem 12TB (6x 1.92TB NVMe Non-SED) Drive Pack for DM5100F - Premium All SAN Bundle WW | 22539
7D3KCTOLWW | BKJD | Lenovo ThinkSystem 23TB (6x 3.84TB NVMe SED) Drive Pack for DM5100F Premium All SAN Bundle WW | 41589
7D3KCTOLWW | BKJE | Lenovo ThinkSystem 23TB (6x 3.84TB NVMe SED FIPS) Drive Pack for DM5100F Premium All SAN Bundle WW | 41879
7D3KCTOLWW | BKJF | Lenovo ThinkSystem 23TB (6x 3.84TB NVMe Non-SED) Drive Pack for DM5100F - Premium All SAN Bundle WW | 42119
7D3KCTOLWW | BKJG | Lenovo ThinkSystem 46TB (6x 7.68TB NVMe SED) Drive Pack for DM5100F Premium All SAN Bundle WW | 84839
7D3KCTOLWW | BKJH | Lenovo ThinkSystem 92TB (6x 15.3TB NVMe SED) Drive Pack for DM5100F Premium All SAN Bundle WW | 174679
7D42CTO1WW | 64 | QLogic 10Gb SFP+ SR Optical Transceiver | 909
7D42CTO1WW | 69 | Brocade 10Gb SFP+ SR Optical Transceiver | 909
7D42CTO1WW | 747 | UID Asset Tag Label | 20
7D42CTO1WW | 2302 | RAID Configuration | 149
7D42CTO1WW | 2306 | Integration >1U Component | 125
7D42CTO1WW | 2321 | Custom MFG SVCS Fee - Small Increment | 3
7D42CTO1WW | 3797 | 1.5m Green Cat5e Cable | 17
7D42CTO1WW | 3798 | 3m Green Cat5e Cable | 19
7D42CTO1WW | 3799 | 10m Green Cat5e Cable | 29
7D42CTO1WW | 3803 | 3m Blue Cat5e Cable | 25
7D42CTO1WW | 5053 | SFP+ SR Transceiver | 699
7D42CTO1WW | 5341 | Virtual Media Conversion Option Gen2 (VCO2) | 129
7D42CTO1WW | 5977 | Select Storage devices - no configured RAID required | 0
7D42CTO1WW | 5978 | Select Storage devices - configured RAID | 0
7D42CTO1WW | 6139 | SF Instruction | 0
7D42CTO1WW | 6201 | 1.5m, 10A/100-250V, C13 to IEC 320-C14 Rack Power Cable | 19
7D42CTO1WW | 6204 | 2.8m, 10A/100-250V, C13 to IEC 320-C20 Rack Power Cable | 19
7D42CTO1WW | 6263 | 4.3m, 10A/100-250V, C13 to IEC 320-C14 Rack Power Cable | 19
7D42CTO1WW | 6311 | 2.8m, 10A/100-250V, C13 to IEC 320-C14 Rack Power Cable | 9
7D42CTO1WW | 6313 | 2.8m, 10A/120V, C13 to NEMA 5-15P (US) Line Cord | 19
7D42CTO1WW | 6370 | 4.3m, 10A/125V, C13 to NEMA 5-15P (US) Line Cord | 10
7D42CTO1WW | 6373 | 4.3m, 10A/250V, C13 to NEMA 6-15P (US) Line Cord | 15
7D42CTO1WW | 6400 | 2.8m, 13A/100-250V, C13 to C14 Jumper Cord | 9
7D42CTO1WW | 6401 | 2.8m, 13A/120V, C13 to NEMA 5-15P (US) Line Cord | 29
7D42CTO1WW | 6570 | 2.0m, 13A/100-250V, C13 to C14 Jumper Cord | 19
7D42CTO1WW | 6583 | 4.3m, 13A/100-250V, C13 to C14 Rack Power Cable | 19
7D42CTO1WW | 7831 | Customer Solution Center Services | 0
7D42CTO1WW | 8034 | LeSI Solution Component | 0
7D42CTO1WW | 8067 | TAA Compliant Order | 0
7D42CTO1WW | 8072 | General Racking Solution | 0
7D42CTO1WW | 8086 | No Publications Selected | 0
7D42CTO1WW | 8971 | Integrate in manufacturing | 0
7D42CTO1WW | 8972 | Ship Uninstalled (Safety) | 0
7D42CTO1WW | 9013 | Hot Spare | 0
7D42CTO1WW | 9017 | Enable Memory Mirroring | 0
7D42CTO1WW | A102 | Advanced Grouping | 0
7D42CTO1WW | A103 | System x Cluster Upgrade | 0
7D42CTO1WW | A193 | Integrated Solutions | 0
7D42CTO1WW | A1DP | 1m QSFP to QSFP+ Cable | 269
7D42CTO1WW | A1DQ | 3m QSFP+ to QSFP+ Cable | 329
7D42CTO1WW | A1MT | 10m Green Cat6 Cable | 49
7D42CTO1WW | A1MW | 25m Green Cat6 Cable | 105
7D42CTO1WW | A1NN | High Performance Analytics Appliance | 0
7D42CTO1WW | A1PH | 1m Passive DAC SFP+ Cable | 69
7D42CTO1WW | A1PJ | 3m Passive DAC SFP+ Cable | 89
7D42CTO1WW | A1PK | 5m Passive DAC SFP+ Cable | 159
7D42CTO1WW | A1RF | 2.8m, 10A/250V, C13 to NEMA 6-15P Line Cord | 15
7D42CTO1WW | A2X8 | 5m QSFP+ to QSFP+ Cable | 379
7D42CTO1WW | A2X9 | 7m QSFP+ to QSFP+ Cable | 429
7D42CTO1WW | A3RG | 0.5m Passive DAC SFP+ Cable | 79
7D42CTO1WW | A3RH | 7m Passive DAC SFP+ Cable | 179
7D42CTO1WW | A4VP | 1.0m, 10A/100-250V, C13 to IEC 320-C14 Rack Power Cable | 19
7D42CTO1WW | A51N | 1.5m Passive DAC SFP+ Cable | 89
7D42CTO1WW | A51P | 2m Passive DAC SFP+ Cable | 89
7D42CTO1WW | A5DL | SFP 1000Base-T (RJ-45) Transceiver | 89
7D42CTO1WW | A5U1 | SKLM for System x w/SEDs - FoD per Install w/1Yr S&S | 199
7D42CTO1WW | A5UA | Lenovo 1m MPO-4xLC OM3 MMF Breakout Cable | 279
7D42CTO1WW | A5UB | Lenovo 3m MPO-4xLC OM3 MMF Breakout Cable | 329
7D42CTO1WW | A5UC | Lenovo 5m MPO-4xLC OM3 MMF Breakout Cable | 379
7D42CTO1WW | AS6C | SKLM for System x w/SEDs - FoD per Install w/3Yr S&S | 299
7D42CTO1WW | ASR5 | Lenovo 0.5m LC-LC OM3 MMF Cable | 24
7D42CTO1WW | ASR6 | Lenovo 1m LC-LC OM3 MMF Cable | 24
7D42CTO1WW | ASR7 | Lenovo 3m LC-LC OM3 MMF Cable | 24
7D42CTO1WW | ASR8 | Lenovo 5m LC-LC OM3 MMF Cable | 29
7D42CTO1WW | ASR9 | Lenovo 10m LC-LC OM3 MMF Cable | 39
7D42CTO1WW | ASRA | Lenovo 15m LC-LC OM3 MMF Cable | 45
7D42CTO1WW | ASRB | Lenovo 25m LC-LC OM3 MMF Cable | 54
7D42CTO1WW | AT2R | Lenovo 1m Active DAC SFP+ Cables | 129
7D42CTO1WW | AT2S | Lenovo 3m Active DAC SFP+ Cables | 139
7D42CTO1WW | AT2T | Lenovo 5m Active DAC SFP+ Cables | 159
7D42CTO1WW | AT2U | Lenovo 10m QSFP+ MPO-MPO OM3 MMF Cable | 169
7D42CTO1WW | AT2V | Lenovo 30m QSFP+ MPO-MPO OM3 MMF Cable | 329
7D42CTO1WW | ATPX | Intel X550-T2 Dual Port 10GBase-T Adapter | 599
7D42CTO1WW | ATTJ | Lenovo Dual Rate 1G/10GB SFP Transceiver | 119
7D42CTO1WW | ATZB | QLogic 16Gb Enhanced Gen5 FC Single-port HBA | 979
7D42CTO1WW | ATZC | QLogic 16Gb Enhanced Gen5 FC Dual-port HBA | 1339
7D42CTO1WW | ATZU | Emulex 16Gb Gen6 FC Single-port HBA | 949
7D42CTO1WW | ATZV | Emulex 16Gb Gen6 FC Dual-port HBA | 1309
7D42CTO1WW | AU0M | 5m Intel OPA 100 Series Active Optical QSFP28 Cable | 899
7D42CTO1WW | AU0P | 15m Intel OPA 100 Series Active Optical QSFP28 Cable | 949
7D42CTO1WW | AUK7 | TPM 2.0 and Secure Boot | 0
7D42CTO1WW | AUKP | ThinkSystem Broadcom 57416 10GBASE-T 2-Port PCIe Ethernet Adapter | 479
7D42CTO1WW | AUKX | ThinkSystem Intel X710-DA2 PCIe 10Gb 2-Port SFP+ Ethernet Adapter | 459
7D42CTO1WW | AULV | ThinkSystem 2.5" 300GB 15K SAS 12Gb Hot Swap 512n HDD | 339
7D42CTO1WW | AULW | ThinkSystem 2.5" 600GB 15K SAS 12Gb Hot Swap 512n HDD | 469
7D42CTO1WW | AULX | ThinkSystem 2.5" 900GB 15K SAS 12Gb Hot Swap 512e HDD | 639
7D42CTO1WW | AULY | ThinkSystem 2.5" 300GB 10K SAS 12Gb Hot Swap 512n HDD | 289
7D42CTO1WW | AULZ | ThinkSystem 2.5" 600GB 10K SAS 12Gb Hot Swap 512n HDD | 319
7D42CTO1WW | AUM1 | ThinkSystem 2.5" 1.2TB 10K SAS 12Gb Hot Swap 512n HDD | 389
7D42CTO1WW | AUM2 | ThinkSystem 2.5" 1.8TB 10K SAS 12Gb Hot Swap 512e HDD | 589
7D42CTO1WW | AUM5 | ThinkSystem 2.5" 600GB 10K SAS 12Gb Hot Swap 512n HDD SED | 635
7D42CTO1WW | AUM6 | ThinkSystem 2.5" 1TB 7.2K SAS 12Gb Hot Swap 512n HDD | 469
7D42CTO1WW | AUM7 | ThinkSystem 2.5" 2TB 7.2K SAS 12Gb Hot Swap 512n HDD | 839
7D42CTO1WW | AUNG | ThinkSystem RAID 530-8i PCIe 12Gb Adapter | 299
7D42CTO1WW | AUNJ | ThinkSystem RAID 930-8i 2GB Flash PCIe 12Gb Adapter | 1009
7D42CTO1WW | AUNK | ThinkSystem RAID 930-16i 4GB Flash PCIe 12Gb Adapter | 1529
7D42CTO1WW | AUNL | ThinkSystem 430-8i SAS/SATA 12Gb HBA | 299
7D42CTO1WW | AUNM | ThinkSystem 430-16i SAS/SATA 12Gb HBA | 589
7D42CTO1WW | AUNN | ThinkSystem 430-16e SAS/SATA 12Gb HBA | 609
7D42CTO1WW | AUNP | FBU345 SuperCap | 135
7D42CTO1WW | AUNQ | ThinkSystem RAID 930-8e 4GB Flash PCIe 12Gb Adapter | 1689
7D42CTO1WW | AUNR | ThinkSystem 430-8e SAS/SATA 12Gb HBA | 299
7D42CTO1WW | AUUE | ThinkSystem 2.5" 1TB 7.2K SATA 6Gb Hot Swap 512n HDD | 469
7D42CTO1WW | AUUJ | ThinkSystem 2.5" 2TB 7.2K SATA 6Gb Hot Swap 512e HDD | 849
7D42CTO1WW | AUUL | ThinkSystem M.2 32GB SATA 6Gbps Non-Hot Swap SSD | 109
7D42CTO1WW | AUUV | ThinkSystem M.2 128GB SATA 6Gbps Non-Hot Swap SSD | 159
7D42CTO1WW | AUZV | ThinkSystem Broadcom 5719 1GbE RJ45 4-Port PCIe Ethernet Adapter | 159
7D42CTO1WW | AUZW | ThinkSystem I350-T4 PCIe 1Gb 4-Port RJ45 Ethernet Adapter | 379
7D42CTO1WW | AUZX | ThinkSystem Broadcom 5720 1GbE RJ45 2-Port PCIe Ethernet Adapter | 129
7D42CTO1WW | AUZY | ThinkSystem I350-T2 PCIe 1Gb 2-Port RJ45 Ethernet Adapter | 179
7D42CTO1WW | AUZZ | ThinkSystem I350-F1 PCIe 1Gb 1-Port SFP Ethernet Adapter | 379
7D42CTO1WW | AV1B | Lenovo 25GBase-SR SFP28 Transceiver | 449
7D42CTO1WW | AV1D | Lenovo 100GBase-SR4 QSFP28 Transceiver | 1539
7D42CTO1WW | AV1F | Lenovo 3m 25G SFP28 Active Optical Cable | 489
7D42CTO1WW | AV1H | Lenovo 10m 25G SFP28 Active Optical Cable | 499
7D42CTO1WW | AV1J | Lenovo 15m 25G SFP28 Active Optical Cable | 497
7D42CTO1WW | AV1K | Lenovo 20m 25G SFP28 Active Optical Cable | 519
7D42CTO1WW | AV1L | Lenovo 3m 100G QSFP28 Active Optical Cable | 1059
7D42CTO1WW | AV1M | Lenovo 5m 100G QSFP28 Active Optical Cable | 1069
7D42CTO1WW | AV1N | Lenovo 10m 100G QSFP28 Active Optical Cable | 1099
7D42CTO1WW | AV1P | Lenovo 15m 100G QSFP28 Active Optical Cable | 1079
7D42CTO1WW | AV1Q | Lenovo 20m 100G QSFP28 Active Optical Cable | 1179
7D42CTO1WW | AV1R | Lenovo 3m 100G to 4x25G Breakout Active Optical Cable | 1949
7D42CTO1WW | AV1S | Lenovo 5m 100G to 4x25G Breakout Active Optical Cable | 1975
7D42CTO1WW | AV1T | Lenovo 10m 100G to 4x25G Breakout Active Optical Cable | 2035
7D42CTO1WW | AV1U | Lenovo 15m 100G to 4x25G Breakout Active Optical Cable | 2095
7D42CTO1WW | AV1V | Lenovo 20m 100G to 4x25G Breakout Active Optical Cable | 2149
7D42CTO1WW | AV1W | Lenovo 1m Passive 25G SFP28 DAC Cable | 69
7D42CTO1WW | AV1X | Lenovo 3m Passive 25G SFP28 DAC Cable | 79
7D42CTO1WW | AV1Y | Lenovo 5m Passive 25G SFP28 DAC Cable | 159
7D42CTO1WW | AV1Z | Lenovo 1m Passive 100G QSFP28 DAC Cable | 99
7D42CTO1WW | AV20 | Lenovo 3m Passive 100G QSFP28 DAC Cable | 159
7D42CTO1WW | AV21 | Lenovo 5m Passive 100G QSFP28 DAC Cable | 299
7D42CTO1WW | AV23 | Lenovo 3m 100G QSFP28 to 4x25G SFP28 Breakout DAC Cable | 299
7D42CTO1WW | AV24 | Lenovo 5m 100G QSFP28 to 4x25G SFP28 Breakout DAC Cable | 459
7D42CTO1WW | AV2B | Lenovo 1m MPO to 4x LC Breakout OM4 MMF Cable | 149
7D42CTO1WW | AV2C | Lenovo 3m MPO to 4x LC Breakout OM4 MMF Cable | 179
7D42CTO1WW | AVBX | CMA (2U) | 39
7D42CTO1WW | AVFQ | 0.75m Green Cat5e Cable | 15
7D42CTO1WW | AVFR | 1.0m Green Cat5e Cable | 19
7D42CTO1WW | AVFS | 1.25m Green Cat5e Cable | 19
7D42CTO1WW | AVFT | 0.75m Blue Cat5e Cable | 15
7D42CTO1WW | AVFU | 1.0m Blue Cat5e Cable | 19
7D42CTO1WW | AVFV | 1.25m Blue Cat5e Cable | 19
7D42CTO1WW | AVFW | 0.75m Green Cat6 Cable | 19
7D42CTO1WW | AVFX | 1.0m Green Cat6 Cable | 19
7D42CTO1WW | AVFY | 1.25m Green Cat6 Cable | 19
7D42CTO1WW | AVFZ | 1.5m Green Cat6 Cable | 19
7D42CTO1WW | AVG0 | 3m Green Cat6 Cable | 25
7D42CTO1WW | AVV0 | On Board SATA Software RAID Mode | 0
7D42CTO1WW | AVV8 | ThinkSystem External USB DVD-RW Optical Disk Drive | 79
7D42CTO1WW | AWAU | SAP HANA SW Stack for ThinkSystem | 0
7D42CTO1WW | AX8A | 4.3m, 13A/120V, C13 to NEMA 5-15P (US) Line Cord | 19
7D42CTO1WW | B0ML | Feature Enable TPM on MB | 0
7D42CTO1WW | B0N4 | 2.0m, 10A/100-250V, C13 to IEC 320-C14 Rack Power Cable | 29
7D42CTO1WW | B0N5 | 1.0m, 13A/100-250V, C13 to C14 Jumper Cord | 25
7D42CTO1WW | B0N6 | 1.5m, 13A/100-250V, C13 to C14 Jumper Cord | 29
7D42CTO1WW | B0RJ | 10GBASE-LR SFP+Transceiver | 350
7D42CTO1WW | B0YS | ThinkSystem 2.5" 2.4TB 10K SAS 12Gb Hot Swap 512e HDD | 629
7D42CTO1WW | B0YV | ThinkSystem 2.5" 2.4TB 10K SAS 12Gb Hot Swap 512e HDD FIPS | 1299
7D42CTO1WW | B0YX | ThinkSystem 2.5" 1.2TB 10K SAS 12Gb Hot Swap 512n HDD SED | 749
7D42CTO1WW | B22J | 5m Intel OPA 100 Series Active Optical QSFP28 Low Power Cable | 809
7D42CTO1WW | B22K | 10m Intel OPA 100 Series Active Optical QSFP28 Low Power Cable | 829
7D42CTO1WW | B22L | 15m Intel OPA 100 Series Active Optical QSFP28 Low Power Cable | 839
7D42CTO1WW | B22M | 20m Intel OPA 100 Series Active Optical QSFP28 Low Power Cable | 849
7D42CTO1WW | B2UZ | Lenovo 1m 100G QSFP28 Active Optical Cable | 949
7D42CTO1WW | B30W | Custom MFG SVCS Fee - Medium Increment | 30
7D42CTO1WW | B30X | Custom MFG SVCS Fee - Large Increment | 300
7D42CTO1WW | B31G | ThinkSystem QLogic QL41134 PCIe 10Gb 4-Port Base-T Ethernet Adapter | 799
7D42CTO1WW | B34N | ThinkSystem U.2 PM983 1.92TB Entry NVMe PCIe 3.0 x4 Hot Swap SSD | 939
7D42CTO1WW | B34P | ThinkSystem U.2 PM983 3.84TB Entry NVMe PCIe 3.0 x4 Hot Swap SSD | 1839
7D42CTO1WW | B498 | ThinkSystem 2.5" Intel S4510 240GB Entry SATA 6Gb Hot Swap SSD | 149
7D42CTO1WW | B499 | ThinkSystem 2.5" Intel S4510 480GB Entry SATA 6Gb Hot Swap SSD | 309
7D42CTO1WW | B49A | ThinkSystem 2.5" Intel S4510 960GB Entry SATA 6Gb Hot Swap SSD | 529
7D42CTO1WW | B49B | ThinkSystem 2.5" Intel S4510 1.92TB Entry SATA 6Gb Hot Swap SSD | 1049
7D42CTO1WW | B49C | ThinkSystem 2.5" Intel S4510 3.84TB Entry SATA 6Gb Hot Swap SSD | 1979
7D42CTO1WW | B49L | ThinkSystem 2.5" Intel S4610 240GB Mainstream SATA 6Gb Hot Swap SSD | 399
7D42CTO1WW | B49M | ThinkSystem 2.5" Intel S4610 480GB Mainstream SATA 6Gb Hot Swap SSD | 479
7D42CTO1WW | B49N | ThinkSystem 2.5" Intel S4610 960GB Mainstream SATA 6Gb Hot Swap SSD | 699
7D42CTO1WW | B49P | ThinkSystem 2.5" Intel S4610 1.92TB Mainstream SATA 6Gb Hot Swap SSD | 1289
7D42CTO1WW | B49Q | ThinkSystem 2.5" Intel S4610 3.84TB Mainstream SATA 6Gb Hot Swap SSD | 2499
7D42CTO1WW | B4D3 | ThinkSystem U.2 PM983 7.68TB Entry NVMe PCIe3.0 x4 Hot Swap SSD | 4999
7D42CTO1WW | B4PA | ThinkSystem 1610-8P NVMe Switch Adapter | 1199
7D42CTO1WW | B4QQ | 0.5m Mellanox HDR IB Passive Copper QSFP56 Cable | 299
7D42CTO1WW | B4QR | 1m Mellanox HDR IB Passive Copper QSFP56 Cable | 399
7D42CTO1WW | B4QS | 1.5m Mellanox HDR IB Passive Copper QSFP56 Cable | 449
7D42CTO1WW | B4QT | 2m Mellanox HDR IB Passive Copper QSFP56 Cable | 499
7D42CTO1WW | B4QW | 3m Mellanox HDR IB Active Optical QSFP56 Cable | 2099
7D42CTO1WW | B4QX | 5m Mellanox HDR IB Active Optical QSFP56 Cable | 2149
7D42CTO1WW | B4QY | 10m Mellanox HDR IB Active Optical QSFP56 Cable | 2199
7D42CTO1WW | B4QZ | 15m Mellanox HDR IB Active Optical QSFP56 Cable | 2249
7D42CTO1WW | B4R0 | 20m Mellanox HDR IB Active Optical QSFP56 Cable | 2299
7D42CTO1WW | B4R1 | 1m Mellanox HDR IB to 2x HDR100 Splitter Passive Copper QSFP56 Cable | 399
7D42CTO1WW | B4R2 | 1.5m Mellanox HDR IB to 2x HDR100 Splitter Passive Copper QSFP56 Cable | 449
7D42CTO1WW | B4R4 | 3m Mellanox HDR IB to 2x HDR100 Splitter Optical QSFP56 Cable | 2799
7D42CTO1WW | B4R5 | 5m Mellanox HDR IB to 2x HDR100 Splitter Optical QSFP56 Cable | 2899
7D42CTO1WW | B4R6 | 10m Mellanox HDR IB to 2x HDR100 Splitter Optical QSFP56 Cable | 2999
7D42CTO1WW | B4R7 | 15m Mellanox HDR IB to 2x HDR100 Splitter Optical QSFP56 Cable | 3199
7D42CTO1WW | B4R8 | 20m Mellanox HDR IB to 2x HDR100 Splitter Optical QSFP56 Cable | 3299
7D42CTO1WW | B4R9 | ThinkSystem Mellanox ConnectX-6 HDR100/100GbE QSFP56 1-port PCIe VPI Adapter | 1779
7D42CTO1WW | B4RA | ThinkSystem Mellanox ConnectX-6 HDR100/100GbE QSFP56 2-port PCIe VPI Adapter | 2099
7D42CTO1WW | B4RB | ThinkSystem Mellanox HDR/200GbE 2x PCIe Aux Kit | 639
7D42CTO1WW | B4RC | ThinkSystem Mellanox ConnectX-6 HDR/200GbE QSFP56 1-port PCIe 4 VPI Adapter | 2209
7D42CTO1WW | B4Y3 | ThinkSystem 256GB TruDDR4 2933MHz (8Rx4 1.2V) 3DS RDIMM | 9159
7D42CTO1WW | B4YB | ThinkSystem NVIDIA T4 16GB PCIe Passive GPU | 6279
7D42CTO1WW | B529 | Intel Optane DC Persistent Memory - App Direct Mode only | 0
7D42CTO1WW | B58F | ThinkSystem U.2 Intel P4510 1.0TB Entry NVMe PCIe3.0 x4 Hot Swap SSD | 539
7D42CTO1WW | B58G | ThinkSystem U.2 Intel P4510 2.0TB Entry NVMe PCIe3.0 x4 Hot Swap SSD | 1459
7D42CTO1WW | B5SS | ThinkSystem Broadcom 57416 10GBASE-T 2-port + 5720 1GbE 2-port OCP Ethernet Adapter | 509
7D42CTO1WW | B5ST | ThinkSystem Broadcom 57416 10GBASE-T 2-port OCP Ethernet Adapter | 449
7D42CTO1WW | B5SV | ThinkSystem Broadcom 57454 10/25GbE SFP28 4-port OCP Ethernet Adapter | 539
7D42CTO1WW | B5SW | ThinkSystem Marvell QL41232 10/25GbE SFP28 2-Port OCP Ethernet Adapter | 369
7D42CTO1WW | B5SX | ThinkSystem Emulex LPe35000 32Gb 1-port PCIe Fibre Channel Adapter | 1739
7D42CTO1WW | B5SY | ThinkSystem Emulex LPe35002 32Gb 2-port PCIe Fibre Channel Adapter | 2599
7D42CTO1WW | B5T0 | ThinkSystem Broadcom 57414 10/25GbE SFP28 2-port PCIe Ethernet Adapter | 389
7D42CTO1WW | B5T1 | ThinkSystem Broadcom 5719 1GbE RJ45 4-port OCP Ethernet Adapter | 159
7D42CTO1WW | B5T4 | ThinkSystem Broadcom 57454 10GBASE-T 4-port OCP Ethernet Adapter | 739
7D42CTO1WW | B5XH | ThinkSystem M.2 SATA 2-Bay RAID Enablement Kit | 119
7D42CTO1WW | B5XJ | ThinkSystem M.2 SATA/NVMe 2-Bay Enablement Kit | 79
7D42CTO1WW | B652 | ThinkSystem Marvell QL41232 10/25GbE SFP28 2-Port PCIe Ethernet Adapter | 339
7D42CTO1WW | B68K | 30m Mellanox HDR IB to 2x HDR100 Splitter Optical QSFP56 Cable | 3499
7D42CTO1WW | B68L | 2m Mellanox HDR IB to 2x HDR100 Splitter Passive Copper QSFP56 Cable | 499
7D42CTO1WW | B68M | 100m Mellanox HDR IB Optical QSFP56 Cable | 5099
7D42CTO1WW | B68N | 50m Mellanox HDR IB Optical QSFP56 Cable | 3699
7D42CTO1WW | B68P | 30m Mellanox HDR IB Optical QSFP56 Cable | 2399
7D42CTO1WW | B87R | Mellanox CX6 Socket-Direct Adapter Cable Assemble Way | 0
7D42CTO1WW | B8HP | ThinkSystem 2.5" 5300 960GB Entry SATA 6Gb Hot Swap SSD | 489
7D42CTO1WW | B8HS | ThinkSystem M.2 5300 240GB SATA 6Gbps Non-Hot Swap SSD | 359
7D42CTO1WW | B8HU | ThinkSystem 2.5" PM1645a 800GB Mainstream SAS 12Gb Hot Swap SSD | 819
7D42CTO1WW | B8HV | ThinkSystem 2.5" 5300 240GB Entry SATA 6Gb Hot Swap SSD | 359
7D42CTO1WW | B8HW | ThinkSystem HHHL PM1735 3.2TB Mainstream NVMe PCIe4.0 x8 Flash Adapter | 3179
7D42CTO1WW | B8HY | ThinkSystem 2.5" 5300 480GB Mainstream SATA 6Gb Hot Swap SSD | 429
7D42CTO1WW | B8J1 | ThinkSystem 2.5" 5300 240GB Mainstream SATA 6Gb Hot Swap SSD | 409
7D42CTO1WW | B8J2 | ThinkSystem 2.5" 5300 7.68TB Entry SATA 6Gb Hot Swap SSD | 3649
7D42CTO1WW | B8J4 | ThinkSystem 2.5" PM1645a 1.6TB Mainstream SAS 12Gb Hot Swap SSD | 1379
7D42CTO1WW | B8J5 | ThinkSystem 2.5" 5300 1.92TB Entry SATA 6Gb Hot Swap SSD | 939
7D42CTO1WW | B8J6 | ThinkSystem 2.5" 5300 960GB Mainstream SATA 6Gb Hot Swap SSD | 729
7D42CTO1WW | B8J7 | ThinkSystem 2.5" 5300 3.84TB Mainstream SATA 6Gb Hot Swap SSD | 2179
7D42CTO1WW | B8JA | ThinkSystem 2.5" PM1645a 6.4TB Mainstream SAS 12Gb Hot Swap SSD | 6049
7D42CTO1WW | B8JD | ThinkSystem 2.5" PM1645a 3.2TB Mainstream SAS 12Gb Hot Swap SSD | 2579
7D42CTO1WW | B8JE | ThinkSystem 2.5" 5300 1.92TB Mainstream SATA 6Gb Hot Swap SSD | 1279
7D42CTO1WW | B8JJ | ThinkSystem M.2 5300 960GB SATA 6Gbps Non-Hot Swap SSD | 539
7D42CTO1WW | B8JM | ThinkSystem 2.5" 5300 480GB Entry SATA 6Gb Hot Swap SSD | 309
7D42CTO1WW | B8JP | ThinkSystem 2.5" 5300 3.84TB Entry SATA 6Gb Hot Swap SSD | 1789
7D42CTO1WW | B8JR | ThinkSystem M.2 PM983 960GB NVMe PCIe 3.0 x4 Non-Hot Swap SSD | 589
7D42CTO1WW | B8L4 | ThinkSystem 7mm Tray Filler | 9
7D42CTO1WW | B8LM | ThinkSystem 2U/4U 8x2.5" AnyBay Backplane | 309
7D42CTO1WW | B8LU | ThinkSystem 2U 8x2.5" SAS/SATA Backplane | 129
7D42CTO1WW | B8NW | ThinkSystem RAID 940-8i 8GB Flash PCIe Gen4 12Gb Adapter | 1759
7D42CTO1WW | B8NY | ThinkSystem Raid 940-8i 4GB Flash PCIe Gen4 12Gb Adapter | 1179
7D42CTO1WW | B8NZ | ThinkSystem RAID 940-16i 8GB Flash PCIe Gen4 12Gb Adapter | 2049
7D42CTO1WW | B8P2 | ThinkSystem 2U 7mm Drive Kit w/ SATA RAID | 249
7D42CTO1WW | B8P3 | ThinkSystem 2U 7mm Drive Kit w/ NVMe RAID | 639
7D42CTO1WW | B8P8 | ThinkSystem RAID 940-32i 8GB Flash PCIe Gen4 12Gb Adapter | 2359
7D42CTO1WW | B8P9 | ThinkSystem M.2 NVMe 2-Bay RAID Enablement Kit | 219
7D42CTO1WW | B8PP | ThinkSystem Mellanox ConnectX-6 Dx 100GbE QSFP56 2-port PCIe Ethernet Adapter | 1019
7D42CTO1WW | B8QA | ThinkSystem 750W (230/115V) V2 Platinum Hot-Swap Power Supply | 259
7D42CTO1WW | B8QB | ThinkSystem V2 1800W (230V) Platinum Hot-Swap Power Supply | 519
7D42CTO1WW | B8QC | ThinkSystem 1100W (230V/115V) V2 Platinum Hot-Swap Power Supply | 369
7D42CTO1WW | B8QD | ThinkSystem 750W (230V) V2 Titanium Hot-Swap Power Supply | 389
7D42CTO1WW | B919 | ThinkSystem M.2 5300 480GB SATA 6Gbps Non-Hot Swap SSD | 369
7D42CTO1WW | B91A | ThinkSystem 2.5" PM1643a 960GB Entry SAS 12Gb Hot Swap SSD | 819
7D42CTO1WW | B91B | ThinkSystem 2.5" PM1643a 1.92TB Entry SAS 12Gb Hot Swap SSD | 1379
7D42CTO1WW | B91C | ThinkSystem 2.5" PM1643a 3.84TB Entry SAS 12Gb Hot Swap SSD | 2579
7D42CTO1WW | B91D | ThinkSystem 2.5" PM1643a 7.68TB Entry SAS 12Gb Hot Swap SSD | 5019
7D42CTO1WW | B93E | ThinkSystem Intel I350 1GbE RJ45 4-port OCP Ethernet Adapter | 179
7D42CTO1WW | B963 | ThinkSystem 16GB TruDDR4 3200 MHz (2Rx8 1.2V) RDIMM | 229
7D42CTO1WW | B964 | ThinkSystem 32GB TruDDR4 3200 MHz (2Rx4 1.2V) RDIMM | 459
7D42CTO1WW | B965 | ThinkSystem 32GB TruDDR4 3200 MHz (2Rx8 1.2V) RDIMM | 459
7D42CTO1WW | B966 | ThinkSystem 64GB TruDDR4 3200 MHz (2Rx4 1.2V) RDIMM | 899
7D42CTO1WW | B96F | ThinkSystem Broadcom 57508 100GbE QSFP56 2-port PCIe 4 Ethernet Adapter | 1059
7D42CTO1WW | B96G | Intel VROC (VMD NVMe RAID) Premium | 439
7D42CTO1WW | B96L | ThinkSystem U.2 Intel Optane P4800X 1.5TB Performance NVMe PCIe 3.0 x4 Hot Swap SSD 60DWPD | 14769
7D42CTO1WW | B96P | ThinkSystem U.3 Kioxia CM6-V 6.4TB Mainstream NVMe PCIe4.0 x4 Hot Swap SSD | 6789
7D42CTO1WW | B96Q | ThinkSystem 7mm Intel S4510 240GB Entry SATA 6Gb Hot Swap SSD | 149
7D42CTO1WW | B96R | ThinkSystem 7mm Intel S4510 960GB Entry SATA 6Gb Hot Swap SSD | 569
7D42CTO1WW | B96S | ThinkSystem 7mm Intel S4510 480GB Entry SATA 6Gb Hot Swap SSD | 209
7D42CTO1WW | B96T | ThinkSystem U.3 Kioxia CM6-V 3.2TB Mainstream NVMe PCIe4.0 x4 Hot Swap SSD | 3459
7D42CTO1WW | B96X | ThinkSystem 2.5" Intel S4510 7.68TB Entry SATA 6Gb Hot Swap SSD | 4529
7D42CTO1WW | B96Z | ThinkSystem U.3 Kioxia CM6-V 1.6TB Mainstream NVMe PCIe4.0 x4 Hot Swap SSD | 1919
7D42CTO1WW | B972 | ThinkSystem U.2 Intel Optane P4800X 375GB Performance NVMe PCIe 3.0 x4 Hot Swap SSD 60DWPD | 3699
7D42CTO1WW | B973 | ThinkSystem U.2 Intel Optane P4800X 750GB Performance NVMe PCIe 3.0 x4 Hot Swap SSD 60DWPD | 7119
7D42CTO1WW | B98A | ThinkSystem 256GB TruDDR4 3200MHz (1.2V) Intel Optane Persistent Memory | 4279
7D42CTO1WW | B98B | ThinkSystem 128GB TruDDR4 3200MHz (1.2V) Intel Optane Persistent Memory | 1149
7D42CTO1WW | B9V7 | Controller 5 HW RAID Array 1 HDDs | 0
7D42CTO1WW | B9V8 | Controller 5 HW RAID Array 2 HDDs | 0
7D42CTO1WW | B9V9 | Controller 5 HW RAID Array 3 HDDs | 0
7D42CTO1WW | B9VR | ThinkSystem RAID 940-16i 8GB Flash PCIe Gen4 12Gb Adapter for SAS/SATA | 0
7D42CTO1WW | B9VV | ThinkSystem RAID 940-16i 8GB Flash PCIe Gen4 12Gb Adapter for U.2 Tri-mode | 0
7D42CTO1WW | B9X7 | Intel VROC (VMD NVMe RAID) Intel SSD Only | 0
7D42CTO1WW | B9XB | Controller 1 No RAID Array | 0
7D42CTO1WW | B9XC | Controller 1 HW RAID Array 1 RAID 0 | 0
7D42CTO1WW | B9XD | Controller 1 HW RAID Array 1 RAID 1 | 0
7D42CTO1WW | B9XE | Controller 1 HW RAID Array 1 RAID 5 | 0
7D42CTO1WW | B9XF | Controller 1 HW RAID Array 1 RAID 6 | 0
7D42CTO1WW | B9XG | Controller 1 HW RAID Array 1 RAID 10 | 0
7D42CTO1WW | B9XH | Controller 1 HW RAID Array 2 RAID 0 | 0
7D42CTO1WW | B9XJ | Controller 1 HW RAID Array 2 RAID 1 | 0
7D42CTO1WW | B9XK | Controller 1 HW RAID Array 2 RAID 5 | 0
7D42CTO1WW | B9XL | Controller 1 HW RAID Array 2 RAID 6 | 0
7D42CTO1WW | B9XM | Controller 1 HW RAID Array 2 RAID 10 | 0
7D42CTO1WW | B9XN | Controller 1 HW RAID Array 3 RAID 0 | 0
7D42CTO1WW | B9XP | Controller 1 HW RAID Array 3 RAID 1 | 0
7D42CTO1WW | B9XQ | Controller 1 HW RAID Array 3 RAID 5 | 0
7D42CTO1WW | B9XR | Controller 1 HW RAID Array 3 RAID 6 | 0
7D42CTO1WW | B9XS | Controller 1 HW RAID Array 3 RAID 10 | 0
7D42CTO1WW | B9XT | Controller 2 No RAID Array | 0
7D42CTO1WW | B9XU | Controller 2 HW RAID Array 1 RAID 0 | 0
7D42CTO1WW | B9XV | Controller 2 HW RAID Array 1 RAID 1 | 0
7D42CTO1WW | B9XW | Controller 2 HW RAID Array 1 RAID 5 | 0
7D42CTO1WW | B9XX | Controller 2 HW RAID Array 1 RAID 6 | 0
7D42CTO1WW | B9XY | Controller 2 HW RAID Array 1 RAID 10 | 0
7D42CTO1WW | B9XZ | Controller 2 HW RAID Array 2 RAID 0 | 0
7D42CTO1WW | B9Y0 | Controller 2 HW RAID Array 2 RAID 1 | 0
7D42CTO1WW | B9Y1 | Controller 2 HW RAID Array 2 RAID 5 | 0
7D42CTO1WW | B9Y2 | Controller 2 HW RAID Array 2 RAID 6 | 0
7D42CTO1WW | B9Y3 | Controller 2 HW RAID Array 2 RAID 10 | 0
7D42CTO1WW | B9Y4 | Controller 2 HW RAID Array 3 RAID 0 | 0
7D42CTO1WW | B9Y5 | Controller 2 HW RAID Array 3 RAID 1 | 0
7D42CTO1WW | B9Y6 | Controller 2 HW RAID Array 3 RAID 5 | 0
7D42CTO1WW | B9Y7 | Controller 2 HW RAID Array 3 RAID 6 | 0
7D42CTO1WW | B9Y8 | Controller 2 HW RAID Array 3 RAID 10 | 0
7D42CTO1WW | B9Y9 | Controller 3 No RAID Array | 0
7D42CTO1WW | B9YA | Controller 3 HW RAID Array 1 RAID 0 | 0
7D42CTO1WW | B9YB | Controller 3 HW RAID Array 1 RAID 1 | 0
7D42CTO1WW | B9YC | Controller 3 HW RAID Array 1 RAID 5 | 0
7D42CTO1WW | B9YD | Controller 3 HW RAID Array 1 RAID 6 | 0
7D42CTO1WW | B9YE | Controller 3 HW RAID Array 1 RAID 10 | 0
7D42CTO1WW | B9YF | Controller 3 HW RAID Array 2 RAID 0 | 0
7D42CTO1WW | B9YG | Controller 3 HW RAID Array 2 RAID 1 | 0
7D42CTO1WW | B9YH | Controller 3 HW RAID Array 2 RAID 5 | 0
7D42CTO1WW | B9YJ | Controller 3 HW RAID Array 2 RAID 6 | 0
7D42CTO1WW | B9YK | Controller 3 HW RAID Array 2 RAID 10 | 0
7D42CTO1WW | B9YL | Controller 3 HW RAID Array 3 RAID 0 | 0
7D42CTO1WW | B9YM | Controller 3 HW RAID Array 3 RAID 1 | 0
7D42CTO1WW | B9YN | Controller 3 HW RAID Array 3 RAID 5 | 0
7D42CTO1WW | B9YP | Controller 3 HW RAID Array 3 RAID 6 | 0
7D42CTO1WW | B9YQ | Controller 3 HW RAID Array 3 RAID 10 | 0
7D42CTO1WW | B9YR | Controller 4 No RAID Array | 0
7D42CTO1WW | B9YS | Controller 4 HW RAID Array 1 RAID 0 | 0
7D42CTO1WW | B9YT | Controller 4 HW RAID Array 1 RAID 1 | 0
7D42CTO1WW | B9YU | Controller 4 HW RAID Array 1 RAID 5 | 0
7D42CTO1WW | B9YV | Controller 4 HW RAID Array 1 RAID 6 | 0
7D42CTO1WW | B9YW | Controller 4 HW RAID Array 1 RAID 10 | 0
7D42CTO1WW | B9YX | Controller 4 HW RAID Array 2 RAID 0 | 0
7D42CTO1WW | B9YY | Controller 4 HW RAID Array 2 RAID 1 | 0
7D42CTO1WW | B9YZ | Controller 4 HW RAID Array 2 RAID 5 | 0
7D42CTO1WW | B9Z0 | Controller 4 HW RAID Array 2 RAID 6 | 0
7D42CTO1WW | B9Z1 | Controller 4 HW RAID Array 2 RAID 10 | 0
7D42CTO1WW | B9Z2 | Controller 4 HW RAID Array 3 RAID 0 | 0
7D42CTO1WW | B9Z3 | Controller 4 HW RAID Array 3 RAID 1 | 0
7D42CTO1WW | B9Z4 | Controller 4 HW RAID Array 3 RAID 5 | 0
7D42CTO1WW | B9Z5 | Controller 4 HW RAID Array 3 RAID 6 | 0
7D42CTO1WW | B9Z6 | Controller 4 HW RAID Array 3 RAID 10 | 0
7D42CTO1WW | B9Z7 | Controller 5 No RAID Array | 0
7D42CTO1WW | B9Z8 | Controller 5 HW RAID Array 1 RAID 0 | 0
7D42CTO1WW | B9Z9 | Controller 5 HW RAID Array 1 RAID 1 | 0
7D42CTO1WW | B9ZA | Controller 5 HW RAID Array 1 RAID 5 | 0
7D42CTO1WW | B9ZB | Controller 5 HW RAID Array 1 RAID 6 | 0
7D42CTO1WW | B9ZC | Controller 5 HW RAID Array 1 RAID 10 | 0
7D42CTO1WW | B9ZD | Controller 5 HW RAID Array 2 RAID 0 | 0
7D42CTO1WW | B9ZE | Controller 5 HW RAID Array 2 RAID 1 | 0
7D42CTO1WW | B9ZF | Controller 5 HW RAID Array 2 RAID 5 | 0
7D42CTO1WW | B9ZG | Controller 5 HW RAID Array 2 RAID 6 | 0
7D42CTO1WW | B9ZH | Controller 5 HW RAID Array 2 RAID 10 | 0
7D42CTO1WW | B9ZJ | Controller 5 HW RAID Array 3 RAID 0 | 0
7D42CTO1WW | B9ZK | Controller 5 HW RAID Array 3 RAID 1 | 0
7D42CTO1WW | B9ZL | Controller 5 HW RAID Array 3 RAID 5 | 0
7D42CTO1WW | B9ZM | Controller 5 HW RAID Array 3 RAID 6 | 0
7D42CTO1WW | B9ZN | Controller 5 HW RAID Array 3 RAID 10 | 0
7D42CTO1WW | BA12 | Controller 1 HW RAID Array 1 HDDs | 0
7D42CTO1WW | BA13 | Controller 1 HW RAID Array 2 HDDs | 0
7D42CTO1WW | BA14 | Controller 1 HW RAID Array 3 HDDs | 0
7D42CTO1WW | BA15 | Controller 2 HW RAID Array 1 HDDs | 0
7D42CTO1WW | BA16 | Controller 2 HW RAID Array 2 HDDs | 0
7D42CTO1WW | BA17 | Controller 2 HW RAID Array 3 HDDs | 0
7D42CTO1WW | BA18 | Controller 3 HW RAID Array 1 HDDs | 0
7D42CTO1WW | BA19 | Controller 3 HW RAID Array 2 HDDs | 0
7D42CTO1WW | BA1A | Controller 3 HW RAID Array 3 HDDs | 0
7D42CTO1WW | BA1B | Controller 4 HW RAID Array 1 HDDs | 0
7D42CTO1WW | BA1C | Controller 4 HW RAID Array 2 HDDs | 0
7D42CTO1WW | BA1D | Controller 4 HW RAID Array 3 HDDs | 0
7D42CTO1WW | BA1F | ThinkSystem QLogic QLE2772 32Gb 2-Port PCIe Fibre Channel Adapter | 2309
7D42CTO1WW | BA1G | ThinkSystem QLogic QLE2770 32Gb 1-Port PCIe Fibre Channel Adapter | 1529
7D42CTO1WW | BA62 | ThinkSystem 128GB TruDDR4 3200 MHz (4Rx4 1.2V) 3DS RDIMM | 3159
7D42CTO1WW | BAVT | SR860 V2 System Board | 1759
7D42CTO1WW | BAVU | Front Operator Panel with Quad Line LCD Display | 89
7D42CTO1WW | BAVW | SR860 V2 4U Chassis Base | 1169
7D42CTO1WW | BAVY | ThinkSystem SR850/SR860 V2 Processor and Memory Expansion Tray | 1999
7D42CTO1WW | BAVZ | ThinkSystem SR860v2 Power Paddle | 269
7D42CTO1WW | BAW0 | Fan Slot1/3/4/6 Performance | 89
7D42CTO1WW | BAW1 | Fan Slot2/5 Performance | 159
7D42CTO1WW | BAW2 | Fan Slot1/3/4/6 Standard | 69
7D42CTO1WW | BAW3 | Fan Slot2/5 Standard | 119
7D42CTO1WW | BAW6 | ThinkSystem SR850/SR860 V2 x8/x8 PCIe FH Riser 1 | 799
7D42CTO1WW | BAW7 | ThinkSystem SR850/SR860 V2 x16/x16/x16 PCIe FH Riser 1 | 1029
7D42CTO1WW | BAW8 | ThinkSystem SR860 V2 x16/x16 PCIe FH Riser 2/3 | 269
7D42CTO1WW | BAW9 | ThinkSystem SR860 V2 x8/x8/x8/x8 PCIe FH Riser 2/3 | 259
7D42CTO1WW | BAWH | ThinkSystem SR860 V2 Rail Kit | 179
7D42CTO1WW | BAX5 | GPU Riser to GPU Power Cable, 190mm | 19
7D42CTO1WW | BAX9 | M.2 Signal & Power Cable | 79
7D42CTO1WW | BAXC | Intrusion Switch with Cable,150mm | 19
7D42CTO1WW | BB0P | Intel Transparent Supply Chain. Lenovo has paired our industry leading supply chain with Intel's innovative Transparent Supply Chain program to add a layer of protection to your data center and bring peace of mind that the server hardware you bring into ... | 0
7D42CTO1WW | BB2E | ThinkSystem NVIDIA Tesla V100S 32GB PCIe Passive GPU | 26079
7D42CTO1WW | BB63 | ThinkSystem 7mm PM983 960GB Entry NVMe PCIe 3.0 x4 Hot Swap SSD | 599
7D42CTO1WW | BB8T | ThinkSystem 512GB TruDDR4 3200MHz (1.2V) Intel Optane Persistent Memory | 18409
7D42CTO1WW | BB8U | ThinkSystem Marvell QL41132 10GBASE-T 2-port OCP Ethernet Adapter | 509
7D42CTO1WW | BB99 | ThinkSystem SR850/SR860 V2 Platinum 8380H 28C 250W 2.9GHz Processor | 28579
7D42CTO1WW | BB9A | ThinkSystem SR850/SR860 V2 Platinum 8376H 28C 205W 2.6GHz Processor | 24939
7D42CTO1WW | BB9B | ThinkSystem SR850/SR860 V2 Platinum 8360H 24C 225W 3.0GHz Processor | 12109
7D42CTO1WW | BB9C | ThinkSystem SR850/SR860 V2 Platinum 8353H 18C 150W 2.5GHz Processor | 8779
7D42CTO1WW | BB9D | ThinkSystem SR850/SR860 V2 Platinum 8354H 18C 205W 3.1GHz Processor | 10239
7D42CTO1WW | BB9E | ThinkSystem SR850/SR860 V2 Gold 6348H 24C 165W 2.3GHz Processor | 8289
7D42CTO1WW | BB9F | ThinkSystem SR850/SR860 V2 Gold 6328H 16C 165W 2.8GHz Processor | 5469
7D42CTO1WW | BB9G | ThinkSystem SR850/SR860 V2 Gold 6330H 24C 150W 2.0GHz Processor | 5849
7D42CTO1WW | BB9J | ThinkSystem SR850/SR860 V2 Gold 5320H 20C 150W 2.4GHz Processor | 4789
7D42CTO1WW | BB9K | ThinkSystem SR850/SR860 V2 Gold 5318H 18C 150W 2.5GHz Processor | 3939
7D42CTO1WW | BB9M | ThinkSystem SR850/SR860 V2 Platinum 8356H 8C 190W 3.9GHz Processor | 9789
7D42CTO1WW | BB9R | ThinkSystem 2.5" Intel S4610 7.68TB Mainstream SATA 6Gb Hot Swap SSD | 6789
7D42CTO1WW | BBM8 | Controller 1 SW RAID Array 1 HDDs | 0
7D42CTO1WW | BBM9 | Controller 1 SW RAID Array 2 HDDs | 0
7D42CTO1WW | BBMA | Controller 2 SW RAID Array 1 HDDs | 0
7D42CTO1WW | BBMB | Controller 2 SW RAID Array 2 HDDs | 0
7D42CTO1WW | BBMC | Controller 1 VROC RAID Array 1 HDDs | 0
7D42CTO1WW | BBMD | Controller 1 VROC RAID Array 2 HDDs | 0
7D42CTO1WW | BBME | Controller 1 VROC RAID Array 3 HDDs | 0
7D42CTO1WW | BBN2 | Controller 1 Array 2 No RAID | 0
7D42CTO1WW | BBN3 | Controller 1 Array 3 No RAID | 0
7D42CTO1WW | BBN4 | Controller 2 Array 2 No RAID | 0
7D42CTO1WW | BBN5 | Controller 2 Array 3 No RAID | 0
7D42CTO1WW | BBN6 | Controller 3 Array 2 No RAID | 0
7D42CTO1WW | BBN7 | Controller 3 Array 3 No RAID | 0
7D42CTO1WW | BBN8 | Controller 4 Array 2 No RAID | 0
7D42CTO1WW | BBN9 | Controller 4 Array 3 No RAID | 0
7D42CTO1WW | BBNA | Controller 5 Array 2 No RAID | 0
7D42CTO1WW | BBNB | Controller 5 Array 3 No RAID | 0
7D42CTO1WW | BBNJ | Controller 1 No SW RAID Array | 0
7D42CTO1WW | BBNK | Controller 1 SW RAID Array 1 RAID 0 | 0
7D42CTO1WW | BBNL | Controller 1 SW RAID Array 1 RAID 1 | 0
7D42CTO1WW | BBNM | Controller 1 SW RAID Array 1 RAID 5 | 0
7D42CTO1WW | BBNP | Controller 1 SW RAID Array 1 RAID 10 | 0
7D42CTO1WW | BBNQ | Controller 1 SW RAID Array 2 No RAID | 0
7D42CTO1WW | BBNR | Controller 1 SW RAID Array 2 RAID 0 | 0
7D42CTO1WW | BBNS | Controller 1 SW RAID Array 2 RAID 1 | 0
7D42CTO1WW | BBNT | Controller 1 SW RAID Array 2 RAID 5 | 0
7D42CTO1WW | BBNV | Controller 1 SW RAID Array 2 RAID 10 | 0
7D42CTO1WW | BBNW | Controller 1 SAS HDD Hot Spare | 0
7D42CTO1WW | BBNX | Controller 2 SAS HDD Hot Spare | 0
7D42CTO1WW | BBNY | Controller 3 SAS HDD Hot Spare | 0
7D42CTO1WW | BBNZ | Controller 4 SAS HDD Hot Spare | 0
7D42CTO1WW | BBP0 | Controller 5 SAS HDD Hot Spare | 0
7D42CTO1WW | BBP2 | Controller 2 No SW RAID Array | 0
7D42CTO1WW | BBP3 | Controller 2 SW RAID Array 1 RAID 0 | 0
7D42CTO1WW | BBP4 | Controller 2 SW RAID Array 1 RAID 1 | 0
7D42CTO1WW | BBP5 | Controller 2 SW RAID Array 1 RAID 5 | 0
7D42CTO1WW | BBP7 | Controller 2 SW RAID Array 1 RAID 10 | 0
7D42CTO1WW | BBP8 | Controller 2 SW RAID Array 2 No RAID | 0
7D42CTO1WW | BBP9 | Controller 2 SW RAID Array 2 RAID 0 | 0
7D42CTO1WW | BBPA | Controller 2 SW RAID Array 2 RAID 1 | 0
7D42CTO1WW | BBPB | Controller 2 SW RAID Array 2 RAID 5 | 0
7D42CTO1WW | BBPD | Controller 2 SW RAID Array 2 RAID 10 | 0
7D42CTO1WW | BBPG | Controller 1 NVMe SSD Hot Spare | 0
7D42CTO1WW | BBPH | Controller 2 NVMe SSD Hot Spare | 0
7D42CTO1WW | BBPJ | Controller 3 NVMe SSD Hot Spare | 0
7D42CTO1WW | BBPL | Controller 1 No VROC RAID Array | 0
7D42CTO1WW | BBPM | Controller 1 VROC RAID Array 1 RAID 0 | 0
7D42CTO1WW | BBPN | Controller 1 VROC RAID Array 1 RAID 1 | 0
7D42CTO1WW | BBPP | Controller 1 VROC RAID Array 1 RAID 5 | 0
7D42CTO1WW | BBPR | Controller 1 VROC RAID Array 1 RAID 10 | 0
7D42CTO1WW | BBPS | Controller 1 VROC RAID Array 2 No RAID | 0
7D42CTO1WW | BBPT | Controller 1 VROC RAID Array 2 RAID 0 | 0
7D42CTO1WW | BBPU | Controller 1 VROC RAID Array 2 RAID 1 | 0
7D42CTO1WW | BBPV | Controller 1 VROC RAID Array 2 RAID 5 | 0
7D42CTO1WW | BBPX | Controller 1 VROC RAID Array 2 RAID 10 | 0
7D42CTO1WW | BBPY | Controller 1 VROC RAID Array 3 No RAID | 0
7D42CTO1WW | BBPZ | Controller 1 VROC RAID Array 3 RAID 0 | 0
7D42CTO1WW | BBQ0 | Controller 1 VROC RAID Array 3 RAID 1 | 0
7D42CTO1WW | BBQ1 | Controller 1 VROC RAID Array 3 RAID 5 | 0
7D42CTO1WW | BBQ3 | Controller 1 VROC RAID Array 3 RAID 10 | 0
7D42CTO1WW | BBQ8 | Controller 1 SATA SSD Hot Spare | 0
7D42CTO1WW | BBQ9 | Controller 1 SAS SSD Hot Spare | 0
7D42CTO1WW | BBQA | Controller 1 SATA HDD Hot Spare | 0
7D42CTO1WW | BBQB | Controller 2 SATA SSD Hot Spare | 0
7D42CTO1WW | BBQC | Controller 2 SAS SSD Hot Spare | 0
7D42CTO1WW | BBQD | Controller 2 SATA HDD Hot Spare | 0
7D42CTO1WW | BBQE | Controller 3 SATA SSD Hot Spare | 0
7D42CTO1WW | BBQF | Controller 3 SAS SSD Hot Spare | 0
7D42CTO1WW | BBQG | Controller 3 SATA HDD Hot Spare | 0
7D42CTO1WW | BBQH | Controller 4 SATA SSD Hot Spare | 0
7D42CTO1WW | BBQJ | Controller 4 SAS SSD Hot Spare | 0
7D42CTO1WW | BBQK | Controller 4 SATA HDD Hot Spare | 0
7D42CTO1WW | BBQL | Controller 5 SATA SSD Hot Spare | 0
7D42CTO1WW | BBQM | Controller 5 SAS SSD Hot Spare | 0
7D42CTO1WW | BBQN | Controller 5 SATA HDD Hot Spare | 0
7D42CTO1WW | BBW2 | Riser C x16/x16 for Riser 2 Placement | 0
7D42CTO1WW | BBW3 | Riser D x8/x8/x8/x8 for Riser 2 Placement | 0
7D42CTO1WW | BBW4 | Riser C x16/x16 for Riser 3 Placement | 0
7D42CTO1WW | BBW5 | Riser D x8/x8/x8/x8 for Riser 3 Placement | 0
7D42CTO1WW | BC4R | ThinkSystem 2.5" PM1643a 15.36TB Entry SAS 12Gb Hot Swap SSD | 10029
7D42CTO1WW | BC4V | Non RAID NVMe | 0
7D42CTO1WW | BCD5 | ThinkSystem Intel X710-T2L 10GBASE-T 2-port OCP Ethernet Adapter | 369
7D42CTO1WW | BCFR | ThinkSystem U.2 Intel P5600 3.2TB Mainstream NVMe PCIe 4.0 x4 Hot Swap SSD | 3829
7D42CTO1WW | BCFS | ThinkSystem U.2 Intel P5600 6.4TB Mainstream NVMe PCIe 4.0 x4 Hot Swap SSD | 7639
7D42CTO1WW | BCFT | ThinkSystem U.2 Intel P5500 1.92TB Entry NVMe PCIe 4.0 x4 Hot Swap SSD | 1479
7D42CTO1WW | BCFV | ThinkSystem U.2 Intel P5600 1.6TB Mainstream NVMe PCIe 4.0 x4 Hot Swap SSD | 1919
7D42CTO1WW | BCFW | ThinkSystem U.2 Intel P5500 3.84TB Entry NVMe PCIe 4.0 x4 Hot Swap SSD | 2689
7D42CTO1WW | BCQM | ThinkSystem 2U/4U 8x2.5" NVMe Backplane | 309
7D42CTO1WW | BD49 | ThinkSystem Broadcom 57454 10/25GbE SFP28 4-port PCIe Ethernet Adapter V2 | 549
7D42CTO1WW | BD8D | ThinkSystem SR850/SR860 V2 Gold 6328HL 16C 165W 2.8GHz Processor | 12499
7D42CTO1WW | BD8E | ThinkSystem SR850/SR860 V2 Platinum 8376HL 28C 205W 2.6GHz Processor | 31959
7D42CTO1WW | BD8F | ThinkSystem SR850/SR860 V2 Platinum 8380HL 28C 250W 2.9GHz Processor | 35749
7D42CTO1WW | BD8M | SR860 V2 Dummy Indicator for PCH/8i RAID Cable Option | 0
7D42CTO1WW | BD8N | SR860 V2 Dummy Indicator for 16/32i RAID Cable Option | 0
7D42CTO1WW | BD8P | SR860 V2 Dummy Indicator for Retimer/Switch Cable Option | 0
7D42CTO1WW | BDXU | ThinkSystem SR850/SR860 V2 Platinum 8360HL 24C 225W 3.0GHz Processor | 18839
7D42CTO1WW | BE03 | ThinkSystem U.3 Kioxia CM6-V 800GB Mainstream NVMe PCIe 4.0 x4 Hot Swap SSD | 1439
7D42CTO1WW | BE4T | ThinkSystem Mellanox ConnectX-6 Lx 10/25GbE SFP28 2-Port OCP Ethernet Adapter | 409
7D42CTO1WW | BE4U | ThinkSystem Mellanox ConnectX-6 Lx 10/25GbE SFP28 2-Port PCIe Ethernet Adapter | 409
7D42CTO1WW | BE5E | VMware ESXi 7.0 U1 (Factory Installed) | 0
7D42CTO1WW | BEAA | ThinkSystem SR860 V2 PCIe Filler | 19
7D42CTO1WW | BEL5 | ThinkSystem NVIDIA A100 40GB PCIe Gen4 Passive GPU | 35939
7D42CTO1WW | BFDF | SR860 V2 Dummy Indicator for PCH/8i RAID Cable Option Addition | 0
7D42CTO1WW | BFDG | SR860 V2 Dummy Indicator for 16/32i RAID Cable Option Addition | 0
7D42CTO1WW | BFH1 | Lenovo 100Gb SR4 QSFP28 Ethernet Transceiver | 689
7D42CTO1WW | BFQA | SR860 V2 Dummy Indicator for 16/32i RAID Cable Option Addition Plus | 0
7D42CTO1WW | BFY5 | ThinkSystem RAID 530-16i PCIe 12Gb Adapter | 579
7D42CTO1WW | BFY6 | ThinkSystem Broadcom 57454 10GBASE-T 4-port PCIe Ethernet Adapter | 719
7D42CTO1WW | BFYB | Operating mode selection for: "Maximum Performance Mode" | 0
7D42CTO1WW | BFYC | Operating mode selection for: "Minimal Power Mode" | 0
7D42CTO1WW | BFYD | Operating mode selection for: "Efficiency Favoring Power Savings Mode" | 0
7D42CTO1WW | BFYE | Operating mode selection for: "Efficiency - Favoring Performance Mode" | 0
7D42CTO1WW | BFZZ | ThinkSystem 2.5" Nytro 3732 800GB Performance SAS 12Gb Hot Swap SSD SED | 1669
7D42CTO1WW | BG04 | ThinkSystem 2.5" Nytro 3732 3.2TB Performance SAS 12Gb Hot Swap SSD | 6259
7D42CTO1WW | BG05 | ThinkSystem 2.5" Nytro 3732 1.6TB Performance SAS 12Gb Hot Swap SSD | 3259
7D42CTO1WW | BG06 | ThinkSystem 2.5" Nytro 3732 800GB Performance SAS 12Gb Hot Swap SSD | 1669
7D42CTO1WW | BG07 | ThinkSystem 2.5" Nytro 3732 400GB Performance SAS 12Gb Hot Swap SSD | 1029
7D42CTO1WW | BHSR | VMware ESXi 7.0 U2 (Factory Installed) | 0
7D42CTO1WW | BHSS | MI for PXE with RJ45 Network port | 0
7D42CTOLWW | 64 | QLogic 10Gb SFP+ SR Optical Transceiver | 909
7D42CTOLWW | 69 | Brocade 10Gb SFP+ SR Optical Transceiver | 909
7D42CTOLWW | 747 | UID Asset Tag Label | 20
7D42CTOLWW | 2302 | RAID Configuration | 149
7D42CTOLWW | 2306 | Integration >1U Component | 125
7D42CTOLWW | 2321 | Custom MFG SVCS Fee - Small Increment | 3
7D42CTOLWW | 3797 | 1.5m Green Cat5e Cable | 17
7D42CTOLWW | 3798 | 3m Green Cat5e Cable | 19
7D42CTOLWW | 3799 | 10m Green Cat5e Cable | 29
7D42CTOLWW | 3803 | 3m Blue Cat5e Cable | 25
7D42CTOLWW | 5053 | SFP+ SR Transceiver | 699
7D42CTOLWW | 5341 | Virtual Media Conversion Option Gen2 (VCO2) | 129
7D42CTOLWW | 5977 | Select Storage devices - no configured RAID required | 0
7D42CTOLWW | 5978 | Select Storage devices - configured RAID | 0
7D42CTOLWW | 6139 | SF Instruction | 0
7D42CTOLWW | 6201 | 1.5m, 10A/100-250V, C13 to IEC 320-C14 Rack Power Cable | 19
7D42CTOLWW | 6204 | 2.8m, 10A/100-250V, C13 to IEC 320-C20 Rack Power Cable | 19
7D42CTOLWW | 6263 | 4.3m, 10A/100-250V, C13 to IEC 320-C14 Rack Power Cable | 19
7D42CTOLWW | 6311 | 2.8m, 10A/100-250V, C13 to IEC 320-C14 Rack Power Cable | 9
7D42CTOLWW | 6313 | 2.8m, 10A/120V, C13 to NEMA 5-15P (US) Line Cord | 19
7D42CTOLWW | 6370 | 4.3m, 10A/125V, C13 to NEMA 5-15P (US) Line Cord | 10
7D42CTOLWW | 6373 | 4.3m, 10A/250V, C13 to NEMA 6-15P (US) Line Cord | 15
7D42CTOLWW | 6400 | 2.8m, 13A/100-250V, C13 to C14 Jumper Cord | 9
7D42CTOLWW | 6401 | 2.8m, 13A/120V, C13 to NEMA 5-15P (US) Line Cord | 29
7D42CTOLWW | 6570 | 2.0m, 13A/100-250V, C13 to C14 Jumper Cord | 19
7D42CTOLWW | 6583 | 4.3m, 13A/100-250V, C13 to C14 Rack Power Cable | 19
7D42CTOLWW | 7831 | Customer Solution Center Services | 0
7D42CTOLWW | 8034 | LeSI Solution Component | 0
7D42CTOLWW | 8067 | TAA Compliant Order | 0
7D42CTOLWW | 8072 | General Racking Solution | 0
7D42CTOLWW | 8086 | No Publications Selected | 0
7D42CTOLWW | 8971 | Integrate in manufacturing | 0
7D42CTOLWW | 8972 | Ship Uninstalled (Safety) | 0
7D42CTOLWW | 9013 | Hot Spare | 0
7D42CTOLWW | 9017 | Enable Memory Mirroring | 0
7D42CTOLWW | A102 | Advanced Grouping | 0
7D42CTOLWW | A103 | System x Cluster Upgrade | 0
7D42CTOLWW | A193 | Integrated Solutions | 0
7D42CTOLWW | A1DP | 1m QSFP to QSFP+ Cable | 269
7D42CTOLWW | A1DQ | 3m QSFP+ to QSFP+ Cable | 329
7D42CTOLWW | A1MT | 10m Green Cat6 Cable | 49
7D42CTOLWW | A1MW | 25m Green Cat6 Cable | 105
7D42CTOLWW | A1NN | High Performance Analytics Appliance | 0
7D42CTOLWW | A1PH | 1m Passive DAC SFP+ Cable | 69
7D42CTOLWW | A1PJ | 3m Passive DAC SFP+ Cable | 89
7D42CTOLWW | A1PK | 5m Passive DAC SFP+ Cable | 159
7D42CTOLWW | A1RF | 2.8m, 10A/250V, C13 to NEMA 6-15P Line Cord | 15
7D42CTOLWW | A2X8 | 5m QSFP+ to QSFP+ Cable | 379
7D42CTOLWW | A2X9 | 7m QSFP+ to QSFP+ Cable | 429
7D42CTOLWW | A3RG | 0.5m Passive DAC SFP+ Cable | 79
7D42CTOLWW | A3RH | 7m Passive DAC SFP+ Cable | 179
7D42CTOLWW | A4VP | 1.0m, 10A/100-250V, C13 to IEC 320-C14 Rack Power Cable | 19
7D42CTOLWW | A51N | 1.5m Passive DAC SFP+ Cable | 89
7D42CTOLWW | A51P | 2m Passive DAC SFP+ Cable | 89
7D42CTOLWW | A5DL | SFP 1000Base-T (RJ-45) Transceiver | 89
7D42CTOLWW | A5U1 | SKLM for System x w/SEDs - FoD per Install w/1Yr S&S | 199
7D42CTOLWW | A5UA | Lenovo 1m MPO-4xLC OM3 MMF Breakout Cable | 279
7D42CTOLWW | A5UB | Lenovo 3m MPO-4xLC OM3 MMF Breakout Cable | 329
7D42CTOLWW | A5UC | Lenovo 5m MPO-4xLC OM3 MMF Breakout Cable | 379
7D42CTOLWW | AS6C | SKLM for System x w/SEDs - FoD per Install w/3Yr S&S | 299
7D42CTOLWW | ASR5 | Lenovo 0.5m LC-LC OM3 MMF Cable | 24
7D42CTOLWW | ASR6 | Lenovo 1m LC-LC OM3 MMF Cable | 24
7D42CTOLWW | ASR7 | Lenovo 3m LC-LC OM3 MMF Cable | 24
7D42CTOLWW | ASR8 | Lenovo 5m LC-LC OM3 MMF Cable | 29
7D42CTOLWW | ASR9 | Lenovo 10m LC-LC OM3 MMF Cable | 39
7D42CTOLWW | ASRA | Lenovo 15m LC-LC OM3 MMF Cable | 45
7D42CTOLWW | ASRB | Lenovo 25m LC-LC OM3 MMF Cable | 54
7D42CTOLWW | AT2R | Lenovo 1m Active DAC SFP+ Cables | 129
7D42CTOLWW | AT2S | Lenovo 3m Active DAC SFP+ Cables | 139
7D42CTOLWW | AT2T | Lenovo 5m Active DAC SFP+ Cables | 159
7D42CTOLWW | AT2U | Lenovo 10m QSFP+ MPO-MPO OM3 MMF Cable | 169
7D42CTOLWW | AT2V | Lenovo 30m QSFP+ MPO-MPO OM3 MMF Cable | 329
7D42CTOLWW | ATPX | Intel X550-T2 Dual Port 10GBase-T Adapter | 599
7D42CTOLWW | ATTJ | Lenovo Dual Rate 1G/10GB SFP Transceiver | 119
7D42CTOLWW | ATZB | QLogic 16Gb Enhanced Gen5 FC Single-port HBA | 979
7D42CTOLWW | ATZC | QLogic 16Gb Enhanced Gen5 FC Dual-port HBA | 1339
7D42CTOLWW | ATZU | Emulex 16Gb Gen6 FC Single-port HBA | 949
7D42CTOLWW | ATZV | Emulex 16Gb Gen6 FC Dual-port HBA | 1309
7D42CTOLWW | AU0M | 5m Intel OPA 100 Series Active Optical QSFP28 Cable | 899
7D42CTOLWW | AU0P | 15m Intel OPA 100 Series Active Optical QSFP28 Cable | 949
7D42CTOLWW | AUK7 | TPM 2.0 and Secure Boot | 0
7D42CTOLWW | AUKP | ThinkSystem Broadcom 57416 10GBASE-T 2-Port PCIe Ethernet Adapter | 479
7D42CTOLWW | AUKX | ThinkSystem Intel X710-DA2 PCIe 10Gb 2-Port SFP+ Ethernet Adapter | 459
7D42CTOLWW | AULV | ThinkSystem 2.5" 300GB 15K SAS 12Gb Hot Swap 512n HDD | 339
7D42CTOLWW | AULW | ThinkSystem 2.5" 600GB 15K SAS 12Gb Hot Swap 512n HDD | 469
7D42CTOLWW | AULX | ThinkSystem 2.5" 900GB 15K SAS 12Gb Hot Swap 512e HDD | 639
7D42CTOLWW | AULY | ThinkSystem 2.5" 300GB 10K SAS 12Gb Hot Swap 512n HDD | 289
7D42CTOLWW | AULZ | ThinkSystem 2.5" 600GB 10K SAS 12Gb Hot Swap 512n HDD | 319
7D42CTOLWW | AUM1 | ThinkSystem 2.5" 1.2TB 10K SAS 12Gb Hot Swap 512n HDD | 389
7D42CTOLWW | AUM2 | ThinkSystem 2.5" 1.8TB 10K SAS 12Gb Hot Swap 512e HDD | 589
7D42CTOLWW | AUM5 | ThinkSystem 2.5" 600GB 10K SAS 12Gb Hot Swap 512n HDD SED | 635
7D42CTOLWW | AUM6 | ThinkSystem 2.5" 1TB 7.2K SAS 12Gb Hot Swap 512n HDD | 469
7D42CTOLWW | AUM7 | ThinkSystem 2.5" 2TB 7.2K SAS 12Gb Hot Swap 512n HDD | 839
7D42CTOLWW | AUNG | ThinkSystem RAID 530-8i PCIe 12Gb Adapter | 299
7D42CTOLWW | AUNJ | ThinkSystem RAID 930-8i 2GB Flash PCIe 12Gb Adapter | 1009
7D42CTOLWW | AUNK | ThinkSystem RAID 930-16i 4GB Flash PCIe 12Gb Adapter | 1529
7D42CTOLWW | AUNL | ThinkSystem 430-8i SAS/SATA 12Gb HBA | 299
7D42CTOLWW | AUNM | ThinkSystem 430-16i SAS/SATA 12Gb HBA | 589
7D42CTOLWW | AUNN | ThinkSystem 430-16e SAS/SATA 12Gb HBA | 609
7D42CTOLWW | AUNP | FBU345 SuperCap | 135
7D42CTOLWW | AUNQ | ThinkSystem RAID 930-8e 4GB Flash PCIe 12Gb Adapter | 1689
7D42CTOLWW | AUNR | ThinkSystem 430-8e SAS/SATA 12Gb HBA | 299
7D42CTOLWW | AUUE | ThinkSystem 2.5" 1TB 7.2K SATA 6Gb Hot Swap 512n HDD | 469
7D42CTOLWW | AUUJ | ThinkSystem 2.5" 2TB 7.2K SATA 6Gb Hot Swap 512e HDD | 849
7D42CTOLWW | AUUL | ThinkSystem M.2 32GB SATA 6Gbps Non-Hot Swap SSD | 109
7D42CTOLWW | AUUV | ThinkSystem M.2 128GB SATA 6Gbps Non-Hot Swap SSD | 159
7D42CTOLWW | AUZV | ThinkSystem Broadcom 5719 1GbE RJ45 4-Port PCIe Ethernet Adapter | 159
7D42CTOLWW | AUZW | ThinkSystem I350-T4 PCIe 1Gb 4-Port RJ45 Ethernet Adapter | 379
7D42CTOLWW | AUZX | ThinkSystem Broadcom 5720 1GbE RJ45 2-Port PCIe Ethernet Adapter | 129
7D42CTOLWW | AUZY | ThinkSystem I350-T2 PCIe 1Gb 2-Port RJ45 Ethernet Adapter | 179
7D42CTOLWW | AUZZ | ThinkSystem I350-F1 PCIe 1Gb 1-Port SFP Ethernet Adapter | 379
7D42CTOLWW | AV1B | Lenovo 25GBase-SR SFP28 Transceiver | 449
7D42CTOLWW | AV1D | Lenovo 100GBase-SR4 QSFP28 Transceiver | 1539
7D42CTOLWW | AV1F | Lenovo 3m 25G SFP28 Active Optical Cable | 489
7D42CTOLWW | AV1H | Lenovo 10m 25G SFP28 Active Optical Cable | 499
7D42CTOLWW | AV1J | Lenovo 15m 25G SFP28 Active Optical Cable | 497
7D42CTOLWW | AV1K | Lenovo 20m 25G SFP28 Active Optical Cable | 519
7D42CTOLWW | AV1L | Lenovo 3m 100G QSFP28 Active Optical Cable | 1059
7D42CTOLWW | AV1M | Lenovo 5m 100G QSFP28 Active Optical Cable | 1069
7D42CTOLWW | AV1N | Lenovo 10m 100G QSFP28 Active Optical Cable | 1099
7D42CTOLWW | AV1P | Lenovo 15m 100G QSFP28 Active Optical Cable | 1079
7D42CTOLWW | AV1Q | Lenovo 20m 100G QSFP28 Active Optical Cable | 1179
7D42CTOLWW | AV1R | Lenovo 3m 100G to 4x25G Breakout Active Optical Cable | 1949
7D42CTOLWW | AV1S | Lenovo 5m 100G to 4x25G Breakout Active Optical Cable | 1975
7D42CTOLWW | AV1T | Lenovo 10m 100G to 4x25G Breakout Active Optical Cable | 2035
7D42CTOLWW | AV1U | Lenovo 15m 100G to 4x25G Breakout Active Optical Cable | 2095
7D42CTOLWW | AV1V | Lenovo 20m 100G to 4x25G Breakout Active Optical Cable | 2149
7D42CTOLWW | AV1W | Lenovo 1m Passive 25G SFP28 DAC Cable | 69
7D42CTOLWW | AV1X | Lenovo 3m Passive 25G SFP28 DAC Cable | 79
7D42CTOLWW | AV1Y | Lenovo 5m Passive 25G SFP28 DAC Cable | 159
7D42CTOLWW | AV1Z | Lenovo 1m Passive 100G QSFP28 DAC Cable | 99
7D42CTOLWW | AV20 | Lenovo 3m Passive 100G QSFP28 DAC Cable | 159
7D42CTOLWW | AV21 | Lenovo 5m Passive 100G QSFP28 DAC Cable | 299
7D42CTOLWW | AV23 | Lenovo 3m 100G QSFP28 to 4x25G SFP28 Breakout DAC Cable | 299
7D42CTOLWW | AV24 | Lenovo 5m 100G QSFP28 to 4x25G SFP28 Breakout DAC Cable | 459
7D42CTOLWW | AV2B | Lenovo 1m MPO to 4x LC Breakout OM4 MMF Cable | 149
7D42CTOLWW | AV2C | Lenovo 3m MPO to 4x LC Breakout OM4 MMF Cable | 179
7D42CTOLWW | AVBX | CMA (2U) | 39
7D42CTOLWW | AVFQ | 0.75m Green Cat5e Cable | 15
7D42CTOLWW | AVFR | 1.0m Green Cat5e Cable | 19
7D42CTOLWW | AVFS | 1.25m Green Cat5e Cable | 19
7D42CTOLWW | AVFT | 0.75m Blue Cat5e Cable | 15
7D42CTOLWW | AVFU | 1.0m Blue Cat5e Cable | 19
7D42CTOLWW | AVFV | 1.25m Blue Cat5e Cable | 19
7D42CTOLWW | AVFW | 0.75m Green Cat6 Cable | 19
7D42CTOLWW | AVFX | 1.0m Green Cat6 Cable | 19
7D42CTOLWW | AVFY | 1.25m Green Cat6 Cable | 19
7D42CTOLWW | AVFZ | 1.5m Green Cat6 Cable | 19
7D42CTOLWW | AVG0 | 3m Green Cat6 Cable | 25
7D42CTOLWW | AVV0 | On Board SATA Software RAID Mode | 0
7D42CTOLWW | AVV8 | ThinkSystem External USB DVD-RW Optical Disk Drive | 79
7D42CTOLWW | AWAU | SAP HANA SW Stack for ThinkSystem | 0
7D42CTOLWW | AX8A | 4.3m, 13A/120V, C13 to NEMA 5-15P (US) Line Cord | 19
7D42CTOLWW | B0ML | Feature Enable TPM on MB | 0
7D42CTOLWW | B0N4 | 2.0m, 10A/100-250V, C13 to IEC 320-C14 Rack Power Cable | 29
7D42CTOLWW | B0N5 | 1.0m, 13A/100-250V, C13 to C14 Jumper Cord | 25
7D42CTOLWW | B0N6 | 1.5m, 13A/100-250V, C13 to C14 Jumper Cord | 29
7D42CTOLWW | B0RJ | 10GBASE-LR SFP+Transceiver | 350
7D42CTOLWW | B0YS | ThinkSystem 2.5" 2.4TB 10K SAS 12Gb Hot Swap 512e HDD | 629
7D42CTOLWW | B0YV | ThinkSystem 2.5" 2.4TB 10K SAS 12Gb Hot Swap 512e HDD FIPS | 1299
7D42CTOLWW | B0YX | ThinkSystem 2.5" 1.2TB 10K SAS 12Gb Hot Swap 512n HDD SED | 749
7D42CTOLWW | B22J | 5m Intel OPA 100 Series Active Optical QSFP28 Low Power Cable | 809
7D42CTOLWW | B22K | 10m Intel OPA 100 Series Active Optical QSFP28 Low Power Cable | 829
7D42CTOLWW | B22L | 15m Intel OPA 100 Series Active Optical QSFP28 Low Power Cable | 839
7D42CTOLWW | B22M | 20m Intel OPA 100 Series Active Optical QSFP28 Low Power Cable | 849
7D42CTOLWW | B2UZ | Lenovo 1m 100G QSFP28 Active Optical Cable | 949
7D42CTOLWW | B30W | Custom MFG SVCS Fee - Medium Increment | 30
7D42CTOLWW | B30X | Custom MFG SVCS Fee - Large Increment | 300
7D42CTOLWW | B31G | ThinkSystem QLogic QL41134 PCIe 10Gb 4-Port Base-T Ethernet Adapter | 799
7D42CTOLWW | B34N | ThinkSystem U.2 PM983 1.92TB Entry NVMe PCIe 3.0 x4 Hot Swap SSD | 939
7D42CTOLWW | B34P | ThinkSystem U.2 PM983 3.84TB Entry NVMe PCIe 3.0 x4 Hot Swap SSD | 1839
7D42CTOLWW | B498 | ThinkSystem 2.5" Intel S4510 240GB Entry SATA 6Gb Hot Swap SSD | 149
7D42CTOLWW | B499 | ThinkSystem 2.5" Intel S4510 480GB Entry SATA 6Gb Hot Swap SSD | 309
7D42CTOLWW | B49A | ThinkSystem 2.5" Intel S4510 960GB Entry SATA 6Gb Hot Swap SSD | 529
7D42CTOLWW | B49B | ThinkSystem 2.5" Intel S4510 1.92TB Entry SATA 6Gb Hot Swap SSD | 1049
7D42CTOLWW | B49C | ThinkSystem 2.5" Intel S4510 3.84TB Entry SATA 6Gb Hot Swap SSD | 1979
7D42CTOLWW | B49L | ThinkSystem 2.5" Intel S4610 240GB Mainstream SATA 6Gb Hot Swap SSD | 399
7D42CTOLWW | B49M | ThinkSystem 2.5" Intel S4610 480GB Mainstream SATA 6Gb Hot Swap SSD | 479
7D42CTOLWW | B49N | ThinkSystem 2.5" Intel S4610 960GB Mainstream SATA 6Gb Hot Swap SSD | 699
7D42CTOLWW | B49P | ThinkSystem 2.5" Intel S4610 1.92TB Mainstream SATA 6Gb Hot Swap SSD | 1289
7D42CTOLWW | B49Q | ThinkSystem 2.5" Intel S4610 3.84TB Mainstream SATA 6Gb Hot Swap SSD | 2499
7D42CTOLWW | B4D3 | ThinkSystem U.2 PM983 7.68TB Entry NVMe PCIe3.0 x4 Hot Swap SSD | 4999
7D42CTOLWW | B4PA | ThinkSystem 1610-8P NVMe Switch Adapter | 1199
7D42CTOLWW | B4QQ | 0.5m Mellanox HDR IB Passive Copper QSFP56 Cable | 299
7D42CTOLWW | B4QR | 1m Mellanox HDR IB Passive Copper QSFP56 Cable | 399
7D42CTOLWW | B4QS | 1.5m Mellanox HDR IB Passive Copper QSFP56 Cable | 449
7D42CTOLWW | B4QT | 2m Mellanox HDR IB Passive Copper QSFP56 Cable | 499
7D42CTOLWW | B4QW | 3m Mellanox HDR IB Active Optical QSFP56 Cable | 2099
7D42CTOLWW | B4QX | 5m Mellanox HDR IB Active Optical QSFP56 Cable | 2149
7D42CTOLWW | B4QY | 10m Mellanox HDR IB Active Optical QSFP56 Cable | 2199
7D42CTOLWW | B4QZ | 15m Mellanox HDR IB Active Optical QSFP56 Cable | 2249
7D42CTOLWW | B4R0 | 20m Mellanox HDR IB Active Optical QSFP56 Cable | 2299
7D42CTOLWW | B4R1 | 1m Mellanox HDR IB to 2x HDR100 Splitter Passive Copper QSFP56 Cable | 399
7D42CTOLWW | B4R2 | 1.5m Mellanox HDR IB to 2x HDR100 Splitter Passive Copper QSFP56 Cable | 449
7D42CTOLWW | B4R4 | 3m Mellanox HDR IB to 2x HDR100 Splitter Optical QSFP56 Cable | 2799
7D42CTOLWW | B4R5 | 5m Mellanox HDR IB to 2x HDR100 Splitter Optical QSFP56 Cable | 2899
7D42CTOLWW | B4R6 | 10m Mellanox HDR IB to 2x HDR100 Splitter Optical QSFP56 Cable | 2999
7D42CTOLWW | B4R7 | 15m Mellanox HDR IB to 2x HDR100 Splitter Optical QSFP56 Cable | 3199
7D42CTOLWW | B4R8 | 20m Mellanox HDR IB to 2x HDR100 Splitter Optical QSFP56 Cable | 3299
7D42CTOLWW | B4R9 | ThinkSystem Mellanox ConnectX-6 HDR100/100GbE QSFP56 1-port PCIe VPI Adapter | 1779
7D42CTOLWW | B4RA | ThinkSystem Mellanox ConnectX-6 HDR100/100GbE QSFP56 2-port PCIe VPI Adapter | 2099
7D42CTOLWW | B4RB | ThinkSystem Mellanox HDR/200GbE 2x PCIe Aux Kit | 639
7D42CTOLWW | B4RC | ThinkSystem Mellanox ConnectX-6 HDR/200GbE QSFP56 1-port PCIe 4 VPI Adapter | 2209
7D42CTOLWW | B4Y3 | ThinkSystem 256GB TruDDR4 2933MHz (8Rx4 1.2V) 3DS RDIMM | 9159
7D42CTOLWW | B4YB | ThinkSystem NVIDIA T4 16GB PCIe Passive GPU | 6279
7D42CTOLWW | B529 | Intel Optane DC Persistent Memory - App Direct Mode only | 0
7D42CTOLWW | B58F | ThinkSystem U.2 Intel P4510 1.0TB Entry NVMe PCIe3.0 x4 Hot Swap SSD | 539
7D42CTOLWW | B58G | ThinkSystem U.2 Intel P4510 2.0TB Entry NVMe PCIe3.0 x4 Hot Swap SSD | 1459
7D42CTOLWW | B5SS | ThinkSystem Broadcom 57416 10GBASE-T 2-port + 5720 1GbE 2-port OCP Ethernet Adapter | 509
7D42CTOLWW | B5ST | ThinkSystem Broadcom 57416 10GBASE-T 2-port OCP Ethernet Adapter | 449
7D42CTOLWW | B5SV | ThinkSystem Broadcom 57454 10/25GbE SFP28 4-port OCP Ethernet Adapter | 539
7D42CTOLWW | B5SW | ThinkSystem Marvell QL41232 10/25GbE SFP28 2-Port OCP Ethernet Adapter | 369
7D42CTOLWW | B5SX | ThinkSystem Emulex LPe35000 32Gb 1-port PCIe Fibre Channel Adapter | 1739
7D42CTOLWW | B5SY | ThinkSystem Emulex LPe35002 32Gb 2-port PCIe Fibre Channel Adapter | 2599
7D42CTOLWW | B5T0 | ThinkSystem Broadcom 57414 10/25GbE SFP28 2-port PCIe Ethernet Adapter | 389
7D42CTOLWW | B5T1 | ThinkSystem Broadcom 5719 1GbE RJ45 4-port OCP Ethernet Adapter | 159
7D42CTOLWW | B5T4 | ThinkSystem Broadcom 57454 10GBASE-T 4-port OCP Ethernet Adapter | 739
7D42CTOLWW | B5XH | ThinkSystem M.2 SATA 2-Bay RAID Enablement Kit | 119
7D42CTOLWW | B5XJ | ThinkSystem M.2 SATA/NVMe 2-Bay Enablement Kit | 79
7D42CTOLWW | B652 | ThinkSystem Marvell QL41232 10/25GbE SFP28 2-Port PCIe Ethernet Adapter | 339
7D42CTOLWW | B68K | 30m Mellanox HDR IB to 2x HDR100 Splitter Optical QSFP56 Cable | 3499
7D42CTOLWW | B68L | 2m Mellanox HDR IB to 2x HDR100 Splitter Passive Copper QSFP56 Cable | 499
7D42CTOLWW | B68M | 100m Mellanox HDR IB Optical QSFP56 Cable | 5099
7D42CTOLWW | B68N | 50m Mellanox HDR IB Optical QSFP56 Cable | 3699
7D42CTOLWW | B68P | 30m Mellanox HDR IB Optical QSFP56 Cable | 2399
7D42CTOLWW | B87R | Mellanox CX6 Socket-Direct Adapter Cable Assemble Way | 0
7D42CTOLWW | B8HP | ThinkSystem 2.5" 5300 960GB Entry SATA 6Gb Hot Swap SSD | 489
7D42CTOLWW | B8HS | ThinkSystem M.2 5300 240GB SATA 6Gbps Non-Hot Swap SSD | 359
7D42CTOLWW | B8HU | ThinkSystem 2.5" PM1645a 800GB Mainstream SAS 12Gb Hot Swap SSD | 819
7D42CTOLWW | B8HV | ThinkSystem 2.5" 5300 240GB Entry SATA 6Gb Hot Swap SSD | 359
7D42CTOLWW | B8HW | ThinkSystem HHHL PM1735 3.2TB Mainstream NVMe PCIe4.0 x8 Flash Adapter | 3179
7D42CTOLWW | B8HY | ThinkSystem 2.5" 5300 480GB Mainstream SATA 6Gb Hot Swap SSD | 429
7D42CTOLWW | B8J1 | ThinkSystem 2.5" 5300 240GB Mainstream SATA 6Gb Hot Swap SSD | 409
7D42CTOLWW | B8J2 | ThinkSystem 2.5" 5300 7.68TB Entry SATA 6Gb Hot Swap SSD | 3649
7D42CTOLWW | B8J4 | ThinkSystem 2.5" PM1645a 1.6TB Mainstream SAS 12Gb Hot Swap SSD | 1379
7D42CTOLWW | B8J5 | ThinkSystem 2.5" 5300 1.92TB Entry SATA 6Gb Hot Swap SSD | 939
7D42CTOLWW | B8J6 | ThinkSystem 2.5" 5300 960GB Mainstream SATA 6Gb Hot Swap SSD | 729
7D42CTOLWW | B8J7 | ThinkSystem 2.5" 5300 3.84TB Mainstream SATA 6Gb Hot Swap SSD | 2179
7D42CTOLWW | B8JA | ThinkSystem 2.5" PM1645a 6.4TB Mainstream SAS 12Gb Hot Swap SSD | 6049
7D42CTOLWW | B8JD | ThinkSystem 2.5" PM1645a 3.2TB Mainstream SAS 12Gb Hot Swap SSD | 2579
7D42CTOLWW | B8JE | ThinkSystem 2.5" 5300 1.92TB Mainstream SATA 6Gb Hot Swap SSD | 1279
7D42CTOLWW | B8JJ | ThinkSystem M.2 5300 960GB SATA 6Gbps Non-Hot Swap SSD | 539
7D42CTOLWW | B8JM | ThinkSystem 2.5" 5300 480GB Entry SATA 6Gb Hot Swap SSD | 309
7D42CTOLWW | B8JP | ThinkSystem 2.5" 5300 3.84TB Entry SATA 6Gb Hot Swap SSD | 1789
7D42CTOLWW | B8JR | ThinkSystem M.2 PM983 960GB NVMe PCIe 3.0 x4 Non-Hot Swap SSD | 589
7D42CTOLWW | B8L4 | ThinkSystem 7mm Tray Filler | 9
7D42CTOLWW | B8LM | ThinkSystem 2U/4U 8x2.5" AnyBay Backplane | 309
7D42CTOLWW | B8LU | ThinkSystem 2U 8x2.5" SAS/SATA Backplane | 129
7D42CTOLWW | B8NW | ThinkSystem RAID 940-8i 8GB Flash PCIe Gen4 12Gb Adapter | 1759
7D42CTOLWW | B8NY | ThinkSystem Raid 940-8i 4GB Flash PCIe Gen4 12Gb Adapter | 1179
7D42CTOLWW | B8NZ | ThinkSystem RAID 940-16i 8GB Flash PCIe Gen4 12Gb Adapter | 2049
7D42CTOLWW | B8P2 | ThinkSystem 2U 7mm Drive Kit w/ SATA RAID | 249
7D42CTOLWW | B8P3 | ThinkSystem 2U 7mm Drive Kit w/ NVMe RAID | 639
7D42CTOLWW | B8P8 | ThinkSystem RAID 940-32i 8GB Flash PCIe Gen4 12Gb Adapter | 2359
7D42CTOLWW | B8P9 | ThinkSystem M.2 NVMe 2-Bay RAID Enablement Kit | 219
7D42CTOLWW | B8PP | ThinkSystem Mellanox ConnectX-6 Dx 100GbE QSFP56 2-port PCIe Ethernet Adapter | 1019
7D42CTOLWW | B8QA | ThinkSystem 750W (230/115V) V2 Platinum Hot-Swap Power Supply | 259
7D42CTOLWW | B8QB | ThinkSystem V2 1800W (230V) Platinum Hot-Swap Power Supply | 519
7D42CTOLWW | B8QC | ThinkSystem 1100W (230V/115V) V2 Platinum Hot-Swap Power Supply | 369
7D42CTOLWW | B8QD | ThinkSystem 750W (230V) V2 Titanium Hot-Swap Power Supply | 389
7D42CTOLWW | B919 | ThinkSystem M.2 5300 480GB SATA 6Gbps Non-Hot Swap SSD | 369
7D42CTOLWW | B91A | ThinkSystem 2.5" PM1643a 960GB Entry SAS 12Gb Hot Swap SSD | 819
7D42CTOLWW | B91B | ThinkSystem 2.5" PM1643a 1.92TB Entry SAS 12Gb Hot Swap SSD | 1379
7D42CTOLWW | B91C | ThinkSystem 2.5" PM1643a 3.84TB Entry SAS 12Gb Hot Swap SSD | 2579
7D42CTOLWW | B91D | ThinkSystem 2.5" PM1643a 7.68TB Entry SAS 12Gb Hot Swap SSD | 5019
7D42CTOLWW | B93E | ThinkSystem Intel I350 1GbE RJ45 4-port OCP Ethernet Adapter | 179
7D42CTOLWW | B963 | ThinkSystem 16GB TruDDR4 3200 MHz (2Rx8 1.2V) RDIMM | 229
7D42CTOLWW | B964 | ThinkSystem 32GB TruDDR4 3200 MHz (2Rx4 1.2V) RDIMM | 459
7D42CTOLWW | B965 | ThinkSystem 32GB TruDDR4 3200 MHz (2Rx8 1.2V) RDIMM | 459
7D42CTOLWW | B966 | ThinkSystem 64GB TruDDR4 3200 MHz (2Rx4 1.2V) RDIMM | 899
7D42CTOLWW | B96F | ThinkSystem Broadcom 57508 100GbE QSFP56 2-port PCIe 4 Ethernet Adapter | 1059
7D42CTOLWW | B96G | Intel VROC (VMD NVMe RAID) Premium | 439
7D42CTOLWW | B96L | ThinkSystem U.2 Intel Optane P4800X 1.5TB Performance NVMe PCIe 3.0 x4 Hot Swap SSD 60DWPD | 14769
7D42CTOLWW | B96P | ThinkSystem U.3 Kioxia CM6-V 6.4TB Mainstream NVMe PCIe4.0 x4 Hot Swap SSD | 6789
7D42CTOLWW | B96Q | ThinkSystem 7mm Intel S4510 240GB Entry SATA 6Gb Hot Swap SSD | 149
7D42CTOLWW | B96R | ThinkSystem 7mm Intel S4510 960GB Entry SATA 6Gb Hot Swap SSD | 569
7D42CTOLWW | B96S | ThinkSystem 7mm Intel S4510 480GB Entry SATA 6Gb Hot Swap SSD | 209
7D42CTOLWW | B96T | ThinkSystem U.3 Kioxia CM6-V 3.2TB Mainstream NVMe PCIe4.0 x4 Hot Swap SSD | 3459
7D42CTOLWW | B96X | ThinkSystem 2.5" Intel S4510 7.68TB Entry SATA 6Gb Hot Swap SSD | 4529
7D42CTOLWW | B96Z | ThinkSystem U.3 Kioxia CM6-V 1.6TB Mainstream NVMe PCIe4.0 x4 Hot Swap SSD | 1919
7D42CTOLWW | B972 | ThinkSystem U.2 Intel Optane P4800X 375GB Performance NVMe PCIe 3.0 x4 Hot Swap SSD 60DWPD | 3699
7D42CTOLWW | B973 | ThinkSystem U.2 Intel Optane P4800X 750GB Performance NVMe PCIe 3.0 x4 Hot Swap SSD 60DWPD | 7119
7D42CTOLWW | B98A | ThinkSystem 256GB TruDDR4 3200MHz (1.2V) Intel Optane Persistent Memory | 4279
7D42CTOLWW | B98B | ThinkSystem 128GB TruDDR4 3200MHz (1.2V) Intel Optane Persistent Memory | 1149
7D42CTOLWW | B9V7 | Controller 5 HW RAID Array 1 HDDs | 0
7D42CTOLWW | B9V8 | Controller 5 HW RAID Array 2 HDDs | 0
7D42CTOLWW | B9V9 | Controller 5 HW RAID Array 3 HDDs | 0
7D42CTOLWW | B9VR | ThinkSystem RAID 940-16i 8GB Flash PCIe Gen4 12Gb Adapter for SAS/SATA | 0
7D42CTOLWW | B9VV | ThinkSystem RAID 940-16i 8GB Flash PCIe Gen4 12Gb Adapter for U.2 Tri-mode | 0
7D42CTOLWW | B9X7 | Intel VROC (VMD NVMe RAID) Intel SSD Only | 0
7D42CTOLWW | B9XB | Controller 1 No RAID Array | 0
7D42CTOLWW | B9XC | Controller 1 HW RAID Array 1 RAID 0 | 0
7D42CTOLWW | B9XD | Controller 1 HW RAID Array 1 RAID 1 | 0
7D42CTOLWW | B9XE | Controller 1 HW RAID Array 1 RAID 5 | 0
7D42CTOLWW | B9XF | Controller 1 HW RAID Array 1 RAID 6 | 0
7D42CTOLWW | B9XG | Controller 1 HW RAID Array 1 RAID 10 | 0
7D42CTOLWW | B9XH | Controller 1 HW RAID Array 2 RAID 0 | 0
7D42CTOLWW | B9XJ | Controller 1 HW RAID Array 2 RAID 1 | 0
7D42CTOLWW | B9XK | Controller 1 HW RAID Array 2 RAID 5 | 0
7D42CTOLWW | B9XL | Controller 1 HW RAID Array 2 RAID 6 | 0
7D42CTOLWW | B9XM | Controller 1 HW RAID Array 2 RAID 10 | 0
7D42CTOLWW | B9XN | Controller 1 HW RAID Array 3 RAID 0 | 0
7D42CTOLWW | B9XP | Controller 1 HW RAID Array 3 RAID 1 | 0
7D42CTOLWW | B9XQ | Controller 1 HW RAID Array 3 RAID 5 | 0
7D42CTOLWW | B9XR | Controller 1 HW RAID Array 3 RAID 6 | 0
7D42CTOLWW | B9XS | Controller 1 HW RAID Array 3 RAID 10 | 0
7D42CTOLWW | B9XT | Controller 2 No RAID Array | 0
7D42CTOLWW | B9XU | Controller 2 HW RAID Array 1 RAID 0 | 0
7D42CTOLWW | B9XV | Controller 2 HW RAID Array 1 RAID 1 | 0
7D42CTOLWW | B9XW | Controller 2 HW RAID Array 1 RAID 5 | 0
7D42CTOLWW | B9XX | Controller 2 HW RAID Array 1 RAID 6 | 0
7D42CTOLWW | B9XY | Controller 2 HW RAID Array 1 RAID 10 | 0
7D42CTOLWW | B9XZ | Controller 2 HW RAID Array 2 RAID 0 | 0
7D42CTOLWW | B9Y0 | Controller 2 HW RAID Array 2 RAID 1 | 0
7D42CTOLWW | B9Y1 | Controller 2 HW RAID Array 2 RAID 5 | 0
7D42CTOLWW | B9Y2 | Controller 2 HW RAID Array 2 RAID 6 | 0
7D42CTOLWW | B9Y3 | Controller 2 HW RAID Array 2 RAID 10 | 0
7D42CTOLWW | B9Y4 | Controller 2 HW RAID Array 3 RAID 0 | 0
7D42CTOLWW | B9Y5 | Controller 2 HW RAID Array 3 RAID 1 | 0
7D42CTOLWW | B9Y6 | Controller 2 HW RAID Array 3 RAID 5 | 0
7D42CTOLWW | B9Y7 | Controller 2 HW RAID Array 3 RAID 6 | 0
7D42CTOLWW | B9Y8 | Controller 2 HW RAID Array 3 RAID 10 | 0
7D42CTOLWW | B9Y9 | Controller 3 No RAID Array | 0
7D42CTOLWW | B9YA | Controller 3 HW RAID Array 1 RAID 0 | 0
7D42CTOLWW | B9YB | Controller 3 HW RAID Array 1 RAID 1 | 0
7D42CTOLWW | B9YC | Controller 3 HW RAID Array 1 RAID 5 | 0
7D42CTOLWW | B9YD | Controller 3 HW RAID Array 1 RAID 6 | 0
7D42CTOLWW | B9YE | Controller 3 HW RAID Array 1 RAID 10 | 0
7D42CTOLWW | B9YF | Controller 3 HW RAID Array 2 RAID 0 | 0
7D42CTOLWW | B9YG | Controller 3 HW RAID Array 2 RAID 1 | 0
7D42CTOLWW | B9YH | Controller 3 HW RAID Array 2 RAID 5 | 0
7D42CTOLWW | B9YJ | Controller 3 HW RAID Array 2 RAID 6 | 0
7D42CTOLWW | B9YK | Controller 3 HW RAID Array 2 RAID 10 | 0
7D42CTOLWW | B9YL | Controller 3 HW RAID Array 3 RAID 0 | 0
7D42CTOLWW | B9YM | Controller 3 HW RAID Array 3 RAID 1 | 0
7D42CTOLWW | B9YN | Controller 3 HW RAID Array 3 RAID 5 | 0
7D42CTOLWW | B9YP | Controller 3 HW RAID Array 3 RAID 6 | 0
7D42CTOLWW | B9YQ | Controller 3 HW RAID Array 3 RAID 10 | 0
7D42CTOLWW | B9YR | Controller 4 No RAID Array | 0
7D42CTOLWW | B9YS | Controller 4 HW RAID Array 1 RAID 0 | 0
7D42CTOLWW | B9YT | Controller 4 HW RAID Array 1 RAID 1 | 0
7D42CTOLWW | B9YU | Controller 4 HW RAID Array 1 RAID 5 | 0
7D42CTOLWW | B9YV | Controller 4 HW RAID Array 1 RAID 6 | 0
7D42CTOLWW | B9YW | Controller 4 HW RAID Array 1 RAID 10 | 0
7D42CTOLWW | B9YX | Controller 4 HW RAID Array 2 RAID 0 | 0
7D42CTOLWW | B9YY | Controller 4 HW RAID Array 2 RAID 1 | 0
7D42CTOLWW | B9YZ | Controller 4 HW RAID Array 2 RAID 5 | 0
7D42CTOLWW | B9Z0 | Controller 4 HW RAID Array 2 RAID 6 | 0
7D42CTOLWW | B9Z1 | Controller 4 HW RAID Array 2 RAID 10 | 0
7D42CTOLWW | B9Z2 | Controller 4 HW RAID Array 3 RAID 0 | 0
7D42CTOLWW | B9Z3 | Controller 4 HW RAID Array 3 RAID 1 | 0
7D42CTOLWW | B9Z4 | Controller 4 HW RAID Array 3 RAID 5 | 0
7D42CTOLWW | B9Z5 | Controller 4 HW RAID Array 3 RAID 6 | 0
7D42CTOLWW | B9Z6 | Controller 4 HW RAID Array 3 RAID 10 | 0
7D42CTOLWW | B9Z7 | Controller 5 No RAID Array | 0
7D42CTOLWW | B9Z8 | Controller 5 HW RAID Array 1 RAID 0 | 0
7D42CTOLWW | B9Z9 | Controller 5 HW RAID Array 1 RAID 1 | 0
7D42CTOLWW | B9ZA | Controller 5 HW RAID Array 1 RAID 5 | 0
7D42CTOLWW | B9ZB | Controller 5 HW RAID Array 1 RAID 6 | 0
7D42CTOLWW | B9ZC | Controller 5 HW RAID Array 1 RAID 10 | 0
7D42CTOLWW | B9ZD | Controller 5 HW RAID Array 2 RAID 0 | 0
7D42CTOLWW | B9ZE | Controller 5 HW RAID Array 2 RAID 1 | 0
7D42CTOLWW | B9ZF | Controller 5 HW RAID Array 2 RAID 5 | 0
7D42CTOLWW | B9ZG | Controller 5 HW RAID Array 2 RAID 6 | 0
7D42CTOLWW | B9ZH | Controller 5 HW RAID Array 2 RAID 10 | 0
7D42CTOLWW | B9ZJ | Controller 5 HW RAID Array 3 RAID 0 | 0
7D42CTOLWW | B9ZK | Controller 5 HW RAID Array 3 RAID 1 | 0
7D42CTOLWW | B9ZL | Controller 5 HW RAID Array 3 RAID 5 | 0
7D42CTOLWW | B9ZM | Controller 5 HW RAID Array 3 RAID 6 | 0
7D42CTOLWW | B9ZN | Controller 5 HW RAID Array 3 RAID 10 | 0
7D42CTOLWW | BA12 | Controller 1 HW RAID Array 1 HDDs | 0
7D42CTOLWW | BA13 | Controller 1 HW RAID Array 2 HDDs | 0
7D42CTOLWW | BA14 | Controller 1 HW RAID Array 3 HDDs | 0
7D42CTOLWW | BA15 | Controller 2 HW RAID Array 1 HDDs | 0
7D42CTOLWW | BA16 | Controller 2 HW RAID Array 2 HDDs | 0
7D42CTOLWW | BA17 | Controller 2 HW RAID Array 3 HDDs | 0
7D42CTOLWW | BA18 | Controller 3 HW RAID Array 1 HDDs | 0
7D42CTOLWW | BA19 | Controller 3 HW RAID Array 2 HDDs | 0
7D42CTOLWW | BA1A | Controller 3 HW RAID Array 3 HDDs | 0
7D42CTOLWW | BA1B | Controller 4 HW RAID Array 1 HDDs | 0
7D42CTOLWW | BA1C | Controller 4 HW RAID Array 2 HDDs | 0
7D42CTOLWW | BA1D | Controller 4 HW RAID Array 3 HDDs | 0
7D42CTOLWW | BA1F | ThinkSystem QLogic QLE2772 32Gb 2-Port PCIe Fibre Channel Adapter | 2309
7D42CTOLWW | BA1G | ThinkSystem QLogic QLE2770 32Gb 1-Port PCIe Fibre Channel Adapter | 1529
7D42CTOLWW | BA62 | ThinkSystem 128GB TruDDR4 3200 MHz (4Rx4 1.2V) 3DS RDIMM | 3159
7D42CTOLWW | BAVT | SR860 V2 System Board | 1759
7D42CTOLWW | BAVU | Front Operator Panel with Quad Line LCD Display | 89
7D42CTOLWW | BAVW | SR860 V2 4U Chassis Base | 1169
7D42CTOLWW | BAVY | ThinkSystem SR850/SR860 V2 Processor and Memory Expansion Tray | 1999
7D42CTOLWW | BAVZ | ThinkSystem SR860v2 Power Paddle | 269
7D42CTOLWW | BAW0 | Fan Slot1/3/4/6 Performance | 89
7D42CTOLWW | BAW1 | Fan Slot2/5 Performance | 159
7D42CTOLWW | BAW2 | Fan Slot1/3/4/6 Standard | 69
7D42CTOLWW | BAW3 | Fan Slot2/5 Standard | 119
7D42CTOLWW | BAW6 | ThinkSystem SR850/SR860 V2 x8/x8 PCIe FH Riser 1 | 799
7D42CTOLWW | BAW7 | ThinkSystem SR850/SR860 V2 x16/x16/x16 PCIe FH Riser 1 | 1029
7D42CTOLWW | BAW8 | ThinkSystem SR860 V2 x16/x16 PCIe FH Riser 2/3 | 269
7D42CTOLWW | BAW9 | ThinkSystem SR860 V2 x8/x8/x8/x8 PCIe FH Riser 2/3 | 259
7D42CTOLWW | BAWH | ThinkSystem SR860 V2 Rail Kit | 179
7D42CTOLWW | BAX5 | GPU Riser to GPU Power Cable, 190mm | 19
7D42CTOLWW | BAX9 | M.2 Signal & Power Cable | 79
7D42CTOLWW | BAXC | Intrusion Switch with Cable,150mm | 19
7D42CTOLWW | BB0P | Intel Transparent Supply Chain. Lenovo has paired our industry leading supply chain with Intel's innovative Transparent Supply Chain program to add a layer of protection to your data center and bring peace of mind that the server hardware you bring into ... | 0
7D42CTOLWW | BB2E | ThinkSystem NVIDIA Tesla V100S 32GB PCIe Passive GPU | 26079
7D42CTOLWW | BB63 | ThinkSystem 7mm PM983 960GB Entry NVMe PCIe 3.0 x4 Hot Swap SSD | 599
7D42CTOLWW | BB8T | ThinkSystem 512GB TruDDR4 3200MHz (1.2V) Intel Optane Persistent Memory | 18409
7D42CTOLWW | BB8U | ThinkSystem Marvell QL41132 10GBASE-T 2-port OCP Ethernet Adapter | 509
7D42CTOLWW | BB99 | ThinkSystem SR850/SR860 V2 Platinum 8380H 28C 250W 2.9GHz Processor | 28579
7D42CTOLWW | BB9A | ThinkSystem SR850/SR860 V2 Platinum 8376H 28C 205W 2.6GHz Processor | 24939
7D42CTOLWW | BB9B | ThinkSystem SR850/SR860 V2 Platinum 8360H 24C 225W 3.0GHz Processor | 12109
7D42CTOLWW | BB9C | ThinkSystem SR850/SR860 V2 Platinum 8353H 18C 150W 2.5GHz Processor | 8779
7D42CTOLWW | BB9D | ThinkSystem SR850/SR860 V2 Platinum 8354H 18C 205W 3.1GHz Processor | 10239
7D42CTOLWW | BB9E | ThinkSystem SR850/SR860 V2 Gold 6348H 24C 165W 2.3GHz Processor | 8289
7D42CTOLWW | BB9F | ThinkSystem SR850/SR860 V2 Gold 6328H 16C 165W 2.8GHz Processor | 5469
7D42CTOLWW | BB9G | ThinkSystem SR850/SR860 V2 Gold 6330H 24C 150W 2.0GHz Processor | 5849
7D42CTOLWW | BB9J | ThinkSystem SR850/SR860 V2 Gold 5320H 20C 150W 2.4GHz Processor | 4789
7D42CTOLWW | BB9K | ThinkSystem SR850/SR860 V2 Gold 5318H 18C 150W 2.5GHz Processor | 3939
7D42CTOLWW | BB9M | ThinkSystem SR850/SR860 V2 Platinum 8356H 8C 190W 3.9GHz Processor | 9789
7D42CTOLWW | BB9R | ThinkSystem 2.5" Intel S4610 7.68TB Mainstream SATA 6Gb Hot Swap SSD | 6789
7D42CTOLWW | BBM8 | Controller 1 SW RAID Array 1 HDDs | 0
7D42CTOLWW | BBM9 | Controller 1 SW RAID Array 2 HDDs | 0
7D42CTOLWW | BBMA | Controller 2 SW RAID Array 1 HDDs | 0
7D42CTOLWW | BBMB | Controller 2 SW RAID Array 2 HDDs | 0
7D42CTOLWW | BBMC | Controller 1 VROC RAID Array 1 HDDs | 0
7D42CTOLWW | BBMD | Controller 1 VROC RAID Array 2 HDDs | 0
7D42CTOLWW | BBME | Controller 1 VROC RAID Array 3 HDDs | 0
7D42CTOLWW | BBN2 | Controller 1 Array 2 No RAID | 0
7D42CTOLWW | BBN3 | Controller 1 Array 3 No RAID | 0
7D42CTOLWW | BBN4 | Controller 2 Array 2 No RAID | 0
7D42CTOLWW | BBN5 | Controller 2 Array 3 No RAID | 0
7D42CTOLWW | BBN6 | Controller 3 Array 2 No RAID | 0
7D42CTOLWW | BBN7 | Controller 3 Array 3 No RAID | 0
7D42CTOLWW | BBN8 | Controller 4 Array 2 No RAID | 0
7D42CTOLWW | BBN9 | Controller 4 Array 3 No RAID | 0
7D42CTOLWW | BBNA | Controller 5 Array 2 No RAID | 0
7D42CTOLWW | BBNB | Controller 5 Array 3 No RAID | 0
7D42CTOLWW | BBNJ | Controller 1 No SW RAID Array | 0
7D42CTOLWW | BBNK | Controller 1 SW RAID Array 1 RAID 0 | 0
7D42CTOLWW | BBNL | Controller 1 SW RAID Array 1 RAID 1 | 0
7D42CTOLWW | BBNM | Controller 1 SW RAID Array 1 RAID 5 | 0
7D42CTOLWW | BBNP | Controller 1 SW RAID Array 1 RAID 10 | 0
7D42CTOLWW | BBNQ | Controller 1 SW RAID Array 2 No RAID | 0
7D42CTOLWW | BBNR | Controller 1 SW RAID Array 2 RAID 0 | 0
7D42CTOLWW | BBNS | Controller 1 SW RAID Array 2 RAID 1 | 0
7D42CTOLWW | BBNT | Controller 1 SW RAID Array 2 RAID 5 | 0
7D42CTOLWW | BBNV | Controller 1 SW RAID Array 2 RAID 10 | 0
7D42CTOLWW | BBNW | Controller 1 SAS HDD Hot Spare | 0
7D42CTOLWW | BBNX | Controller 2 SAS HDD Hot Spare | 0
7D42CTOLWW | BBNY | Controller 3 SAS HDD Hot Spare | 0
7D42CTOLWW | BBNZ | Controller 4 SAS HDD Hot Spare | 0
7D42CTOLWW | BBP0 | Controller 5 SAS HDD Hot Spare | 0
7D42CTOLWW | BBP2 | Controller 2 No SW RAID Array | 0
7D42CTOLWW | BBP3 | Controller 2 SW RAID Array 1 RAID 0 | 0
7D42CTOLWW | BBP4 | Controller 2 SW RAID Array 1 RAID 1 | 0
7D42CTOLWW | BBP5 | Controller 2 SW RAID Array 1 RAID 5 | 0
7D42CTOLWW | BBP7 | Controller 2 SW RAID Array 1 RAID 10 | 0
7D42CTOLWW | BBP8 | Controller 2 SW RAID Array 2 No RAID | 0
7D42CTOLWW | BBP9 | Controller 2 SW RAID Array 2 RAID 0 | 0
7D42CTOLWW | BBPA | Controller 2 SW RAID Array 2 RAID 1 | 0
7D42CTOLWW | BBPB | Controller 2 SW RAID Array 2 RAID 5 | 0
7D42CTOLWW | BBPD | Controller 2 SW RAID Array 2 RAID 10 | 0
7D42CTOLWW | BBPG | Controller 1 NVMe SSD Hot Spare | 0
7D42CTOLWW | BBPH | Controller 2 NVMe SSD Hot Spare | 0
7D42CTOLWW | BBPJ | Controller 3 NVMe SSD Hot Spare | 0
7D42CTOLWW | BBPL | Controller 1 No VROC RAID Array | 0
7D42CTOLWW | BBPM | Controller 1 VROC RAID Array 1 RAID 0 | 0
7D42CTOLWW | BBPN | Controller 1 VROC RAID Array 1 RAID 1 | 0
7D42CTOLWW | BBPP | Controller 1 VROC RAID Array 1 RAID 5 | 0
7D42CTOLWW | BBPR | Controller 1 VROC RAID Array 1 RAID 10 | 0
7D42CTOLWW | BBPS | Controller 1 VROC RAID Array 2 No RAID | 0
7D42CTOLWW | BBPT | Controller 1 VROC RAID Array 2 RAID 0 | 0
7D42CTOLWW | BBPU | Controller 1 VROC RAID Array 2 RAID 1 | 0
7D42CTOLWW | BBPV | Controller 1 VROC RAID Array 2 RAID 5 | 0
7D42CTOLWW | BBPX | Controller 1 VROC RAID Array 2 RAID 10 | 0
7D42CTOLWW | BBPY | Controller 1 VROC RAID Array 3 No RAID | 0
7D42CTOLWW | BBPZ | Controller 1 VROC RAID Array 3 RAID 0 | 0
7D42CTOLWW | BBQ0 | Controller 1 VROC RAID Array 3 RAID 1 | 0
7D42CTOLWW | BBQ1 | Controller 1 VROC RAID Array 3 RAID 5 | 0
7D42CTOLWW | BBQ3 | Controller 1 VROC RAID Array 3 RAID 10 | 0
7D42CTOLWW | BBQ8 | Controller 1 SATA SSD Hot Spare | 0
7D42CTOLWW | BBQ9 | Controller 1 SAS SSD Hot Spare | 0
7D42CTOLWW | BBQA | Controller 1 SATA HDD Hot Spare | 0
7D42CTOLWW | BBQB | Controller 2 SATA SSD Hot Spare | 0
7D42CTOLWW | BBQC | Controller 2 SAS SSD Hot Spare | 0
7D42CTOLWW | BBQD | Controller 2 SATA HDD Hot Spare | 0
7D42CTOLWW | BBQE | Controller 3 SATA SSD Hot Spare | 0
7D42CTOLWW | BBQF | Controller 3 SAS SSD Hot Spare | 0
7D42CTOLWW | BBQG | Controller 3 SATA HDD Hot Spare | 0
7D42CTOLWW | BBQH | Controller 4 SATA SSD Hot Spare | 0
7D42CTOLWW | BBQJ | Controller 4 SAS SSD Hot Spare | 0
7D42CTOLWW | BBQK | Controller 4 SATA HDD Hot Spare | 0
7D42CTOLWW | BBQL | Controller 5 SATA SSD Hot Spare | 0
7D42CTOLWW | BBQM | Controller 5 SAS SSD Hot Spare | 0
7D42CTOLWW | BBQN | Controller 5 SATA HDD Hot Spare | 0
7D42CTOLWW | BBW2 | Riser C x16/x16 for Riser 2 Placement | 0
7D42CTOLWW | BBW3 | Riser D x8/x8/x8/x8 for Riser 2 Placement | 0
7D42CTOLWW | BBW4 | Riser C x16/x16 for Riser 3 Placement | 0
7D42CTOLWW | BBW5 | Riser D x8/x8/x8/x8 for Riser 3 Placement | 0
7D42CTOLWW | BC4R | ThinkSystem 2.5" PM1643a 15.36TB Entry SAS 12Gb Hot Swap SSD | 10029
7D42CTOLWW | BC4V | Non RAID NVMe | 0
7D42CTOLWW | BCD5 | ThinkSystem Intel X710-T2L 10GBASE-T 2-port OCP Ethernet Adapter | 369
7D42CTOLWW | BCFR | ThinkSystem U.2 Intel P5600 3.2TB Mainstream NVMe PCIe 4.0 x4 Hot Swap SSD | 3829
7D42CTOLWW | BCFS | ThinkSystem U.2 Intel P5600 6.4TB Mainstream NVMe PCIe 4.0 x4 Hot Swap SSD | 7639
7D42CTOLWW | BCFT | ThinkSystem U.2 Intel P5500 1.92TB Entry NVMe PCIe 4.0 x4 Hot Swap SSD | 1479
7D42CTOLWW | BCFV | ThinkSystem U.2 Intel P5600 1.6TB Mainstream NVMe PCIe 4.0 x4 Hot Swap SSD | 1919
7D42CTOLWW | BCFW | ThinkSystem U.2 Intel P5500 3.84TB Entry NVMe PCIe 4.0 x4 Hot Swap SSD | 2689
7D42CTOLWW | BCQM | ThinkSystem 2U/4U 8x2.5" NVMe Backplane | 309
7D42CTOLWW | BD49 | ThinkSystem Broadcom 57454 10/25GbE SFP28 4-port PCIe Ethernet Adapter V2 | 549
7D42CTOLWW | BD8D | ThinkSystem SR850/SR860 V2 Gold 6328HL 16C 165W 2.8GHz Processor | 12499
7D42CTOLWW | BD8E | ThinkSystem SR850/SR860 V2 Platinum 8376HL 28C 205W 2.6GHz Processor | 31959
7D42CTOLWW | BD8F | ThinkSystem SR850/SR860 V2 Platinum 8380HL 28C 250W 2.9GHz Processor | 35749
7D42CTOLWW | BD8M | SR860 V2 Dummy Indicator for PCH/8i RAID Cable Option | 0
7D42CTOLWW | BD8N | SR860 V2 Dummy Indicator for 16/32i RAID Cable Option | 0
7D42CTOLWW | BD8P | SR860 V2 Dummy Indicator for Retimer/Switch Cable Option | 0
7D42CTOLWW | BDXU | ThinkSystem SR850/SR860 V2 Platinum 8360HL 24C 225W 3.0GHz Processor | 18839
7D42CTOLWW | BE03 | ThinkSystem U.3 Kioxia CM6-V 800GB Mainstream NVMe PCIe 4.0 x4 Hot Swap SSD | 1439
7D42CTOLWW | BE4T | ThinkSystem Mellanox ConnectX-6 Lx 10/25GbE SFP28 2-Port OCP Ethernet Adapter | 409
7D42CTOLWW | BE4U | ThinkSystem Mellanox ConnectX-6 Lx 10/25GbE SFP28 2-Port PCIe Ethernet Adapter | 409
7D42CTOLWW | BE5E | VMware ESXi 7.0 U1 (Factory Installed) | 0
7D42CTOLWW | BEAA | ThinkSystem SR860 V2 PCIe Filler | 19
7D42CTOLWW | BEL5 | ThinkSystem NVIDIA A100 40GB PCIe Gen4 Passive GPU | 35939
7D42CTOLWW | BFDF | SR860 V2 Dummy Indicator for PCH/8i RAID Cable Option Addition | 0
7D42CTOLWW | BFDG | SR860 V2 Dummy Indicator for 16/32i RAID Cable Option Addition | 0
7D42CTOLWW | BFH1 | Lenovo 100Gb SR4 QSFP28 Ethernet Transceiver | 689
7D42CTOLWW | BFQA | SR860 V2 Dummy Indicator for 16/32i RAID Cable Option Addition Plus | 0
7D42CTOLWW | BFY5 | ThinkSystem RAID 530-16i PCIe 12Gb Adapter | 579
7D42CTOLWW | BFY6 | ThinkSystem Broadcom 57454 10GBASE-T 4-port PCIe Ethernet Adapter | 719
7D42CTOLWW | BFYB | Operating mode selection for: "Maximum Performance Mode" | 0
7D42CTOLWW | BFYC | Operating mode selection for: "Minimal Power Mode" | 0
7D42CTOLWW | BFYD | Operating mode selection for: "Efficiency Favoring Power Savings Mode" | 0
7D42CTOLWW | BFYE | Operating mode selection for: "Efficiency - Favoring Performance Mode" | 0
7D42CTOLWW | BFZZ | ThinkSystem 2.5" Nytro 3732 800GB Performance SAS 12Gb Hot Swap SSD SED | 1669
7D42CTOLWW | BG04 | ThinkSystem 2.5" Nytro 3732 3.2TB Performance SAS 12Gb Hot Swap SSD | 6259
7D42CTOLWW | BG05 | ThinkSystem 2.5" Nytro 3732 1.6TB Performance SAS 12Gb Hot Swap SSD | 3259
7D42CTOLWW | BG06 | ThinkSystem 2.5" Nytro 3732 800GB Performance SAS 12Gb Hot Swap SSD | 1669
7D42CTOLWW | BG07 | ThinkSystem 2.5" Nytro 3732 400GB Performance SAS 12Gb Hot Swap SSD | 1029
7D42CTOLWW | BHSR | VMware ESXi 7.0 U2 (Factory Installed) | 0
7D42CTOLWW | BHSS | MI for PXE with RJ45 Network port | 0
7D43CTO1WW | 64 | QLogic 10Gb SFP+ SR Optical Transceiver | 909
7D43CTO1WW | 69 | Brocade 10Gb SFP+ SR Optical Transceiver | 909
7D43CTO1WW | 747 | UID Asset Tag Label | 20
7D43CTO1WW | 2302 | RAID Configuration | 149
7D43CTO1WW | 2306 | Integration >1U Component | 125
7D43CTO1WW | 2321 | Custom MFG SVCS Fee - Small Increment | 3
7D43CTO1WW | 3269 | SFP SX Transceiver | 149
7D43CTO1WW | 5053 | SFP+ SR Transceiver | 699
7D43CTO1WW | 5977 | Select Storage devices - no configured RAID required | 0
7D43CTO1WW | 6139 | SF Instruction | 0
7D43CTO1WW | 6201 | 1.5m, 10A/100-250V, C13 to IEC 320-C14 Rack Power Cable | 19
7D43CTO1WW | 6204 | 2.8m, 10A/100-250V, C13 to IEC 320-C20 Rack Power Cable | 19
7D43CTO1WW | 6263 | 4.3m, 10A/100-250V, C13 to IEC 320-C14 Rack Power Cable | 19
7D43CTO1WW | 6311 | 2.8m, 10A/100-250V, C13 to IEC 320-C14 Rack Power Cable | 9
7D43CTO1WW | 6313 | 2.8m, 10A/120V, C13 to NEMA 5-15P (US) Line Cord | 19
7D43CTO1WW | 6370 | 4.3m, 10A/125V, C13 to NEMA 5-15P (US) Line Cord | 10
7D43CTO1WW | 6373 | 4.3m, 10A/250V, C13 to NEMA 6-15P (US) Line Cord | 15
7D43CTO1WW | 6400 | 2.8m, 13A/100-250V, C13 to C14 Jumper Cord | 9
7D43CTO1WW | 6401 | 2.8m, 13A/120V, C13 to NEMA 5-15P (US) Line Cord | 29
7D43CTO1WW | 6570 | 2.0m, 13A/100-250V, C13 to C14 Jumper Cord | 19
7D43CTO1WW | 6583 | 4.3m, 13A/100-250V, C13 to C14 Rack Power Cable | 19
7D43CTO1WW | 7831 | Customer Solution Center Services | 0
7D43CTO1WW | 8067 | TAA Compliant Order | 0
7D43CTO1WW | 8072 | General Racking Solution | 0
7D43CTO1WW | 8086 | No Publications Selected | 0
7D43CTO1WW | 8971 | Integrate in manufacturing | 0
7D43CTO1WW | 8972 | Ship Uninstalled (Safety) | 0
7D43CTO1WW | A102 | Advanced Grouping | 0
7D43CTO1WW | A103 | System x Cluster Upgrade | 0
7D43CTO1WW | A1DP | 1m QSFP to QSFP+ Cable | 269
7D43CTO1WW | A1DQ | 3m QSFP+ to QSFP+ Cable | 329
7D43CTO1WW | A1PH | 1m Passive DAC SFP+ Cable | 69
7D43CTO1WW | A1PJ | 3m Passive DAC SFP+ Cable | 89
7D43CTO1WW | A1PK | 5m Passive DAC SFP+ Cable | 159
7D43CTO1WW | A1PL | 8.5m Passive DAC SFP+ Cable | 329
7D43CTO1WW | A1PM | SFP+ LR Transceiver | 2499
7D43CTO1WW | A1RF | 2.8m, 10A/250V, C13 to NEMA 6-15P Line Cord | 15
7D43CTO1WW | A2X8 | 5m QSFP+ to QSFP+ Cable | 379
7D43CTO1WW | A2X9 | 7m QSFP+ to QSFP+ Cable | 429
7D43CTO1WW | A3RG | 0.5m Passive DAC SFP+ Cable | 79
7D43CTO1WW | A3RH | 7m Passive DAC SFP+ Cable | 179
7D43CTO1WW | A3SW | 1.2m, 16A/100-250V, 2 Short C13s to Short C20 Rack Power Cable | 55
7D43CTO1WW | A3SX | 2.5m, 16A/100-250V, 2 Long C13s to Short C20 Rack Power Cable | 75
7D43CTO1WW | A3SY | 2.8m, 16A/100-250V, 2 Short C13s to Long C20 Rack Power Cable | 79
7D43CTO1WW | A3SZ | 4.1m, 16A/100-250V, 2 Long C13s to Long C20 Rack Power Cable | 85
7D43CTO1WW | A4EY | No x Network Adapter | 0
7D43CTO1WW | A4VP | 1.0m, 10A/100-250V, C13 to IEC 320-C14 Rack Power Cable | 19
7D43CTO1WW | A51N | 1.5m Passive DAC SFP+ Cable | 89
7D43CTO1WW | A51P | 2m Passive DAC SFP+ Cable | 89
7D43CTO1WW | A5DL | SFP 1000Base-T (RJ-45) Transceiver | 89
7D43CTO1WW | A5UA | Lenovo 1m MPO-4xLC OM3 MMF Breakout Cable | 279
7D43CTO1WW | A5UB | Lenovo 3m MPO-4xLC OM3 MMF Breakout Cable | 329
7D43CTO1WW | A5UC | Lenovo 5m MPO-4xLC OM3 MMF Breakout Cable | 379
7D43CTO1WW | ARYC | 3m Mellanox Active IB FDR Optical Fiber Cable | 819
7D43CTO1WW | ARYD | 5m Mellanox Active IB FDR Optical Fiber Cable | 819
7D43CTO1WW | ARYE | 10m Mellanox Active IB FDR Optical Fiber Cable | 859
7D43CTO1WW | ARYF | 15m Mellanox Active IB FDR Optical Fiber Cable | 909
7D43CTO1WW | ARYG | 20m Mellanox Active IB FDR Optical Fiber Cable | 949
7D43CTO1WW | ARYH | 30m Mellanox Active IB FDR Optical Fiber Cable | 1079
7D43CTO1WW | ARZB | 0.75m Mellanox QSFP Passive DAC Cable | 149
7D43CTO1WW | ARZD | 1.25m Mellanox QSFP Passive DAC Cable | 169
7D43CTO1WW | ARZE | 1.5m Mellanox QSFP Passive DAC Cable | 169
7D43CTO1WW | ARZF | 3m Mellanox QSFP Passive DAC Cable | 189
7D43CTO1WW | ASQT | 0.5m Mellanox EDR IB Passive Copper QSFP28 Cable | 229
7D43CTO1WW | ASQU | 0.75m Mellanox EDR IB Passive Copper QSFP28 Cable | 249
7D43CTO1WW | ASQV | 1m Mellanox EDR IB Passive Copper QSFP28 Cable | 249
7D43CTO1WW | ASQW | 1.25m Mellanox EDR IB Passive Copper QSFP28 Cable | 289
7D43CTO1WW | ASQX | 1.5m Mellanox EDR IB Passive Copper QSFP28 Cable | 289
7D43CTO1WW | ASQY | 2m Mellanox EDR IB Passive Copper QSFP28 Cable | 289
7D43CTO1WW | ASQZ | 5m Mellanox EDR IB Optical QSFP28 Cable | 1359
7D43CTO1WW | ASR0 | 10m Mellanox EDR IB Optical QSFP28 Cable | 1419
7D43CTO1WW | ASR1 | 15m Mellanox EDR IB Optical QSFP28 Cable | 1509
7D43CTO1WW | ASR2 | 20m Mellanox EDR IB Optical QSFP28 Cable | 1569
7D43CTO1WW | ASR3 | 30m Mellanox EDR IB Optical QSFP28 Cable | 1789
7D43CTO1WW | ASR5 | Lenovo 0.5m LC-LC OM3 MMF Cable | 24
7D43CTO1WW | ASR6 | Lenovo 1m LC-LC OM3 MMF Cable | 24
7D43CTO1WW | ASR7 | Lenovo 3m LC-LC OM3 MMF Cable | 24
7D43CTO1WW | ASR8 | Lenovo 5m LC-LC OM3 MMF Cable | 29
7D43CTO1WW | ASR9 | Lenovo 10m LC-LC OM3 MMF Cable | 39
7D43CTO1WW | ASRA | Lenovo 15m LC-LC OM3 MMF Cable | 45
7D43CTO1WW | ASRB | Lenovo 25m LC-LC OM3 MMF Cable | 54
7D43CTO1WW | ASRC | Lenovo 30m LC-LC OM3 MMF Cable | 64
7D43CTO1WW | ASRM | 3m Mellanox EDR IB Passive Copper QSFP28 Cable | 319
7D43CTO1WW | ASRN | 3m Mellanox EDR IB Optical QSFP28 Cable | 1359
7D43CTO1WW | ASRP | 50m Mellanox EDR IB Optical QSFP28 Cable | 2329
7D43CTO1WW | AT2R | Lenovo 1m Active DAC SFP+ Cables | 129
7D43CTO1WW | AT2S | Lenovo 3m Active DAC SFP+ Cables | 139
7D43CTO1WW | AT2T | Lenovo 5m Active DAC SFP+ Cables | 159
7D43CTO1WW | AT2U | Lenovo 10m QSFP+ MPO-MPO OM3 MMF Cable | 169
7D43CTO1WW | AT2V | Lenovo 30m QSFP+ MPO-MPO OM3 MMF Cable | 329
7D43CTO1WW | ATPX | Intel X550-T2 Dual Port 10GBase-T Adapter | 599
7D43CTO1WW | ATTJ | Lenovo Dual Rate 1G/10GB SFP Transceiver | 119
7D43CTO1WW | ATYX | Lenovo 1m SFP+ to SFP+ Active Optical Cable | 104
7D43CTO1WW | ATYY | Lenovo 3m SFP+ to SFP+ Active Optical Cable | 99
7D43CTO1WW | ATYZ | Lenovo 5m SFP+ to SFP+ Active Optical Cable | 114
7D43CTO1WW | ATZ0 | Lenovo 7m SFP+ to SFP+ Active Optical Cable | 129
7D43CTO1WW | ATZ1 | Lenovo 15m SFP+ to SFP+ Active Optical Cable | 169
7D43CTO1WW | ATZ2 | Lenovo 20m SFP+ to SFP+ Active Optical Cable | 169
7D43CTO1WW | AU0M | 5m Intel OPA 100 Series Active Optical QSFP28 Cable | 899
7D43CTO1WW | AU0N | 10m Intel OPA 100 Series Active Optical QSFP28 Cable | 929
7D43CTO1WW | AU0P | 15m Intel OPA 100 Series Active Optical QSFP28 Cable | 949
7D43CTO1WW | AU0Q | 20m Intel OPA 100 Series Active Optical QSFP28 Cable | 979
7D43CTO1WW | AUK7 | TPM 2.0 and Secure Boot | 0
7D43CTO1WW | AUKP | ThinkSystem Broadcom 57416 10GBASE-T 2-Port PCIe Ethernet Adapter | 479
7D43CTO1WW | AUKX | ThinkSystem Intel X710-DA2 PCIe 10Gb 2-Port SFP+ Ethernet Adapter | 459
7D43CTO1WW | AUNL | ThinkSystem 430-8i SAS/SATA 12Gb HBA | 299
7D43CTO1WW | AUNM | ThinkSystem 430-16i SAS/SATA 12Gb HBA | 589
7D43CTO1WW | AUNP | FBU345 SuperCap | 135
7D43CTO1WW | AUPW | ThinkSystem XClarity Controller Standard to Enterprise Upgrade | 100
7D43CTO1WW | AURR | ThinkSystem M3.5 Screw for Riser 2x2pcs and Planar 5pcs | 0
7D43CTO1WW | AUSL | ThinkSystem COM Port Upgrade Kit | 19
7D43CTO1WW | AUU5 | ThinkSystem 3.5" 2TB 7.2K SAS 12Gb Hot Swap 512n HDD | 339
7D43CTO1WW | AUU6 | ThinkSystem 3.5" 4TB 7.2K SAS 12Gb Hot Swap 512n HDD | 419
7D43CTO1WW | AUU7 | ThinkSystem 3.5" 6TB 7.2K SAS 12Gb Hot Swap 512e HDD | 549
7D43CTO1WW | AUUC | ThinkSystem 3.5" 900GB 15K SAS 12Gb Hot Swap 512e HDD | 679
7D43CTO1WW | AUZV | ThinkSystem Broadcom 5719 1GbE RJ45 4-Port PCIe Ethernet Adapter | 159
7D43CTO1WW | AUZW | ThinkSystem I350-T4 PCIe 1Gb 4-Port RJ45 Ethernet Adapter | 379
7D43CTO1WW | AUZX | ThinkSystem Broadcom 5720 1GbE RJ45 2-Port PCIe Ethernet Adapter | 129
7D43CTO1WW | AUZY | ThinkSystem I350-T2 PCIe 1Gb 2-Port RJ45 Ethernet Adapter | 179
7D43CTO1WW | AUZZ | ThinkSystem I350-F1 PCIe 1Gb 1-Port SFP Ethernet Adapter | 379
7D43CTO1WW | AV1B | Lenovo 25GBase-SR SFP28 Transceiver | 449
7D43CTO1WW | AV1D | Lenovo 100GBase-SR4 QSFP28 Transceiver | 1539
7D43CTO1WW | AV1F | Lenovo 3m 25G SFP28 Active Optical Cable | 489
7D43CTO1WW | AV1G | Lenovo 5m 25G SFP28 Active Optical Cable | 489
7D43CTO1WW | AV1H | Lenovo 10m 25G SFP28 Active Optical Cable | 499
7D43CTO1WW | AV1J | Lenovo 15m 25G SFP28 Active Optical Cable | 497
7D43CTO1WW | AV1K | Lenovo 20m 25G SFP28 Active Optical Cable | 519
7D43CTO1WW | AV1L | Lenovo 3m 100G QSFP28 Active Optical Cable | 1059
7D43CTO1WW | AV1M | Lenovo 5m 100G QSFP28 Active Optical Cable | 1069
7D43CTO1WW | AV1N | Lenovo 10m 100G QSFP28 Active Optical Cable | 1099
7D43CTO1WW | AV1P | Lenovo 15m 100G QSFP28 Active Optical Cable | 1079
7D43CTO1WW | AV1Q | Lenovo 20m 100G QSFP28 Active Optical Cable | 1179
7D43CTO1WW | AV1R | Lenovo 3m 100G to 4x25G Breakout Active Optical Cable | 1949
7D43CTO1WW | AV1S | Lenovo 5m 100G to 4x25G Breakout Active Optical Cable | 1975
7D43CTO1WW | AV1T | Lenovo 10m 100G to 4x25G Breakout Active Optical Cable | 2035
7D43CTO1WW | AV1U | Lenovo 15m 100G to 4x25G Breakout Active Optical Cable | 2095
7D43CTO1WW | AV1V | Lenovo 20m 100G to 4x25G Breakout Active Optical Cable | 2149
7D43CTO1WW | AV1W | Lenovo 1m Passive 25G SFP28 DAC Cable | 69
7D43CTO1WW | AV1X | Lenovo 3m Passive 25G SFP28 DAC Cable | 79
7D43CTO1WW | AV1Y | Lenovo 5m Passive 25G SFP28 DAC Cable | 159
7D43CTO1WW | AV1Z | Lenovo 1m Passive 100G QSFP28 DAC Cable | 99
7D43CTO1WW | AV20 | Lenovo 3m Passive 100G QSFP28 DAC Cable | 159
7D43CTO1WW | AV21 | Lenovo 5m Passive 100G QSFP28 DAC Cable | 299
7D43CTO1WW | AV22 | Lenovo 1m 100G QSFP28 to 4x25G SFP28 Breakout DAC Cable | 179
7D43CTO1WW | AV23 | Lenovo 3m 100G QSFP28 to 4x25G SFP28 Breakout DAC Cable | 299
7D43CTO1WW | AV24 | Lenovo 5m 100G QSFP28 to 4x25G SFP28 Breakout DAC Cable | 459
7D43CTO1WW | AV25 | Lenovo 5m MPO-MPO OM4 MMF Cable | 114
7D43CTO1WW | AV26 | Lenovo 7m MPO-MPO OM4 MMF Cable | 135
7D43CTO1WW | AV27 | Lenovo 10m MPO-MPO OM4 MMF Cable | 159
7D43CTO1WW | AV28 | Lenovo 15m MPO-MPO OM4 MMF Cable | 205
7D43CTO1WW | AV29 | Lenovo 20m MPO-MPO OM4 MMF Cable | 259
7D43CTO1WW | AV2A | Lenovo 30m MPO-MPO OM4 MMF Cable | 349
7D43CTO1WW | AV2B | Lenovo 1m MPO to 4x LC Breakout OM4 MMF Cable | 149
7D43CTO1WW | AV2C | Lenovo 3m MPO to 4x LC Breakout OM4 MMF Cable | 179
7D43CTO1WW | AV2D | Lenovo 5m MPO to 4x LC Breakout OM4 MMF Cable | 239
7D43CTO1WW | AVV1 | Lenovo 10GBaseT SFP+ Transceiver | 599
7D43CTO1WW | AVV8 | ThinkSystem External USB DVD-RW Optical Disk Drive | 79
7D43CTO1WW | AX8A | 4.3m, 13A/120V, C13 to NEMA 5-15P (US) Line Cord | 19
7D43CTO1WW | B0ML | Feature Enable TPM on MB | 0
7D43CTO1WW | B0N4 | 2.0m, 10A/100-250V, C13 to IEC 320-C14 Rack Power Cable | 29
7D43CTO1WW | B0N5 | 1.0m, 13A/100-250V, C13 to C14 Jumper Cord | 25
7D43CTO1WW | B0N6 | 1.5m, 13A/100-250V, C13 to C14 Jumper Cord | 29
7D43CTO1WW | B0RJ | 10GBASE-LR SFP+Transceiver | 350
7D43CTO1WW | B0YR | ThinkSystem 3.5" 8TB 7.2K SAS 12Gb Hot Swap 512e HDD | 659
7D43CTO1WW | B118 | ThinkSystem 3.5" 12TB 7.2K SATA 6Gb Hot Swap 512e HDD | 1829
7D43CTO1WW | B135 | ThinkSystem 2U CMA Upgrade Kit for Toolless Slide Rail | 59
7D43CTO1WW | B173 | Companion Part for XClarity Controller Standard to Enterprise Upgrade in Factory | 0
7D43CTO1WW | B22J | 5m Intel OPA 100 Series Active Optical QSFP28 Low Power Cable | 809
7D43CTO1WW | B22K | 10m Intel OPA 100 Series Active Optical QSFP28 Low Power Cable | 829
7D43CTO1WW | B22L | 15m Intel OPA 100 Series Active Optical QSFP28 Low Power Cable | 839
7D43CTO1WW | B22M | 20m Intel OPA 100 Series Active Optical QSFP28 Low Power Cable | 849
7D43CTO1WW | B2P9 | Lenovo 0.5m LC-LC OM4 MMF Cable | 34
7D43CTO1WW | B2PA | Lenovo 1m LC-LC OM4 MMF Cable | 29
7D43CTO1WW | B2PB | Lenovo 3m LC-LC OM4 MMF Cable | 34
7D43CTO1WW | B2PC | Lenovo 5m LC-LC OM4 MMF Cable | 44
7D43CTO1WW | B2PD | Lenovo 10m LC-LC OM4 MMF Cable | 69
7D43CTO1WW | B2PE | Lenovo 15m LC-LC OM4 MMF Cable | 79
7D43CTO1WW | B2PF | Lenovo 25m LC-LC OM4 MMF Cable | 114
7D43CTO1WW | B2UZ | Lenovo 1m 100G QSFP28 Active Optical Cable | 949
7D43CTO1WW | B306 | Mellanox QSA 100G to 25G Cable Adapter | 149
7D43CTO1WW | B30W | Custom MFG SVCS Fee - Medium Increment | 30
7D43CTO1WW | B30X | Custom MFG SVCS Fee - Large Increment | 300
7D43CTO1WW | B31G | ThinkSystem QLogic QL41134 PCIe 10Gb 4-Port Base-T Ethernet Adapter | 799
7D43CTO1WW | B42B | ThinkSystem Toolless Friction Rail v2 | 99
7D43CTO1WW | B49D | ThinkSystem 3.5" Intel S4510 240GB Entry SATA 6Gb Hot Swap SSD | 149
7D43CTO1WW | B49E | ThinkSystem 3.5" Intel S4510 480GB Entry SATA 6Gb Hot Swap SSD | 209
7D43CTO1WW | B49F | ThinkSystem 3.5" Intel S4510 960GB Entry SATA 6Gb Hot Swap SSD | 539
7D43CTO1WW | B49G | ThinkSystem 3.5" Intel S4510 1.92TB Entry SATA 6Gb Hot Swap SSD | 1059
7D43CTO1WW | B49H | ThinkSystem 3.5" Intel S4510 3.84TB Entry SATA 6Gb Hot Swap SSD | 1989
7D43CTO1WW | B49R | ThinkSystem 3.5" Intel S4610 240GB Mainstream SATA 6Gb Hot Swap SSD | 409
7D43CTO1WW | B49S | ThinkSystem 3.5" Intel S4610 480GB Mainstream SATA 6Gb Hot Swap SSD | 309
7D43CTO1WW | B49T | ThinkSystem 3.5" Intel S4610 960GB Mainstream SATA 6Gb Hot Swap SSD | 1029
7D43CTO1WW | B49U | ThinkSystem 3.5" Intel S4610 1.92TB Mainstream SATA 6Gb Hot Swap SSD | 1799
7D43CTO1WW | B49V | ThinkSystem 3.5" Intel S4610 3.84TB Mainstream SATA 6Gb Hot Swap SSD | 3579
7D43CTO1WW | B4PA | ThinkSystem 1610-8P NVMe Switch Adapter | 1199
7D43CTO1WW | B4QQ | 0.5m Mellanox HDR IB Passive Copper QSFP56 Cable | 299
7D43CTO1WW | B4QR | 1m Mellanox HDR IB Passive Copper QSFP56 Cable | 399
7D43CTO1WW | B4QS | 1.5m Mellanox HDR IB Passive Copper QSFP56 Cable | 449
7D43CTO1WW | B4QT | 2m Mellanox HDR IB Passive Copper QSFP56 Cable | 499
7D43CTO1WW | B4QW | 3m Mellanox HDR IB Active Optical QSFP56 Cable | 2099
7D43CTO1WW | B4QX | 5m Mellanox HDR IB Active Optical QSFP56 Cable | 2149
7D43CTO1WW | B4QY | 10m Mellanox HDR IB Active Optical QSFP56 Cable | 2199
7D43CTO1WW | B4QZ | 15m Mellanox HDR IB Active Optical QSFP56 Cable | 2249
7D43CTO1WW | B4R0 | 20m Mellanox HDR IB Active Optical QSFP56 Cable | 2299
7D43CTO1WW | B4R1 | 1m Mellanox HDR IB to 2x HDR100 Splitter Passive Copper QSFP56 Cable | 399
7D43CTO1WW | B4R2 | 1.5m Mellanox HDR IB to 2x HDR100 Splitter Passive Copper QSFP56 Cable | 449
7D43CTO1WW | B4R4 | 3m Mellanox HDR IB to 2x HDR100 Splitter Optical QSFP56 Cable | 2799
7D43CTO1WW | B4R5 | 5m Mellanox HDR IB to 2x HDR100 Splitter Optical QSFP56 Cable | 2899
7D43CTO1WW | B4R6 | 10m Mellanox HDR IB to 2x HDR100 Splitter Optical QSFP56 Cable | 2999
7D43CTO1WW | B4R7 | 15m Mellanox HDR IB to 2x HDR100 Splitter Optical QSFP56 Cable | 3199
7D43CTO1WW | B4R8 | 20m Mellanox HDR IB to 2x HDR100 Splitter Optical QSFP56 Cable | 3299
7D43CTO1WW | B4R9 | ThinkSystem Mellanox ConnectX-6 HDR100/100GbE QSFP56 1-port PCIe VPI Adapter | 1779
7D43CTO1WW | B4RA | ThinkSystem Mellanox ConnectX-6 HDR100/100GbE QSFP56 2-port PCIe VPI Adapter | 2099
7D43CTO1WW | B4RB | ThinkSystem Mellanox HDR/200GbE 2x PCIe Aux Kit | 639
7D43CTO1WW | B4RC | ThinkSystem Mellanox ConnectX-6 HDR/200GbE QSFP56 1-port PCIe 4 VPI Adapter | 2209
7D43CTO1WW | B5PX | 2 Member Friction Rail Kit for HR610X | 69
7D43CTO1WW | B5SS | ThinkSystem Broadcom 57416 10GBASE-T 2-port + 5720 1GbE 2-port OCP Ethernet Adapter | 509
7D43CTO1WW | B5ST | ThinkSystem Broadcom 57416 10GBASE-T 2-port OCP Ethernet Adapter | 449
7D43CTO1WW | B5SU | ThinkSystem Broadcom 57454 10GBASE-T 4-port PCIe Ethernet Adapter | 719
7D43CTO1WW | B5SV | ThinkSystem Broadcom 57454 10/25GbE SFP28 4-port OCP Ethernet Adapter | 539
7D43CTO1WW | B5SW | ThinkSystem Marvell QL41232 10/25GbE SFP28 2-Port OCP Ethernet Adapter | 369
7D43CTO1WW | B5SZ | ThinkSystem Broadcom 57414 10/25GbE SFP28 2-port OCP Ethernet Adapter | 389
7D43CTO1WW | B5T0 | ThinkSystem Broadcom 57414 10/25GbE SFP28 2-port PCIe Ethernet Adapter | 389
7D43CTO1WW | B5T1 | ThinkSystem Broadcom 5719 1GbE RJ45 4-port OCP Ethernet Adapter | 159
7D43CTO1WW | B5T2 | ThinkSystem Mellanox ConnectX-4 Lx 10/25GbE SFP28 2-port OCP Ethernet Adapter | 329
7D43CTO1WW | B5T3 | ThinkSystem Broadcom 57454 10/25GbE SFP28 4-port PCIe Ethernet Adapter | 559
7D43CTO1WW | B5T4 | ThinkSystem Broadcom 57454 10GBASE-T 4-port OCP Ethernet Adapter | 739
7D43CTO1WW | B5WJ | ThinkSystem OCP3 Filler | 19
7D43CTO1WW | B5XC | ThinkSystem 64GB TruDDR4 3200MHz (2Rx4 1.2V) RDIMM-A | 1089
7D43CTO1WW | B5XD | ThinkSystem 16GB TruDDR4 3200MHz (2Rx8 1.2V) RDIMM-A | 299
7D43CTO1WW | B5XE | ThinkSystem 32GB TruDDR4 3200MHz (2Rx4 1.2V) RDIMM-A | 539
7D43CTO1WW | B5XH | ThinkSystem M.2 SATA 2-Bay RAID Enablement Kit | 119
7D43CTO1WW | B652 | ThinkSystem Marvell QL41232 10/25GbE SFP28 2-Port PCIe Ethernet Adapter | 339
7D43CTO1WW | B653 | ThinkSystem Mellanox ConnectX-4 Lx 10/25GbE SFP28 2-port PCIe Ethernet Adapter | 379
7D43CTO1WW | B68K | 30m Mellanox HDR IB to 2x HDR100 Splitter Optical QSFP56 Cable | 3499
7D43CTO1WW | B68L | 2m Mellanox HDR IB to 2x HDR100 Splitter Passive Copper QSFP56 Cable | 499
7D43CTO1WW | B68M | 100m Mellanox HDR IB Optical QSFP56 Cable | 5099
7D43CTO1WW | B68N | 50m Mellanox HDR IB Optical QSFP56 Cable | 3699
7D43CTO1WW | B68P | 30m Mellanox HDR IB Optical QSFP56 Cable | 2399
7D43CTO1WW | B7F0 | ThinkSystem 3.5" 16TB 7.2K SATA 6Gb Hot Swap 512e HDD | 1289
7D43CTO1WW | B87R | Mellanox CX6 Socket-Direct Adapter Cable Assemble Way | 0
7D43CTO1WW | B8HQ | ThinkSystem 3.5" 5300 3.84TB Entry SATA 6Gb Hot Swap SSD | 2179
7D43CTO1WW | B8HR | ThinkSystem 3.5" 5300 1.92TB Mainstream SATA 6Gb Hot Swap SSD | 1829
7D43CTO1WW | B8HS | ThinkSystem M.2 5300 240GB SATA 6Gbps Non-Hot Swap SSD | 359
7D43CTO1WW | B8HT | ThinkSystem 3.5" PM1645a 800GB Mainstream SAS 12Gb Hot Swap SSD | 829
7D43CTO1WW | B8HX | ThinkSystem 3.5" 5300 3.84TB Mainstream SATA 6Gb Hot Swap SSD | 3119
7D43CTO1WW | B8HZ | ThinkSystem 3.5" 5300 1.92TB Entry SATA 6Gb Hot Swap SSD | 1139
7D43CTO1WW | B8J0 | ThinkSystem 3.5" 5300 960GB Mainstream SATA 6Gb Hot Swap SSD | 929
7D43CTO1WW | B8J3 | ThinkSystem 3.5" 5300 7.68TB Entry SATA 6Gb Hot Swap SSD | 4119
7D43CTO1WW | B8J9 | ThinkSystem 3.5" 5300 480GB Entry SATA 6Gb Hot Swap SSD | 379
7D43CTO1WW | B8JB | ThinkSystem 3.5" 5300 240GB Entry SATA 6Gb Hot Swap SSD | 369
7D43CTO1WW | B8JC | ThinkSystem 3.5" 5300 960GB Entry SATA 6Gb Hot Swap SSD | 629
7D43CTO1WW | B8JF | ThinkSystem 3.5" 5300 480GB Mainstream SATA 6Gb Hot Swap SSD | 529
7D43CTO1WW | B8JG | ThinkSystem 3.5" PM1645a 6.4TB Mainstream SAS 12Gb Hot Swap SSD | 6059
7D43CTO1WW | B8JJ | ThinkSystem M.2 5300 960GB SATA 6Gbps Non-Hot Swap SSD | 539
7D43CTO1WW | B8JK | ThinkSystem 3.5" PM1645a 3.2TB Mainstream SAS 12Gb Hot Swap SSD | 2589
7D43CTO1WW | B8JL | ThinkSystem 3.5" 5300 240GB Mainstream SATA 6Gb Hot Swap SSD | 419
7D43CTO1WW | B8JN | ThinkSystem 3.5" PM1645a 1.6TB Mainstream SAS 12Gb Hot Swap SSD | 1389
7D43CTO1WW | B8JQ | ThinkSystem 7mm 5300 240GB Entry SATA 6Gb SSD | 359
7D43CTO1WW | B8JS | ThinkSystem 7mm 5300 960GB Entry SATA 6Gb SSD | 629
7D43CTO1WW | B8JT | ThinkSystem 7mm 5300 480GB Entry SATA 6Gb SSD | 359
7D43CTO1WW | B8L1 | ThinkSystem SR665 MB | 2339
7D43CTO1WW | B8L3 | ThinkSystem 1U/2U 4x3.5" SAS/SATA Backplane | 139
7D43CTO1WW | B8L4 | ThinkSystem 7mm Tray Filler | 9
7D43CTO1WW | B8L5 | ThinkSystem 1U MS Height CPU dummy | 9
7D43CTO1WW | B8L7 | ThinkSystem 2U EIA Latch Standard (Left) | 39
7D43CTO1WW | B8LA | ThinkSystem Toolless Slide Rail Kit v2 | 109
7D43CTO1WW | B8LB | ThinkSystem Toolless Slide Rail Kit v2 Enhanced | 129
7D43CTO1WW | B8LJ | ThinkSystem 2U PCIe Gen4 x16/x8/x8 Riser 1 or 2 | 149
7D43CTO1WW | B8LK | ThinkSystem 2U 12x3.5" AnyBay Backplane | 609
7D43CTO1WW | B8LL | ThinkSystem 2U PCIe Gen3 x16/x8/x8 Riser 1 or 2 | 79
7D43CTO1WW | B8LP | ThinkSystem 2U 8x3.5" SAS/SATA Backplane | 209
7D43CTO1WW | B8LQ | ThinkSystem 2U PCIe Gen4 x16/x16 Slot 1&2 Riser 1 or 2 | 139
7D43CTO1WW | B8LR | ThinkSystem 2U PCIe Gen4 x16/x16 Slot 2&3 Riser 1 or 2 | 129
7D43CTO1WW | B8LS | ThinkSystem 2U PCIe Gen4 x16 Riser 1 or 2 | 109
7D43CTO1WW | B8LT | ThinkSystem 2U 12x3.5" SAS/SATA Backplane | 319
7D43CTO1WW | B8LX | ThinkSystem SR665 Standard Fan Option Kit | 29
7D43CTO1WW | B8LY | ThinkSystem SR665 Performance Fan Option Kit | 79
7D43CTO1WW | B8M1 | ThinkSystem 2U MS 1FH Riser Filler | 2
7D43CTO1WW | B8M2 | ThinkSystem 2U New Security Bezel | 59
7D43CTO1WW | B8M3 | ThinkSystem 2U MS 1FH Riser2 Cage | 9
7D43CTO1WW | B8M6 | ThinkSystem 2U 4x3.5" Fixed Filler | 9
7D43CTO1WW | B8M7 | ThinkSystem 2U MS 3FH Riser2 Cage | 29
7D43CTO1WW | B8M8 | Screw for PCIe Card BKT | 0
7D43CTO1WW | B8M9 | ThinkSystem 2U EIA Latch with FIO (right) | 59
7D43CTO1WW | B8MC | ThinkSystem 2U EIA Latch standard (right) | 19
7D43CTO1WW | B8ME | ThinkSystem 2U EIA Latch w/ VGA and External Diagnostics Port Upgrade Kit | 49
7D43CTO1WW | B8MJ | ThinkSystem 2U MS 2FH+7mm SSD Riser1 Cage | 99
7D43CTO1WW | B8MK | ThinkSystem 2U PCIe Gen4 x16/x16 PCIe Riser 3 | 189
7D43CTO1WW | B8ML | ThinkSystem 2U MS 1FH Riser1 Cage | 9
7D43CTO1WW | B8MM | ThinkSystem 2U MS 3FH Riser Filler | 2
7D43CTO1WW | B8MN | ThinkSystem 2U MS 3FH Riser1 Cage | 29
7D43CTO1WW | B8MP | ThinkSystem 2U MS Air Duct Filler(For 2U Gap) | 2
7D43CTO1WW | B8MQ | L1 BThinkSystem 2U MS Super Cap Holder | 2
7D43CTO1WW | B8MT | ThinkSystem 2U MS Fan Dummy | 2
7D43CTO1WW | B8NT | ThinkSystem 128GB TruDDR4 3200MHz (4Rx4, 1.2V) 3DS RDIMM-A | 3549
7D43CTO1WW | B8NU | ThinkSystem 32GB TruDDR4 3200 MHz (2Rx8 1.2V) RDIMM-A | 589
7D43CTO1WW | B8P2 | ThinkSystem 2U 7mm Drive Kit w/ SATA RAID | 249
7D43CTO1WW | B8P3 | ThinkSystem 2U 7mm Drive Kit w/ NVMe RAID | 639
7D43CTO1WW | B8PP | ThinkSystem Mellanox ConnectX-6 Dx 100GbE QSFP56 2-port PCIe Ethernet Adapter | 1019
7D43CTO1WW | B8Q9 | ThinkSystem 500W(230V/115V) V2 Platinum Hot-Swap Power Supply | 229
7D43CTO1WW | B8QA | ThinkSystem 750W (230/115V) V2 Platinum Hot-Swap Power Supply | 259
7D43CTO1WW | B8QB | ThinkSystem V2 1800W (230V) Platinum Hot-Swap Power Supply | 519
7D43CTO1WW | B8QC | ThinkSystem 1100W (230V/115V) V2 Platinum Hot-Swap Power Supply | 369
7D43CTO1WW | B8QD | ThinkSystem 750W (230V) V2 Titanium Hot-Swap Power Supply | 389
7D43CTO1WW | B8QE | ThinkSystem 1100W -48V DC v2 Power Supply | 789
7D43CTO1WW | B919 | ThinkSystem M.2 5300 480GB SATA 6Gbps Non-Hot Swap SSD | 369
7D43CTO1WW | B91E | ThinkSystem 3.5" PM1643a 3.84TB Entry SAS 12Gb Hot Swap SSD | 1729
7D43CTO1WW | B91M | ThinkSystem 2U Steel cable wall BKT for 32NVME | 9
7D43CTO1WW | B91Y | ThinkSystem Toolless Slide Rail Kit v2 with 2U CMA | 169
7D43CTO1WW | B93E | ThinkSystem Intel I350 1GbE RJ45 4-port OCP Ethernet Adapter | 179
7D43CTO1WW | B96F | ThinkSystem Broadcom 57508 100GbE QSFP56 2-port PCIe 4 Ethernet Adapter | 1059
7D43CTO1WW | B96K | ThinkSystem 3.5" Kioxia CM6-V 3.2TB Mainstream NVMe PCIe4.0 x4 Hot Swap SSD | 3469
7D43CTO1WW | B96V | ThinkSystem 3.5" Kioxia CM6-V 1.6TB Mainstream NVMe PCIe4.0 x4 Hot Swap SSD | 1919
7D43CTO1WW | B96W | ThinkSystem 3.5" Kioxia CM6-V 6.4TB Mainstream NVMe PCIe4.0 x4 Hot Swap SSD | 6799
7D43CTO1WW | B97N | ThinkSystem Toolless Slide Rail Kit v2 Enhanced with 2U CMA | 179
7D43CTO1WW | B97Q | M3 Screw for 2U Rear Wall&7mm Cage | 0
7D43CTO1WW | B97R | ThinkSystem 2U MS 2FH+7mm SSD Riser2 Cage | 99
7D43CTO1WW | B97S | ThinkSystem 2U Rear 4X3.5" SAS/SATA HDD Cage | 99
7D43CTO1WW | B97T | ThinkSystem 2U MidBay 4X3.5" HDD Cage | 119
7D43CTO1WW | B97U | ThinkSystem 2U MS Rear 2 3.5" SATA/SAS HDD Cage | 49
7D43CTO1WW | B97Z | ThinkSystem 2U PCIe Gen4 x8/x8 PCIe Riser 3 | 169
7D43CTO1WW | BA1G | ThinkSystem QLogic QLE2770 32Gb 1-Port PCIe Fibre Channel Adapter | 1529
7D43CTO1WW | BABV | ThinkSystem Screw for fix M.2 Adapter | 0
7D43CTO1WW | BABW | ThinkSystem 2U MS 7mm SSD Riser2 Cage | 29
7D43CTO1WW | BAG7 | ThinkSystem 2U 2x3.5" SAS/SATA Rear Backplane | 89
7D43CTO1WW | BB63 | ThinkSystem 7mm PM983 960GB Entry NVMe PCIe 3.0 x4 Hot Swap SSD | 599
7D43CTO1WW | BB8U | ThinkSystem Marvell QL41132 10GBASE-T 2-port OCP Ethernet Adapter | 509
7D43CTO1WW | BBAL | G4 x16/x8/x8 PCIe Riser B8LJ for Riser 1 Placement | 0
7D43CTO1WW | BBAM | G3 x16/x8/x8 PCIe Riser B8LL for Riser 1 Placement | 0
7D43CTO1WW | BBAN | G4 x16/x16/E PCIe Riser B8LQ for Riser 1 Placement | 0
7D43CTO1WW | BBAP | G4 E/x16/x16 PCIe Riser B8LR for Riser 1 Placement | 0
7D43CTO1WW | BBAQ | G4 x16 PCIe Riser B8LS for Riser 1 Placement | 0
7D43CTO1WW | BBAR | G4 x16/x8/x8 PCIe Riser B8LJ for Riser 2 Placement | 0
7D43CTO1WW | BBAS | G3 x16/x8/x8 PCIe Riser B8LL for Riser 2 Placement | 0
7D43CTO1WW | BBAT | G4 x16/x16/E PCIe Riser B8LQ for Riser 2 Placement | 0
7D43CTO1WW | BBAU | G4 E/x16/x16 PCIe Riser B8LR for Riser 2 Placement | 0
7D43CTO1WW | BBAV | G4 x16 PCIe Riser B8LS for Riser 2 Placement | 0
7D43CTO1WW | BC4V | Non RAID NVMe | 0
7D43CTO1WW | BC4X | MS 2FH Riser Filler | 19
7D43CTO1WW | BC72 | ThinkSystem 2U Rack Shipping BKT and Screw | 2
7D43CTO1WW | BCD4 | ThinkSystem Intel E810-DA2 10/25GbE SFP28 2-Port OCP Ethernet Adapter | 419
7D43CTO1WW | BCD5 | ThinkSystem Intel X710-T2L 10GBASE-T 2-port OCP Ethernet Adapter | 369
7D43CTO1WW | BCD6 | ThinkSystem Intel E810-DA2 10/25GbE SFP28 2-Port PCIe Ethernet Adapter | 519
7D43CTO1WW | BCEC | ThinkSystem 2U 8x3.5" SAS/SATA Backplane | 0
7D43CTO1WW | BCEF | ThinkSystem 2U 12x3.5" SAS/SATA Backplane | 0
7D43CTO1WW | BCEG | ThinkSystem 2U 12x3.5" AnyBay Backplane | 0
7D43CTO1WW | BCFJ | ThinkSystem 3.5" Intel P5600 3.2TB Mainstream NVMe PCIe 4.0 x4 Hot Swap SSD | 3829
7D43CTO1WW | BCFM | ThinkSystem 3.5" Intel P5600 1.6TB Mainstream NVMe PCIe 4.0 x4 Hot Swap SSD | 1929
7D43CTO1WW | BCFQ | ThinkSystem 3.5" Intel P5600 6.4TB Mainstream NVMe PCIe 4.0 x4 Hot Swap SSD | 7649
7D43CTO1WW | BCFR | ThinkSystem U.2 Intel P5600 3.2TB Mainstream NVMe PCIe 4.0 x4 Hot Swap SSD | 3829
7D43CTO1WW | BCFS | ThinkSystem U.2 Intel P5600 6.4TB Mainstream NVMe PCIe 4.0 x4 Hot Swap SSD | 7639
7D43CTO1WW | BCFT | ThinkSystem U.2 Intel P5500 1.92TB Entry NVMe PCIe 4.0 x4 Hot Swap SSD | 1479
7D43CTO1WW | BCFU | ThinkSystem U.2 Intel P5500 7.68TB Entry NVMe PCIe 4.0 x4 Hot Swap SSD | 5359
7D43CTO1WW | BCFV | ThinkSystem U.2 Intel P5600 1.6TB Mainstream NVMe PCIe 4.0 x4 Hot Swap SSD | 1919
7D43CTO1WW | BCFW | ThinkSystem U.2 Intel P5500 3.84TB Entry NVMe PCIe 4.0 x4 Hot Swap SSD | 2689
7D43CTO1WW | BCZY | ThinkSystem 32GB TruDDR4 Performance+ 3200 MHz (2Rx8 1.2V) RDIMM-A | 449
7D43CTO1WW | BCZZ | ThinkSystem 64GB TruDDR4 Performance+ 3200 MHz (2Rx4 1.2V) RDIMM-A | 899
7D43CTO1WW | BD49 | ThinkSystem Broadcom 57454 10/25GbE SFP28 4-port PCIe Ethernet Adapter V2 | 549
7D43CTO1WW | BE04 | ThinkSystem 3.5" Kioxia CM6-V 800GB Mainstream NVMe PCIe 4.0 x4 Hot Swap SSD | 1449
7D43CTO1WW | BE2A | ThinkSystem U.2 PM1733 3.84TB Entry NVMe PCIe 4.0 x4 Hot Swap SSD SED | 2979
7D43CTO1WW | BE2B | ThinkSystem U.2 PM1733 7.68TB Entry NVMe PCIe 4.0 x4 Hot Swap SSD SED | 5579
7D43CTO1WW | BE2E | ThinkSystem U.2 PM1733 7.68TB Entry NVMe PCIe 4.0 x4 Hot Swap SSD | 5579
7D43CTO1WW | BE4T | ThinkSystem Mellanox ConnectX-6 Lx 10/25GbE SFP28 2-Port OCP Ethernet Adapter | 409
7D43CTO1WW | BE4U | ThinkSystem Mellanox ConnectX-6 Lx 10/25GbE SFP28 2-Port PCIe Ethernet Adapter | 409
7D43CTO1WW | BE5E | VMware ESXi 7.0 U1 (Factory Installed) | 0
7D43CTO1WW | BEUX | ThinkSystem External Diagnostics Handset | 139
7D43CTO1WW | BEVK | ThinkSystem 3.5" PM1643a 7.68TB Entry SAS 12Gb Hot Swap SSD | 5589
7D43CTO1WW | BF10 | Lenovo Dual Rate 10G/25G SFP28 85C Transceiver | 399
7D43CTO1WW | BF6Z | ThinkSystem SR665 MB for 7003, TPM 2.0 | 2319
7D43CTO1WW | BF70 | ThinkSystem AMD EPYC 7713P 64C 225W 2.0GHz Processor | 10599
7D43CTO1WW | BF71 | ThinkSystem AMD EPYC 7543P 32C 225W 2.8GHz Processor | 5519
7D43CTO1WW | BF72 | ThinkSystem AMD EPYC 7443 24C 200W 2.85GHz Processor | 3979
7D43CTO1WW | BF73 | ThinkSystem AMD EPYC 7763 64C 280W 2.45GHz Processor | 16689
7D43CTO1WW | BF74 | ThinkSystem AMD EPYC 7453 28C 225W 2.75GHz Processor | 3879
7D43CTO1WW | BF75 | ThinkSystem AMD EPYC 7663 56C 240W 2.0GHz Processor | 13169
7D43CTO1WW | BF76 | ThinkSystem AMD EPYC 7313 16C 155W 3.0GHz Processor | 2139
7D43CTO1WW | BF77 | ThinkSystem AMD EPYC 7543 32C 225W 2.8GHz Processor | 7519
7D43CTO1WW | BF78 | ThinkSystem AMD EPYC 7413 24C 180W 2.65GHz Processor | 3609
7D43CTO1WW | BF79 | ThinkSystem AMD EPYC 7443P 24C 200W 2.85GHz Processor | 2639
7D43CTO1WW | BF7A | ThinkSystem AMD EPYC 7513 32C 200W 2.6GHz Processor | 5749
7D43CTO1WW | BF7B | ThinkSystem AMD EPYC 7313P 16C 155W 3.0GHz Processor | 1809
7D43CTO1WW | BF7C | ThinkSystem AMD EPYC 7713 64C 225W 2.0GHz Processor | 14939
7D43CTO1WW | BF7D | ThinkSystem AMD EPYC 73F3 16C 240W 3.5GHz Processor | 7449
7D43CTO1WW | BF7E | ThinkSystem AMD EPYC 7343 16C 190W 3.2GHz Processor | 3099
7D43CTO1WW | BF7F | ThinkSystem AMD EPYC 75F3 32C 280W 2.95GHz Processor | 10279
7D43CTO1WW | BF7G | ThinkSystem AMD EPYC 74F3 24C 240W 3.2GHz Processor | 6139
7D43CTO1WW | BF7H | ThinkSystem AMD EPYC 72F3 8C 180W 3.7GHz Processor | 5219
7D43CTO1WW | BFH1 | Lenovo 100Gb SR4 QSFP28 Ethernet Transceiver | 689
7D43CTO1WW | BFPU | ThinkSystem Xilinx Alveo U25 25GbE SFP28 2-Port PCIe FPGA Adapter | 6489
7D43CTO1WW | BG4Q | ThinkSystem SR665 MB for 7002, TPM 2.0 | 2259
7D43CTO1WW | BGQ5 | ThinkSystem AMD EPYC 7643 48C 225W 2.3GHz Processor | 10109
7D43CTO1WW | BHE2 | ThinkSystem Solarflare X2522-Plus 10/25GbE SFP28 2-Port PCIe Ethernet Adapter | 3489
7D43CTO1WW | BHWJ | ThinkSystem 2U MS 3FH Riser1 Cage v2 | 29
7D43CTO1WW | BHWK | ThinkSystem 2U x16/x16 PCIe Riser3 Kit v2 | 179
7D43CTO1WW | BHWL | ThinkSystem 2U MS 3FH Riser2 new Cage | 29
7D43CTO1WW | BJA2 | ThinkAgile VX 2U 3.5" 8/12 Bay Chassis | 809
7D43CTO1WW | BJDC | ThinkAgile VX5575 IS | 0
7D43CTO2WW | 64 | QLogic 10Gb SFP+ SR Optical Transceiver | 909
7D43CTO2WW | 69 | Brocade 10Gb SFP+ SR Optical Transceiver | 909
7D43CTO2WW | 747 | UID Asset Tag Label | 20
7D43CTO2WW | 2302 | RAID Configuration | 149
7D43CTO2WW | 2306 | Integration >1U Component | 125
7D43CTO2WW | 2321 | Custom MFG SVCS Fee - Small Increment | 3
7D43CTO2WW | 3269 | SFP SX Transceiver | 149
7D43CTO2WW | 5053 | SFP+ SR Transceiver | 699
7D43CTO2WW | 5977 | Select Storage devices - no configured RAID required | 0
7D43CTO2WW | 6139 | SF Instruction | 0
7D43CTO2WW | 6201 | 1.5m, 10A/100-250V, C13 to IEC 320-C14 Rack Power Cable | 19
7D43CTO2WW | 6204 | 2.8m, 10A/100-250V, C13 to IEC 320-C20 Rack Power Cable | 19
7D43CTO2WW | 6263 | 4.3m, 10A/100-250V, C13 to IEC 320-C14 Rack Power Cable | 19
7D43CTO2WW | 6311 | 2.8m, 10A/100-250V, C13 to IEC 320-C14 Rack Power Cable | 9
7D43CTO2WW | 6313 | 2.8m, 10A/120V, C13 to NEMA 5-15P (US) Line Cord | 19
7D43CTO2WW | 6370 | 4.3m, 10A/125V, C13 to NEMA 5-15P (US) Line Cord | 10
7D43CTO2WW | 6373 | 4.3m, 10A/250V, C13 to NEMA 6-15P (US) Line Cord | 15
7D43CTO2WW | 6400 | 2.8m, 13A/100-250V, C13 to C14 Jumper Cord | 9
7D43CTO2WW | 6401 | 2.8m, 13A/120V, C13 to NEMA 5-15P (US) Line Cord | 29
7D43CTO2WW | 6570 | 2.0m, 13A/100-250V, C13 to C14 Jumper Cord | 19
7D43CTO2WW | 6583 | 4.3m, 13A/100-250V, C13 to C14 Rack Power Cable | 19
7D43CTO2WW | 7831 | Customer Solution Center Services | 0
7D43CTO2WW | 8067 | TAA Compliant Order | 0
7D43CTO2WW | 8072 | General Racking Solution | 0
7D43CTO2WW | 8086 | No Publications Selected | 0
7D43CTO2WW | 8971 | Integrate in manufacturing | 0
7D43CTO2WW | 8972 | Ship Uninstalled (Safety) | 0
7D43CTO2WW | 9013 | Hot Spare | 0
7D43CTO2WW | A102 | Advanced Grouping | 0
7D43CTO2WW | A103 | System x Cluster Upgrade | 0
7D43CTO2WW | A1DP | 1m QSFP to QSFP+ Cable | 269
7D43CTO2WW | A1DQ | 3m QSFP+ to QSFP+ Cable | 329
7D43CTO2WW | A1PH | 1m Passive DAC SFP+ Cable | 69
7D43CTO2WW | A1PJ | 3m Passive DAC SFP+ Cable | 89
7D43CTO2WW | A1PK | 5m Passive DAC SFP+ Cable | 159
7D43CTO2WW | A1PL | 8.5m Passive DAC SFP+ Cable | 329
7D43CTO2WW | A1PM | SFP+ LR Transceiver | 2499
7D43CTO2WW | A1RF | 2.8m, 10A/250V, C13 to NEMA 6-15P Line Cord | 15
7D43CTO2WW | A2X8 | 5m QSFP+ to QSFP+ Cable | 379
7D43CTO2WW | A2X9 | 7m QSFP+ to QSFP+ Cable | 429
7D43CTO2WW | A3RG | 0.5m Passive DAC SFP+ Cable | 79
7D43CTO2WW | A3RH | 7m Passive DAC SFP+ Cable | 179
7D43CTO2WW | A3SW | 1.2m, 16A/100-250V, 2 Short C13s to Short C20 Rack Power Cable | 55
7D43CTO2WW | A3SX | 2.5m, 16A/100-250V, 2 Long C13s to Short C20 Rack Power Cable | 75
7D43CTO2WW | A3SY | 2.8m, 16A/100-250V, 2 Short C13s to Long C20 Rack Power Cable | 79
7D43CTO2WW | A3SZ | 4.1m, 16A/100-250V, 2 Long C13s to Long C20 Rack Power Cable | 85
7D43CTO2WW | A4EY | No x Network Adapter | 0
7D43CTO2WW | A4VP | 1.0m, 10A/100-250V, C13 to IEC 320-C14 Rack Power Cable | 19
7D43CTO2WW | A51N | 1.5m Passive DAC SFP+ Cable | 89
7D43CTO2WW | A51P | 2m Passive DAC SFP+ Cable | 89
7D43CTO2WW | A5DL | SFP 1000Base-T (RJ-45) Transceiver | 89
7D43CTO2WW | A5UA | Lenovo 1m MPO-4xLC OM3 MMF Breakout Cable | 279
7D43CTO2WW | A5UB | Lenovo 3m MPO-4xLC OM3 MMF Breakout Cable | 329
7D43CTO2WW | A5UC | Lenovo 5m MPO-4xLC OM3 MMF Breakout Cable | 379
7D43CTO2WW | ARYC | 3m Mellanox Active IB FDR Optical Fiber Cable | 819
7D43CTO2WW | ARYD | 5m Mellanox Active IB FDR Optical Fiber Cable | 819
7D43CTO2WW | ARYE | 10m Mellanox Active IB FDR Optical Fiber Cable | 859
7D43CTO2WW | ARYF | 15m Mellanox Active IB FDR Optical Fiber Cable | 909
7D43CTO2WW | ARYG | 20m Mellanox Active IB FDR Optical Fiber Cable | 949
7D43CTO2WW | ARYH | 30m Mellanox Active IB FDR Optical Fiber Cable | 1079
7D43CTO2WW | ARZB | 0.75m Mellanox QSFP Passive DAC Cable | 149
7D43CTO2WW | ARZD | 1.25m Mellanox QSFP Passive DAC Cable | 169
7D43CTO2WW | ARZE | 1.5m Mellanox QSFP Passive DAC Cable | 169
7D43CTO2WW | ARZF | 3m Mellanox QSFP Passive DAC Cable | 189
7D43CTO2WW | ASQT | 0.5m Mellanox EDR IB Passive Copper QSFP28 Cable | 229
7D43CTO2WW | ASQU | 0.75m Mellanox EDR IB Passive Copper QSFP28 Cable | 249
7D43CTO2WW | ASQV | 1m Mellanox EDR IB Passive Copper QSFP28 Cable | 249
7D43CTO2WW | ASQW | 1.25m Mellanox EDR IB Passive Copper QSFP28 Cable | 289
7D43CTO2WW | ASQX | 1.5m Mellanox EDR IB Passive Copper QSFP28 Cable | 289
7D43CTO2WW | ASQY | 2m Mellanox EDR IB Passive Copper QSFP28 Cable | 289
7D43CTO2WW | ASQZ | 5m Mellanox EDR IB Optical QSFP28 Cable | 1359
7D43CTO2WW | ASR0 | 10m Mellanox EDR IB Optical QSFP28 Cable | 1419
7D43CTO2WW | ASR1 | 15m Mellanox EDR IB Optical QSFP28 Cable | 1509
7D43CTO2WW | ASR2 | 20m Mellanox EDR IB Optical QSFP28 Cable | 1569
7D43CTO2WW | ASR3 | 30m Mellanox EDR IB Optical QSFP28 Cable | 1789
7D43CTO2WW | ASR5 | Lenovo 0.5m LC-LC OM3 MMF Cable | 24
7D43CTO2WW | ASR6 | Lenovo 1m LC-LC OM3 MMF Cable | 24
7D43CTO2WW | ASR7 | Lenovo 3m LC-LC OM3 MMF Cable | 24
7D43CTO2WW | ASR8 | Lenovo 5m LC-LC OM3 MMF Cable | 29
7D43CTO2WW | ASR9 | Lenovo 10m LC-LC OM3 MMF Cable | 39
7D43CTO2WW | ASRA | Lenovo 15m LC-LC OM3 MMF Cable | 45
7D43CTO2WW | ASRB | Lenovo 25m LC-LC OM3 MMF Cable | 54
7D43CTO2WW | ASRC | Lenovo 30m LC-LC OM3 MMF Cable | 64
7D43CTO2WW | ASRM | 3m Mellanox EDR IB Passive Copper QSFP28 Cable | 319
7D43CTO2WW | ASRN | 3m Mellanox EDR IB Optical QSFP28 Cable | 1359
7D43CTO2WW | ASRP | 50m Mellanox EDR IB Optical QSFP28 Cable | 2329
7D43CTO2WW | AT2R | Lenovo 1m Active DAC SFP+ Cables | 129
7D43CTO2WW | AT2S | Lenovo 3m Active DAC SFP+ Cables | 139
7D43CTO2WW | AT2T | Lenovo 5m Active DAC SFP+ Cables | 159
7D43CTO2WW | AT2U | Lenovo 10m QSFP+ MPO-MPO OM3 MMF Cable | 169
7D43CTO2WW | AT2V | Lenovo 30m QSFP+ MPO-MPO OM3 MMF Cable | 329
7D43CTO2WW | ATPX | Intel X550-T2 Dual Port 10GBase-T Adapter | 599
7D43CTO2WW | ATTJ | Lenovo Dual Rate 1G/10GB SFP Transceiver | 119
7D43CTO2WW | ATYX | Lenovo 1m SFP+ to SFP+ Active Optical Cable | 104
7D43CTO2WW | ATYY | Lenovo 3m SFP+ to SFP+ Active Optical Cable | 99
7D43CTO2WW | ATYZ | Lenovo 5m SFP+ to SFP+ Active Optical Cable | 114
7D43CTO2WW | ATZ0 | Lenovo 7m SFP+ to SFP+ Active Optical Cable | 129
7D43CTO2WW | ATZ1 | Lenovo 15m SFP+ to SFP+ Active Optical Cable | 169
7D43CTO2WW | ATZ2 | Lenovo 20m SFP+ to SFP+ Active Optical Cable | 169
7D43CTO2WW | AU0M | 5m Intel OPA 100 Series Active Optical QSFP28 Cable | 899
7D43CTO2WW | AU0N | 10m Intel OPA 100 Series Active Optical QSFP28 Cable | 929
7D43CTO2WW | AU0P | 15m Intel OPA 100 Series Active Optical QSFP28 Cable | 949
7D43CTO2WW | AU0Q | 20m Intel OPA 100 Series Active Optical QSFP28 Cable | 979
7D43CTO2WW | AUK7 | TPM 2.0 and Secure Boot | 0
7D43CTO2WW | AUKP | ThinkSystem Broadcom 57416 10GBASE-T 2-Port PCIe Ethernet Adapter | 479
7D43CTO2WW | AUKX | ThinkSystem Intel X710-DA2 PCIe 10Gb 2-Port SFP+ Ethernet Adapter | 459
7D43CTO2WW | AULX | ThinkSystem 2.5" 900GB 15K SAS 12Gb Hot Swap 512e HDD | 639
7D43CTO2WW | AUM1 | ThinkSystem 2.5" 1.2TB 10K SAS 12Gb Hot Swap 512n HDD | 389
7D43CTO2WW | AUM2 | ThinkSystem 2.5" 1.8TB 10K SAS 12Gb Hot Swap 512e HDD | 589
7D43CTO2WW | AUM6 | ThinkSystem 2.5" 1TB 7.2K SAS 12Gb Hot Swap 512n HDD | 469
7D43CTO2WW | AUM7 | ThinkSystem 2.5" 2TB 7.2K SAS 12Gb Hot Swap 512n HDD | 839
7D43CTO2WW | AUNL | ThinkSystem 430-8i SAS/SATA 12Gb HBA | 299
7D43CTO2WW | AUNM | ThinkSystem 430-16i SAS/SATA 12Gb HBA | 589
7D43CTO2WW | AUNP | FBU345 SuperCap | 135
7D43CTO2WW | AUPW | ThinkSystem XClarity Controller Standard to Enterprise Upgrade | 100
7D43CTO2WW | AURR | ThinkSystem M3.5 Screw for Riser 2x2pcs and Planar 5pcs | 0
7D43CTO2WW | AUSL | ThinkSystem COM Port Upgrade Kit | 19
7D43CTO2WW | AUU5 | ThinkSystem 3.5" 2TB 7.2K SAS 12Gb Hot Swap 512n HDD | 339
7D43CTO2WW | AUU6 | ThinkSystem 3.5" 4TB 7.2K SAS 12Gb Hot Swap 512n HDD | 419
7D43CTO2WW | AUU7 | ThinkSystem 3.5" 6TB 7.2K SAS 12Gb Hot Swap 512e HDD | 549
7D43CTO2WW | AUUC | ThinkSystem 3.5" 900GB 15K SAS 12Gb Hot Swap 512e HDD | 679
7D43CTO2WW | AUZV | ThinkSystem Broadcom 5719 1GbE RJ45 4-Port PCIe Ethernet Adapter | 159
7D43CTO2WW | AUZW | ThinkSystem I350-T4 PCIe 1Gb 4-Port RJ45 Ethernet Adapter | 379
7D43CTO2WW | AUZX | ThinkSystem Broadcom 5720 1GbE RJ45 2-Port PCIe Ethernet Adapter | 129
7D43CTO2WW | AUZY | ThinkSystem I350-T2 PCIe 1Gb 2-Port RJ45 Ethernet Adapter | 179
7D43CTO2WW | AUZZ | ThinkSystem I350-F1 PCIe 1Gb 1-Port SFP Ethernet Adapter | 379
7D43CTO2WW | AV1B | Lenovo 25GBase-SR SFP28 Transceiver | 449
7D43CTO2WW | AV1D | Lenovo 100GBase-SR4 QSFP28 Transceiver | 1539
7D43CTO2WW | AV1F | Lenovo 3m 25G SFP28 Active Optical Cable | 489
7D43CTO2WW | AV1G | Lenovo 5m 25G SFP28 Active Optical Cable | 489
7D43CTO2WW | AV1H | Lenovo 10m 25G SFP28 Active Optical Cable | 499
7D43CTO2WW | AV1J | Lenovo 15m 25G SFP28 Active Optical Cable | 497
7D43CTO2WW | AV1K | Lenovo 20m 25G SFP28 Active Optical Cable | 519
7D43CTO2WW | AV1L | Lenovo 3m 100G QSFP28 Active Optical Cable | 1059
7D43CTO2WW | AV1M | Lenovo 5m 100G QSFP28 Active Optical Cable | 1069
7D43CTO2WW | AV1N | Lenovo 10m 100G QSFP28 Active Optical Cable | 1099
7D43CTO2WW | AV1P | Lenovo 15m 100G QSFP28 Active Optical Cable | 1079
7D43CTO2WW | AV1Q | Lenovo 20m 100G QSFP28 Active Optical Cable | 1179
7D43CTO2WW | AV1R | Lenovo 3m 100G to 4x25G Breakout Active Optical Cable | 1949
7D43CTO2WW | AV1S | Lenovo 5m 100G to 4x25G Breakout Active Optical Cable | 1975
7D43CTO2WW | AV1T | Lenovo 10m 100G to 4x25G Breakout Active Optical Cable | 2035
7D43CTO2WW | AV1U | Lenovo 15m 100G to 4x25G Breakout Active Optical Cable | 2095
7D43CTO2WW | AV1V | Lenovo 20m 100G to 4x25G Breakout Active Optical Cable | 2149
7D43CTO2WW | AV1W | Lenovo 1m Passive 25G SFP28 DAC Cable | 69
7D43CTO2WW | AV1X | Lenovo 3m Passive 25G SFP28 DAC Cable | 79
7D43CTO2WW | AV1Y | Lenovo 5m Passive 25G SFP28 DAC Cable | 159
7D43CTO2WW | AV1Z | Lenovo 1m Passive 100G QSFP28 DAC Cable | 99
7D43CTO2WW | AV20 | Lenovo 3m Passive 100G QSFP28 DAC Cable | 159
7D43CTO2WW | AV21 | Lenovo 5m Passive 100G QSFP28 DAC Cable | 299
7D43CTO2WW | AV22 | Lenovo 1m 100G QSFP28 to 4x25G SFP28 Breakout DAC Cable | 179
7D43CTO2WW | AV23 | Lenovo 3m 100G QSFP28 to 4x25G SFP28 Breakout DAC Cable | 299
7D43CTO2WW | AV24 | Lenovo 5m 100G QSFP28 to 4x25G SFP28 Breakout DAC Cable | 459
7D43CTO2WW | AV25 | Lenovo 5m MPO-MPO OM4 MMF Cable | 114
7D43CTO2WW | AV26 | Lenovo 7m MPO-MPO OM4 MMF Cable | 135
7D43CTO2WW | AV27 | Lenovo 10m MPO-MPO OM4 MMF Cable | 159
7D43CTO2WW | AV28 | Lenovo 15m MPO-MPO OM4 MMF Cable | 205
7D43CTO2WW | AV29 | Lenovo 20m MPO-MPO OM4 MMF Cable | 259
7D43CTO2WW | AV2A | Lenovo 30m MPO-MPO OM4 MMF Cable | 349
7D43CTO2WW | AV2B | Lenovo 1m MPO to 4x LC Breakout OM4 MMF Cable | 149
7D43CTO2WW | AV2C | Lenovo 3m MPO to 4x LC Breakout OM4 MMF Cable | 179
7D43CTO2WW | AV2D | Lenovo 5m MPO to 4x LC Breakout OM4 MMF Cable | 239
7D43CTO2WW | AVUX | On Board SATA AHCI Mode | 0
7D43CTO2WW | AVV1 | Lenovo 10GBaseT SFP+ Transceiver | 599
7D43CTO2WW | AVV8 | ThinkSystem External USB DVD-RW Optical Disk Drive | 79
7D43CTO2WW | AX8A | 4.3m, 13A/120V, C13 to NEMA 5-15P (US) Line Cord | 19
7D43CTO2WW | B0ML | Feature Enable TPM on MB | 0
7D43CTO2WW | B0N4 | 2.0m, 10A/100-250V, C13 to IEC 320-C14 Rack Power Cable | 29
7D43CTO2WW | B0N5 | 1.0m, 13A/100-250V, C13 to C14 Jumper Cord | 25
7D43CTO2WW | B0N6 | 1.5m, 13A/100-250V, C13 to C14 Jumper Cord | 29
7D43CTO2WW | B0RJ | 10GBASE-LR SFP+Transceiver | 350
7D43CTO2WW | B0YR | ThinkSystem 3.5" 8TB 7.2K SAS 12Gb Hot Swap 512e HDD | 659
7D43CTO2WW | B0YS | ThinkSystem 2.5" 2.4TB 10K SAS 12Gb Hot Swap 512e HDD | 629
7D43CTO2WW | B0YX | ThinkSystem 2.5" 1.2TB 10K SAS 12Gb Hot Swap 512n HDD SED | 749
7D43CTO2WW | B118 | ThinkSystem 3.5" 12TB 7.2K SATA 6Gb Hot Swap 512e HDD | 1829
7D43CTO2WW | B135 | ThinkSystem 2U CMA Upgrade Kit for Toolless Slide Rail | 59
7D43CTO2WW | B173 | Companion Part for XClarity Controller Standard to Enterprise Upgrade in Factory | 0
7D43CTO2WW | B1JY | ThinkSystem NVIDIA Tesla V100 16GB PCIe Passive GPU | 22729
7D43CTO2WW | B22J | 5m Intel OPA 100 Series Active Optical QSFP28 Low Power Cable | 809
7D43CTO2WW | B22K | 10m Intel OPA 100 Series Active Optical QSFP28 Low Power Cable | 829
7D43CTO2WW | B22L | 15m Intel OPA 100 Series Active Optical QSFP28 Low Power Cable | 839
7D43CTO2WW | B22M | 20m Intel OPA 100 Series Active Optical QSFP28 Low Power Cable | 849
7D43CTO2WW | B2P9 | Lenovo 0.5m LC-LC OM4 MMF Cable | 34
7D43CTO2WW | B2PA | Lenovo 1m LC-LC OM4 MMF Cable | 29
7D43CTO2WW | B2PB | Lenovo 3m LC-LC OM4 MMF Cable | 34
7D43CTO2WW | B2PC | Lenovo 5m LC-LC OM4 MMF Cable | 44
7D43CTO2WW | B2PD | Lenovo 10m LC-LC OM4 MMF Cable | 69
7D43CTO2WW | B2PE | Lenovo 15m LC-LC OM4 MMF Cable | 79
7D43CTO2WW | B2PF | Lenovo 25m LC-LC OM4 MMF Cable | 114
7D43CTO2WW | B2UZ | Lenovo 1m 100G QSFP28 Active Optical Cable | 949
7D43CTO2WW | B306 | Mellanox QSA 100G to 25G Cable Adapter | 149
7D43CTO2WW | B30W | Custom MFG SVCS Fee - Medium Increment | 30
7D43CTO2WW | B30X | Custom MFG SVCS Fee - Large Increment | 300
7D43CTO2WW | B31D | ThinkSystem NVIDIA Quadro P620 2GB PCIe Active GPU | 269
7D43CTO2WW | B31G | ThinkSystem QLogic QL41134 PCIe 10Gb 4-Port Base-T Ethernet Adapter | 799
7D43CTO2WW | B42B | ThinkSystem Toolless Friction Rail v2 | 99
7D43CTO2WW | B498 | ThinkSystem 2.5" Intel S4510 240GB Entry SATA 6Gb Hot Swap SSD | 149
7D43CTO2WW | B499 | ThinkSystem 2.5" Intel S4510 480GB Entry SATA 6Gb Hot Swap SSD | 309
7D43CTO2WW | B49A | ThinkSystem 2.5" Intel S4510 960GB Entry SATA 6Gb Hot Swap SSD | 529
7D43CTO2WW | B49B | ThinkSystem 2.5" Intel S4510 1.92TB Entry SATA 6Gb Hot Swap SSD | 1049
7D43CTO2WW | B49C | ThinkSystem 2.5" Intel S4510 3.84TB Entry SATA 6Gb Hot Swap SSD | 1979
7D43CTO2WW | B49D | ThinkSystem 3.5" Intel S4510 240GB Entry SATA 6Gb Hot Swap SSD | 149
7D43CTO2WW | B49E | ThinkSystem 3.5" Intel S4510 480GB Entry SATA 6Gb Hot Swap SSD | 209
7D43CTO2WW | B49F | ThinkSystem 3.5" Intel S4510 960GB Entry SATA 6Gb Hot Swap SSD | 539
7D43CTO2WW | B49G | ThinkSystem 3.5" Intel S4510 1.92TB Entry SATA 6Gb Hot Swap SSD | 1059
7D43CTO2WW | B49H | ThinkSystem 3.5" Intel S4510 3.84TB Entry SATA 6Gb Hot Swap SSD | 1989
7D43CTO2WW | B49L | ThinkSystem 2.5" Intel S4610 240GB Mainstream SATA 6Gb Hot Swap SSD | 399
7D43CTO2WW | B49M | ThinkSystem 2.5" Intel S4610 480GB Mainstream SATA 6Gb Hot Swap SSD | 479
7D43CTO2WW | B49N | ThinkSystem 2.5" Intel S4610 960GB Mainstream SATA 6Gb Hot Swap SSD | 699
7D43CTO2WW | B49P | ThinkSystem 2.5" Intel S4610 1.92TB Mainstream SATA 6Gb Hot Swap SSD | 1289
7D43CTO2WW | B49Q | ThinkSystem 2.5" Intel S4610 3.84TB Mainstream SATA 6Gb Hot Swap SSD | 2499
7D43CTO2WW | B49R | ThinkSystem 3.5" Intel S4610 240GB Mainstream SATA 6Gb Hot Swap SSD | 409
7D43CTO2WW | B49S | ThinkSystem 3.5" Intel S4610 480GB Mainstream SATA 6Gb Hot Swap SSD | 309
7D43CTO2WW | B49T | ThinkSystem 3.5" Intel S4610 960GB Mainstream SATA 6Gb Hot Swap SSD | 1029
7D43CTO2WW | B49U | ThinkSystem 3.5" Intel S4610 1.92TB Mainstream SATA 6Gb Hot Swap SSD | 1799
7D43CTO2WW | B49V | ThinkSystem 3.5" Intel S4610 3.84TB Mainstream SATA 6Gb Hot Swap SSD | 3579
7D43CTO2WW | B4PA | ThinkSystem 1610-8P NVMe Switch Adapter | 1199
7D43CTO2WW | B4QQ | 0.5m Mellanox HDR IB Passive Copper QSFP56 Cable | 299
7D43CTO2WW | B4QR | 1m Mellanox HDR IB Passive Copper QSFP56 Cable | 399
7D43CTO2WW | B4QS | 1.5m Mellanox HDR IB Passive Copper QSFP56 Cable | 449
7D43CTO2WW | B4QT | 2m Mellanox HDR IB Passive Copper QSFP56 Cable | 499
7D43CTO2WW | B4QW | 3m Mellanox HDR IB Active Optical QSFP56 Cable | 2099
7D43CTO2WW | B4QX | 5m Mellanox HDR IB Active Optical QSFP56 Cable | 2149
7D43CTO2WW | B4QY | 10m Mellanox HDR IB Active Optical QSFP56 Cable | 2199
7D43CTO2WW | B4QZ | 15m Mellanox HDR IB Active Optical QSFP56 Cable | 2249
7D43CTO2WW | B4R0 | 20m Mellanox HDR IB Active Optical QSFP56 Cable | 2299
7D43CTO2WW | B4R1 | 1m Mellanox HDR IB to 2x HDR100 Splitter Passive Copper QSFP56 Cable | 399
7D43CTO2WW | B4R2 | 1.5m Mellanox HDR IB to 2x HDR100 Splitter Passive Copper QSFP56 Cable | 449
7D43CTO2WW | B4R4 | 3m Mellanox HDR IB to 2x HDR100 Splitter Optical QSFP56 Cable | 2799
7D43CTO2WW | B4R5 | 5m Mellanox HDR IB to 2x HDR100 Splitter Optical QSFP56 Cable | 2899
7D43CTO2WW | B4R6 | 10m Mellanox HDR IB to 2x HDR100 Splitter Optical QSFP56 Cable | 2999
7D43CTO2WW | B4R7 | 15m Mellanox HDR IB to 2x HDR100 Splitter Optical QSFP56 Cable | 3199
7D43CTO2WW | B4R8 | 20m Mellanox HDR IB to 2x HDR100 Splitter Optical QSFP56 Cable | 3299
7D43CTO2WW | B4R9 | ThinkSystem Mellanox ConnectX-6 HDR100/100GbE QSFP56 1-port PCIe VPI Adapter | 1779
7D43CTO2WW | B4RA | ThinkSystem Mellanox ConnectX-6 HDR100/100GbE QSFP56 2-port PCIe VPI Adapter | 2099
7D43CTO2WW | B4RB | ThinkSystem Mellanox HDR/200GbE 2x PCIe Aux Kit | 639
7D43CTO2WW | B4RC | ThinkSystem Mellanox ConnectX-6 HDR/200GbE QSFP56 1-port PCIe 4 VPI Adapter | 2209
7D43CTO2WW | B4YB | ThinkSystem NVIDIA T4 16GB PCIe Passive GPU | 6279
7D43CTO2WW | B5PX | 2 Member Friction Rail Kit for HR610X | 69
7D43CTO2WW | B5SS | ThinkSystem Broadcom 57416 10GBASE-T 2-port + 5720 1GbE 2-port OCP Ethernet Adapter | 509
7D43CTO2WW | B5ST | ThinkSystem Broadcom 57416 10GBASE-T 2-port OCP Ethernet Adapter | 449
7D43CTO2WW | B5SU | ThinkSystem Broadcom 57454 10GBASE-T 4-port PCIe Ethernet Adapter | 719
7D43CTO2WW | B5SV | ThinkSystem Broadcom 57454 10/25GbE SFP28 4-port OCP Ethernet Adapter | 539
7D43CTO2WW | B5SW | ThinkSystem Marvell QL41232 10/25GbE SFP28 2-Port OCP Ethernet Adapter | 369
7D43CTO2WW | B5SZ | ThinkSystem Broadcom 57414 10/25GbE SFP28 2-port OCP Ethernet Adapter | 389
7D43CTO2WW | B5T0 | ThinkSystem Broadcom 57414 10/25GbE SFP28 2-port PCIe Ethernet Adapter | 389
7D43CTO2WW | B5T1 | ThinkSystem Broadcom 5719 1GbE RJ45 4-port OCP Ethernet Adapter | 159
7D43CTO2WW | B5T2 | ThinkSystem Mellanox ConnectX-4 Lx 10/25GbE SFP28 2-port OCP Ethernet Adapter | 329
7D43CTO2WW | B5T3 | ThinkSystem Broadcom 57454 10/25GbE SFP28 4-port PCIe Ethernet Adapter | 559
7D43CTO2WW | B5T4 | ThinkSystem Broadcom 57454 10GBASE-T 4-port OCP Ethernet Adapter | 739
7D43CTO2WW | B5WJ | ThinkSystem OCP3 Filler | 19
7D43CTO2WW | B5XC | ThinkSystem 64GB TruDDR4 3200MHz (2Rx4 1.2V) RDIMM-A | 1089
7D43CTO2WW | B5XD | ThinkSystem 16GB TruDDR4 3200MHz (2Rx8 1.2V) RDIMM-A | 299
7D43CTO2WW | B5XE | ThinkSystem 32GB TruDDR4 3200MHz (2Rx4 1.2V) RDIMM-A | 539
7D43CTO2WW | B5XH | ThinkSystem M.2 SATA 2-Bay RAID Enablement Kit | 119
7D43CTO2WW | B652 | ThinkSystem Marvell QL41232 10/25GbE SFP28 2-Port PCIe Ethernet Adapter | 339
7D43CTO2WW | B653 | ThinkSystem Mellanox ConnectX-4 Lx 10/25GbE SFP28 2-port PCIe Ethernet Adapter | 379
7D43CTO2WW | B68K | 30m Mellanox HDR IB to 2x HDR100 Splitter Optical QSFP56 Cable | 3499
7D43CTO2WW | B68L | 2m Mellanox HDR IB to 2x HDR100 Splitter Passive Copper QSFP56 Cable | 499
7D43CTO2WW | B68M | 100m Mellanox HDR IB Optical QSFP56 Cable | 5099
7D43CTO2WW | B68N | 50m Mellanox HDR IB Optical QSFP56 Cable | 3699
7D43CTO2WW | B68P | 30m Mellanox HDR IB Optical QSFP56 Cable | 2399
7D43CTO2WW | B7F0 | ThinkSystem 3.5" 16TB 7.2K SATA 6Gb Hot Swap 512e HDD | 1289
7D43CTO2WW | B87R | Mellanox CX6 Socket-Direct Adapter Cable Assemble Way | 0
7D43CTO2WW | B8HP | ThinkSystem 2.5" 5300 960GB Entry SATA 6Gb Hot Swap SSD | 489
7D43CTO2WW | B8HQ | ThinkSystem 3.5" 5300 3.84TB Entry SATA 6Gb Hot Swap SSD | 2179
7D43CTO2WW | B8HR | ThinkSystem 3.5" 5300 1.92TB Mainstream SATA 6Gb Hot Swap SSD | 1829
7D43CTO2WW | B8HS | ThinkSystem M.2 5300 240GB SATA 6Gbps Non-Hot Swap SSD | 359
7D43CTO2WW | B8HT | ThinkSystem 3.5" PM1645a 800GB Mainstream SAS 12Gb Hot Swap SSD | 829
7D43CTO2WW | B8HU | ThinkSystem 2.5" PM1645a 800GB Mainstream SAS 12Gb Hot Swap SSD | 819
7D43CTO2WW | B8HV | ThinkSystem 2.5" 5300 240GB Entry SATA 6Gb Hot Swap SSD | 359
7D43CTO2WW | B8HX | ThinkSystem 3.5" 5300 3.84TB Mainstream SATA 6Gb Hot Swap SSD | 3119
7D43CTO2WW | B8HY | ThinkSystem 2.5" 5300 480GB Mainstream SATA 6Gb Hot Swap SSD | 429
7D43CTO2WW | B8HZ | ThinkSystem 3.5" 5300 1.92TB Entry SATA 6Gb Hot Swap SSD | 1139
7D43CTO2WW | B8J0 | ThinkSystem 3.5" 5300 960GB Mainstream SATA 6Gb Hot Swap SSD | 929
7D43CTO2WW | B8J1 | ThinkSystem 2.5" 5300 240GB Mainstream SATA 6Gb Hot Swap SSD | 409
7D43CTO2WW | B8J2 | ThinkSystem 2.5" 5300 7.68TB Entry SATA 6Gb Hot Swap SSD | 3649
7D43CTO2WW | B8J3 | ThinkSystem 3.5" 5300 7.68TB Entry SATA 6Gb Hot Swap SSD | 4119
7D43CTO2WW | B8J4 | ThinkSystem 2.5" PM1645a 1.6TB Mainstream SAS 12Gb Hot Swap SSD | 1379
7D43CTO2WW | B8J5 | ThinkSystem 2.5" 5300 1.92TB Entry SATA 6Gb Hot Swap SSD | 939
7D43CTO2WW | B8J6 | ThinkSystem 2.5" 5300 960GB Mainstream SATA 6Gb Hot Swap SSD | 729
7D43CTO2WW | B8J7 | ThinkSystem 2.5" 5300 3.84TB Mainstream SATA 6Gb Hot Swap SSD | 2179
7D43CTO2WW | B8J9 | ThinkSystem 3.5" 5300 480GB Entry SATA 6Gb Hot Swap SSD | 379
7D43CTO2WW | B8JA | ThinkSystem 2.5" PM1645a 6.4TB Mainstream SAS 12Gb Hot Swap SSD | 6049
7D43CTO2WW | B8JB | ThinkSystem 3.5" 5300 240GB Entry SATA 6Gb Hot Swap SSD | 369
7D43CTO2WW | B8JC | ThinkSystem 3.5" 5300 960GB Entry SATA 6Gb Hot Swap SSD | 629
7D43CTO2WW | B8JD | ThinkSystem 2.5" PM1645a 3.2TB Mainstream SAS 12Gb Hot Swap SSD | 2579
7D43CTO2WW | B8JE | ThinkSystem 2.5" 5300 1.92TB Mainstream SATA 6Gb Hot Swap SSD | 1279
7D43CTO2WW | B8JF | ThinkSystem 3.5" 5300 480GB Mainstream SATA 6Gb Hot Swap SSD | 529
7D43CTO2WW | B8JG | ThinkSystem 3.5" PM1645a 6.4TB Mainstream SAS 12Gb Hot Swap SSD | 6059
7D43CTO2WW | B8JJ | ThinkSystem M.2 5300 960GB SATA 6Gbps Non-Hot Swap SSD | 539
7D43CTO2WW | B8JK | ThinkSystem 3.5" PM1645a 3.2TB Mainstream SAS 12Gb Hot Swap SSD | 2589
7D43CTO2WW | B8JL | ThinkSystem 3.5" 5300 240GB Mainstream SATA 6Gb Hot Swap SSD | 419
7D43CTO2WW | B8JM | ThinkSystem 2.5" 5300 480GB Entry SATA 6Gb Hot Swap SSD | 309
7D43CTO2WW | B8JN | ThinkSystem 3.5" PM1645a 1.6TB Mainstream SAS 12Gb Hot Swap SSD | 1389
7D43CTO2WW | B8JP | ThinkSystem 2.5" 5300 3.84TB Entry SATA 6Gb Hot Swap SSD | 1789
7D43CTO2WW | B8JQ | ThinkSystem 7mm 5300 240GB Entry SATA 6Gb SSD | 359
7D43CTO2WW | B8JS | ThinkSystem 7mm 5300 960GB Entry SATA 6Gb SSD | 629
7D43CTO2WW | B8JT | ThinkSystem 7mm 5300 480GB Entry SATA 6Gb SSD | 359
7D43CTO2WW | B8L1 | ThinkSystem SR665 MB | 2339
7D43CTO2WW | B8L3 | ThinkSystem 1U/2U 4x3.5" SAS/SATA Backplane | 139
7D43CTO2WW | B8L4 | ThinkSystem 7mm Tray Filler | 9
7D43CTO2WW | B8L5 | ThinkSystem 1U MS Height CPU dummy | 9
7D43CTO2WW | B8L7 | ThinkSystem 2U EIA Latch Standard (Left) | 39
7D43CTO2WW | B8LA | ThinkSystem Toolless Slide Rail Kit v2 | 109
7D43CTO2WW | B8LB | ThinkSystem Toolless Slide Rail Kit v2 Enhanced | 129
7D43CTO2WW | B8LJ | ThinkSystem 2U PCIe Gen4 x16/x8/x8 Riser 1 or 2 | 149
7D43CTO2WW | B8LK | ThinkSystem 2U 12x3.5" AnyBay Backplane | 609
7D43CTO2WW | B8LL | ThinkSystem 2U PCIe Gen3 x16/x8/x8 Riser 1 or 2 | 79
7D43CTO2WW | B8LM | ThinkSystem 2U/4U 8x2.5" AnyBay Backplane | 309
7D43CTO2WW | B8LP | ThinkSystem 2U 8x3.5" SAS/SATA Backplane | 209
7D43CTO2WW | B8LQ | ThinkSystem 2U PCIe Gen4 x16/x16 Slot 1&2 Riser 1 or 2 | 139
7D43CTO2WW | B8LR | ThinkSystem 2U PCIe Gen4 x16/x16 Slot 2&3 Riser 1 or 2 | 129
7D43CTO2WW | B8LS | ThinkSystem 2U PCIe Gen4 x16 Riser 1 or 2 | 109
7D43CTO2WW | B8LT | ThinkSystem 2U 12x3.5" SAS/SATA Backplane | 319
7D43CTO2WW | B8LU | ThinkSystem 2U 8x2.5" SAS/SATA Backplane | 129
7D43CTO2WW | B8LV | ThinkSystem 2U 4x2.5" SAS/SATA Backplane | 99
7D43CTO2WW | B8LX | ThinkSystem SR665 Standard Fan Option Kit | 29
7D43CTO2WW | B8LY | ThinkSystem SR665 Performance Fan Option Kit | 79
7D43CTO2WW | B8M1 | ThinkSystem 2U MS 1FH Riser Filler | 2
7D43CTO2WW | B8M2 | ThinkSystem 2U New Security Bezel | 59
7D43CTO2WW | B8M3 | ThinkSystem 2U MS 1FH Riser2 Cage | 9
7D43CTO2WW | B8M5 | ThinkSystem 2U MS Rear 8x2.5" HDD Cage | 49
7D43CTO2WW | B8M6 | ThinkSystem 2U 4x3.5" Fixed Filler | 9
7D43CTO2WW | B8M7 | ThinkSystem 2U MS 3FH Riser2 Cage | 29
7D43CTO2WW | B8M8 | Screw for PCIe Card BKT | 0
7D43CTO2WW | B8M9 | ThinkSystem 2U EIA Latch with FIO (right) | 59
7D43CTO2WW | B8MB | ThinkSystem 2U MS GPU Air Duct Filler | 2
7D43CTO2WW | B8MC | ThinkSystem 2U EIA Latch standard (right) | 19
7D43CTO2WW | B8MD | ThinkSystem 2U MS GPU Airduct | 79
7D43CTO2WW | B8ME | ThinkSystem 2U EIA Latch w/ VGA and External Diagnostics Port Upgrade Kit | 49
7D43CTO2WW | B8MG | ThinkSystem 2U MS GPU extend Air Duct | 9
7D43CTO2WW | B8MJ | ThinkSystem 2U MS 2FH+7mm SSD Riser1 Cage | 99
7D43CTO2WW | B8MK | ThinkSystem 2U PCIe Gen4 x16/x16 PCIe Riser 3 | 189
7D43CTO2WW | B8ML | ThinkSystem 2U MS 1FH Riser1 Cage | 9
7D43CTO2WW | B8MM | ThinkSystem 2U MS 3FH Riser Filler | 2
7D43CTO2WW | B8MN | ThinkSystem 2U MS 3FH Riser1 Cage | 29
7D43CTO2WW | B8MP | ThinkSystem 2U MS Air Duct Filler(For 2U Gap) | 2
7D43CTO2WW | B8MQ | L1 BThinkSystem 2U MS Super Cap Holder | 2
7D43CTO2WW | B8MS | ThinkSystem 2U 16x2.5" Front Operator Panel | 119
7D43CTO2WW | B8MT | ThinkSystem 2U MS Fan Dummy | 2
7D43CTO2WW | B8NT | ThinkSystem 128GB TruDDR4 3200MHz (4Rx4, 1.2V) 3DS RDIMM-A | 3549
7D43CTO2WW | B8NU | ThinkSystem 32GB TruDDR4 3200 MHz (2Rx8 1.2V) RDIMM-A | 589
7D43CTO2WW | B8P1 | ThinkSystem 440-16i SAS/SATA PCIe Gen4 12Gb Internal HBA | 699
7D43CTO2WW | B8P2 | ThinkSystem 2U 7mm Drive Kit w/ SATA RAID | 249
7D43CTO2WW | B8P3 | ThinkSystem 2U 7mm Drive Kit w/ NVMe RAID | 639
7D43CTO2WW | B8P6 | ThinkSystem 48 port 12Gb Internal Expander | 979
7D43CTO2WW | B8P8 | ThinkSystem RAID 940-32i 8GB Flash PCIe Gen4 12Gb Adapter | 2359
7D43CTO2WW | B8PP | ThinkSystem Mellanox ConnectX-6 Dx 100GbE QSFP56 2-port PCIe Ethernet Adapter | 1019
7D43CTO2WW | B8Q9 | ThinkSystem 500W(230V/115V) V2 Platinum Hot-Swap Power Supply | 229
7D43CTO2WW | B8QA | ThinkSystem 750W (230/115V) V2 Platinum Hot-Swap Power Supply | 259
7D43CTO2WW | B8QB | ThinkSystem V2 1800W (230V) Platinum Hot-Swap Power Supply | 519
7D43CTO2WW | B8QC | ThinkSystem 1100W (230V/115V) V2 Platinum Hot-Swap Power Supply | 369
7D43CTO2WW | B8QD | ThinkSystem 750W (230V) V2 Titanium Hot-Swap Power Supply | 389
7D43CTO2WW | B8QE | ThinkSystem 1100W -48V DC v2 Power Supply | 789
7D43CTO2WW | B919 | ThinkSystem M.2 5300 480GB SATA 6Gbps Non-Hot Swap SSD | 369
7D43CTO2WW | B91A | ThinkSystem 2.5" PM1643a 960GB Entry SAS 12Gb Hot Swap SSD | 819
7D43CTO2WW | B91B | ThinkSystem 2.5" PM1643a 1.92TB Entry SAS 12Gb Hot Swap SSD | 1379
7D43CTO2WW | B91C | ThinkSystem 2.5" PM1643a 3.84TB Entry SAS 12Gb Hot Swap SSD | 2579
7D43CTO2WW | B91D | ThinkSystem 2.5" PM1643a 7.68TB Entry SAS 12Gb Hot Swap SSD | 5019
7D43CTO2WW | B91E | ThinkSystem 3.5" PM1643a 3.84TB Entry SAS 12Gb Hot Swap SSD | 1729
7D43CTO2WW | B91M | ThinkSystem 2U Steel cable wall BKT for 32NVME | 9
7D43CTO2WW | B91Y | ThinkSystem Toolless Slide Rail Kit v2 with 2U CMA | 169
7D43CTO2WW | B93E | ThinkSystem Intel I350 1GbE RJ45 4-port OCP Ethernet Adapter | 179
7D43CTO2WW | B96F | ThinkSystem Broadcom 57508 100GbE QSFP56 2-port PCIe 4 Ethernet Adapter | 1059
7D43CTO2WW | B96K | ThinkSystem 3.5" Kioxia CM6-V 3.2TB Mainstream NVMe PCIe4.0 x4 Hot Swap SSD | 3469
7D43CTO2WW | B96V | ThinkSystem 3.5" Kioxia CM6-V 1.6TB Mainstream NVMe PCIe4.0 x4 Hot Swap SSD | 1919
7D43CTO2WW | B96W | ThinkSystem 3.5" Kioxia CM6-V 6.4TB Mainstream NVMe PCIe4.0 x4 Hot Swap SSD | 6799
7D43CTO2WW | B97N | ThinkSystem Toolless Slide Rail Kit v2 Enhanced with 2U CMA | 179
7D43CTO2WW | B97P | ThinkSystem 2U MidBay 8 2.5" SATA/SAS HDD Cage | 169
7D43CTO2WW | B97Q | M3 Screw for 2U Rear Wall&7mm Cage | 0
7D43CTO2WW | B97R | ThinkSystem 2U MS 2FH+7mm SSD Riser2 Cage | 99
7D43CTO2WW | B97S | ThinkSystem 2U Rear 4X3.5" SAS/SATA HDD Cage | 99
7D43CTO2WW | B97T | ThinkSystem 2U MidBay 4X3.5" HDD Cage | 119
7D43CTO2WW | B97U | ThinkSystem 2U MS Rear 2 3.5" SATA/SAS HDD Cage | 49
7D43CTO2WW | B97V | ThinkSystem 2U MS Rear 4 2.5" HDD Cage | 69
7D43CTO2WW | B97W | ThinkSystem 2U MidBay 8 2.5" NVMe HDD Cage | 169
7D43CTO2WW | B97X | ThinkSystem 2U 8x2.5" SAS/SATA Rear Backplane | 129
7D43CTO2WW | B97Z | ThinkSystem 2U PCIe Gen4 x8/x8 PCIe Riser 3 | 169
7D43CTO2WW | B9XB | Controller 1 No RAID Array | 0
7D43CTO2WW | BA1G | ThinkSystem QLogic QLE2770 32Gb 1-Port PCIe Fibre Channel Adapter | 1529
7D43CTO2WW | BA3J | ThinkSystem 2U 2.5" 8 NVMe Backplane | 0
7D43CTO2WW | BABV | ThinkSystem Screw for fix M.2 Adapter | 0
7D43CTO2WW | BABW | ThinkSystem 2U MS 7mm SSD Riser2 Cage | 29
7D43CTO2WW | BAG7 | ThinkSystem 2U 2x3.5" SAS/SATA Rear Backplane | 89
7D43CTO2WW | BB2E | ThinkSystem NVIDIA Tesla V100S 32GB PCIe Passive GPU | 26079
7D43CTO2WW | BB63 | ThinkSystem 7mm PM983 960GB Entry NVMe PCIe 3.0 x4 Hot Swap SSD | 599
7D43CTO2WW | BB8U | ThinkSystem Marvell QL41132 10GBASE-T 2-port OCP Ethernet Adapter | 509
7D43CTO2WW | BBAL | G4 x16/x8/x8 PCIe Riser B8LJ for Riser 1 Placement | 0
7D43CTO2WW | BBAM | G3 x16/x8/x8 PCIe Riser B8LL for Riser 1 Placement | 0
7D43CTO2WW | BBAN | G4 x16/x16/E PCIe Riser B8LQ for Riser 1 Placement | 0
7D43CTO2WW | BBAP | G4 E/x16/x16 PCIe Riser B8LR for Riser 1 Placement | 0
7D43CTO2WW | BBAQ | G4 x16 PCIe Riser B8LS for Riser 1 Placement | 0
7D43CTO2WW | BBAR | G4 x16/x8/x8 PCIe Riser B8LJ for Riser 2 Placement | 0
7D43CTO2WW | BBAS | G3 x16/x8/x8 PCIe Riser B8LL for Riser 2 Placement | 0
7D43CTO2WW | BBAT | G4 x16/x16/E PCIe Riser B8LQ for Riser 2 Placement | 0
7D43CTO2WW | BBAU | G4 E/x16/x16 PCIe Riser B8LR for Riser 2 Placement | 0
7D43CTO2WW | BBAV | G4 x16 PCIe Riser B8LS for Riser 2 Placement | 0
7D43CTO2WW | BC4V | Non RAID NVMe | 0
7D43CTO2WW | BC4X | MS 2FH Riser Filler | 19
7D43CTO2WW | BC72 | ThinkSystem 2U Rack Shipping BKT and Screw | 2
7D43CTO2WW | BCD4 | ThinkSystem Intel E810-DA2 10/25GbE SFP28 2-Port OCP Ethernet Adapter | 419
7D43CTO2WW | BCD5 | ThinkSystem Intel X710-T2L 10GBASE-T 2-port OCP Ethernet Adapter | 369
7D43CTO2WW | BCD6 | ThinkSystem Intel E810-DA2 10/25GbE SFP28 2-Port PCIe Ethernet Adapter | 519
7D43CTO2WW | BCEC | ThinkSystem 2U 8x3.5" SAS/SATA Backplane | 0
7D43CTO2WW | BCED | ThinkSystem 2U 8x2.5" SAS/SATA Backplane | 0
7D43CTO2WW | BCEE | ThinkSystem 2U 8x2.5" AnyBay Backplane | 0
7D43CTO2WW | BCEF | ThinkSystem 2U 12x3.5" SAS/SATA Backplane | 0
7D43CTO2WW | BCEG | ThinkSystem 2U 12x3.5" AnyBay Backplane | 0
7D43CTO2WW | BCFJ | ThinkSystem 3.5" Intel P5600 3.2TB Mainstream NVMe PCIe 4.0 x4 Hot Swap SSD | 3829
7D43CTO2WW | BCFM | ThinkSystem 3.5" Intel P5600 1.6TB Mainstream NVMe PCIe 4.0 x4 Hot Swap SSD | 1929
7D43CTO2WW | BCFQ | ThinkSystem 3.5" Intel P5600 6.4TB Mainstream NVMe PCIe 4.0 x4 Hot Swap SSD | 7649
7D43CTO2WW | BCFR | ThinkSystem U.2 Intel P5600 3.2TB Mainstream NVMe PCIe 4.0 x4 Hot Swap SSD | 3829
7D43CTO2WW | BCFS | ThinkSystem U.2 Intel P5600 6.4TB Mainstream NVMe PCIe 4.0 x4 Hot Swap SSD | 7639
7D43CTO2WW | BCFT | ThinkSystem U.2 Intel P5500 1.92TB Entry NVMe PCIe 4.0 x4 Hot Swap SSD | 1479
7D43CTO2WW | BCFU | ThinkSystem U.2 Intel P5500 7.68TB Entry NVMe PCIe 4.0 x4 Hot Swap SSD | 5359
7D43CTO2WW | BCFV | ThinkSystem U.2 Intel P5600 1.6TB Mainstream NVMe PCIe 4.0 x4 Hot Swap SSD | 1919
7D43CTO2WW | BCFW | ThinkSystem U.2 Intel P5500 3.84TB Entry NVMe PCIe 4.0 x4 Hot Swap SSD | 2689
7D43CTO2WW | BCQL | ThinkSystem 2U 4x2.5" SAS/SATA Middle Backplane | 99
7D43CTO2WW | BCQM | ThinkSystem 2U/4U 8x2.5" NVMe Backplane | 309
7D43CTO2WW | BCZY | ThinkSystem 32GB TruDDR4 Performance+ 3200 MHz (2Rx8 1.2V) RDIMM-A | 449
7D43CTO2WW | BCZZ | ThinkSystem 64GB TruDDR4 Performance+ 3200 MHz (2Rx4 1.2V) RDIMM-A | 899
7D43CTO2WW | BD49 | ThinkSystem Broadcom 57454 10/25GbE SFP28 4-port PCIe Ethernet Adapter V2 | 549
7D43CTO2WW | BDY4 | ThinkSystem Raid 940-16i 8GB Flash PCIe Gen4 12Gb Adapter for U.3 | 2139
7D43CTO2WW | BDY7 | ThinkSystem 2U 4x2.5" Middle NVMe Backplane | 139
7D43CTO2WW | BE04 | ThinkSystem 3.5" Kioxia CM6-V 800GB Mainstream NVMe PCIe 4.0 x4 Hot Swap SSD | 1449
7D43CTO2WW | BE2A | ThinkSystem U.2 PM1733 3.84TB Entry NVMe PCIe 4.0 x4 Hot Swap SSD SED | 2979
7D43CTO2WW | BE2B | ThinkSystem U.2 PM1733 7.68TB Entry NVMe PCIe 4.0 x4 Hot Swap SSD SED | 5579
7D43CTO2WW | BE38 | 940 Series Flash Adapter for U.3 Trimode Setting | 0
7D43CTO2WW | BE4T | ThinkSystem Mellanox ConnectX-6 Lx 10/25GbE SFP28 2-Port OCP Ethernet Adapter | 409
7D43CTO2WW | BE4U | ThinkSystem Mellanox ConnectX-6 Lx 10/25GbE SFP28 2-Port PCIe Ethernet Adapter | 409
7D43CTO2WW | BE5E | VMware ESXi 7.0 U1 (Factory Installed) | 0
7D43CTO2WW | BEL5 | ThinkSystem NVIDIA A100 40GB PCIe Gen4 Passive GPU | 35939
7D43CTO2WW | BEUX | ThinkSystem External Diagnostics Handset | 139
7D43CTO2WW | BEVK | ThinkSystem 3.5" PM1643a 7.68TB Entry SAS 12Gb Hot Swap SSD | 5589
7D43CTO2WW | BF10 | Lenovo Dual Rate 10G/25G SFP28 85C Transceiver | 399
7D43CTO2WW | BF6Z | ThinkSystem SR665 MB for 7003, TPM 2.0 | 2319
7D43CTO2WW | BF70 | ThinkSystem AMD EPYC 7713P 64C 225W 2.0GHz Processor | 10599
7D43CTO2WW | BF71 | ThinkSystem AMD EPYC 7543P 32C 225W 2.8GHz Processor | 5519
7D43CTO2WW | BF72 | ThinkSystem AMD EPYC 7443 24C 200W 2.85GHz Processor | 3979
7D43CTO2WW | BF73 | ThinkSystem AMD EPYC 7763 64C 280W 2.45GHz Processor | 16689
7D43CTO2WW | BF74 | ThinkSystem AMD EPYC 7453 28C 225W 2.75GHz Processor | 3879
7D43CTO2WW | BF75 | ThinkSystem AMD EPYC 7663 56C 240W 2.0GHz Processor | 13169
7D43CTO2WW | BF76 | ThinkSystem AMD EPYC 7313 16C 155W 3.0GHz Processor | 2139
7D43CTO2WW | BF77 | ThinkSystem AMD EPYC 7543 32C 225W 2.8GHz Processor | 7519
7D43CTO2WW | BF78 | ThinkSystem AMD EPYC 7413 24C 180W 2.65GHz Processor | 3609
7D43CTO2WW | BF79 | ThinkSystem AMD EPYC 7443P 24C 200W 2.85GHz Processor | 2639
7D43CTO2WW | BF7A | ThinkSystem AMD EPYC 7513 32C 200W 2.6GHz Processor | 5749
7D43CTO2WW | BF7B | ThinkSystem AMD EPYC 7313P 16C 155W 3.0GHz Processor | 1809
7D43CTO2WW | BF7C | ThinkSystem AMD EPYC 7713 64C 225W 2.0GHz Processor | 14939
7D43CTO2WW | BF7D | ThinkSystem AMD EPYC 73F3 16C 240W 3.5GHz Processor | 7449
7D43CTO2WW | BF7E | ThinkSystem AMD EPYC 7343 16C 190W 3.2GHz Processor | 3099
7D43CTO2WW | BF7F | ThinkSystem AMD EPYC 75F3 32C 280W 2.95GHz Processor | 10279
7D43CTO2WW | BF7G | ThinkSystem AMD EPYC 74F3 24C 240W 3.2GHz Processor | 6139
7D43CTO2WW | BF7H | ThinkSystem AMD EPYC 72F3 8C 180W 3.7GHz Processor | 5219
7D43CTO2WW | BFH1 | Lenovo 100Gb SR4 QSFP28 Ethernet Transceiver | 689
7D43CTO2WW | BFPU | ThinkSystem Xilinx Alveo U25 25GbE SFP28 2-Port PCIe FPGA Adapter | 6489
7D43CTO2WW | BG4Q | ThinkSystem SR665 MB for 7002, TPM 2.0 | 2259
7D43CTO2WW | BGQ5 | ThinkSystem AMD EPYC 7643 48C 225W 2.3GHz Processor | 10109
7D43CTO2WW | BHE2 | ThinkSystem Solarflare X2522-Plus 10/25GbE SFP28 2-Port PCIe Ethernet Adapter | 3489
7D43CTO2WW | BHWJ | ThinkSystem 2U MS 3FH Riser1 Cage v2 | 29
7D43CTO2WW | BHWK | ThinkSystem 2U x16/x16 PCIe Riser3 Kit v2 | 179
7D43CTO2WW | BHWL | ThinkSystem 2U MS 3FH Riser2 new Cage | 29
7D43CTO2WW | BJA2 | ThinkAgile VX 2U 3.5" 8/12 Bay Chassis | 809
7D43CTO2WW | BJA3 | ThinkAgile VX 2U 2.5" 8/16/24 Bay Chassis | 759
7D43CTO2WW | BJDE | ThinkAgile VX7576 Node | 0
7D43CTO3WW | 64 | QLogic 10Gb SFP+ SR Optical Transceiver | 909
7D43CTO3WW | 69 | Brocade 10Gb SFP+ SR Optical Transceiver | 909
7D43CTO3WW | 747 | UID Asset Tag Label | 20
7D43CTO3WW | 2302 | RAID Configuration | 149
7D43CTO3WW | 2306 | Integration >1U Component | 125
7D43CTO3WW | 2321 | Custom MFG SVCS Fee - Small Increment | 3
7D43CTO3WW | 3269 | SFP SX Transceiver | 149
7D43CTO3WW | 5053 | SFP+ SR Transceiver | 699
7D43CTO3WW | 5977 | Select Storage devices - no configured RAID required | 0
7D43CTO3WW | 6139 | SF Instruction | 0
7D43CTO3WW | 6201 | 1.5m, 10A/100-250V, C13 to IEC 320-C14 Rack Power Cable | 19
7D43CTO3WW | 6204 | 2.8m, 10A/100-250V, C13 to IEC 320-C20 Rack Power Cable | 19
7D43CTO3WW | 6263 | 4.3m, 10A/100-250V, C13 to IEC 320-C14 Rack Power Cable | 19
7D43CTO3WW | 6311 | 2.8m, 10A/100-250V, C13 to IEC 320-C14 Rack Power Cable | 9
7D43CTO3WW | 6313 | 2.8m, 10A/120V, C13 to NEMA 5-15P (US) Line Cord | 19
7D43CTO3WW | 6370 | 4.3m, 10A/125V, C13 to NEMA 5-15P (US) Line Cord | 10
7D43CTO3WW | 6373 | 4.3m, 10A/250V, C13 to NEMA 6-15P (US) Line Cord | 15
7D43CTO3WW | 6400 | 2.8m, 13A/100-250V, C13 to C14 Jumper Cord | 9
7D43CTO3WW | 6401 | 2.8m, 13A/120V, C13 to NEMA 5-15P (US) Line Cord | 29
7D43CTO3WW | 6570 | 2.0m, 13A/100-250V, C13 to C14 Jumper Cord | 19
7D43CTO3WW | 6583 | 4.3m, 13A/100-250V, C13 to C14 Rack Power Cable | 19
7D43CTO3WW | 7831 | Customer Solution Center Services | 0
7D43CTO3WW | 8067 | TAA Compliant Order | 0
7D43CTO3WW | 8072 | General Racking Solution | 0
7D43CTO3WW | 8086 | No Publications Selected | 0
7D43CTO3WW | 8971 | Integrate in manufacturing | 0
7D43CTO3WW | 8972 | Ship Uninstalled (Safety) | 0
7D43CTO3WW | A102 | Advanced Grouping | 0
7D43CTO3WW | A103 | System x Cluster Upgrade | 0
7D43CTO3WW | A1DP | 1m QSFP to QSFP+ Cable | 269
7D43CTO3WW | A1DQ | 3m QSFP+ to QSFP+ Cable | 329
7D43CTO3WW | A1PH | 1m Passive DAC SFP+ Cable | 69
7D43CTO3WW | A1PJ | 3m Passive DAC SFP+ Cable | 89
7D43CTO3WW | A1PK | 5m Passive DAC SFP+ Cable | 159
7D43CTO3WW | A1PL | 8.5m Passive DAC SFP+ Cable | 329
7D43CTO3WW | A1PM | SFP+ LR Transceiver | 2499
7D43CTO3WW | A1RF | 2.8m, 10A/250V, C13 to NEMA 6-15P Line Cord | 15
7D43CTO3WW | A2X8 | 5m QSFP+ to QSFP+ Cable | 379
7D43CTO3WW | A2X9 | 7m QSFP+ to QSFP+ Cable | 429
7D43CTO3WW | A3RG | 0.5m Passive DAC SFP+ Cable | 79
7D43CTO3WW | A3RH | 7m Passive DAC SFP+ Cable | 179
7D43CTO3WW | A3SW | 1.2m, 16A/100-250V, 2 Short C13s to Short C20 Rack Power Cable | 55
7D43CTO3WW | A3SX | 2.5m, 16A/100-250V, 2 Long C13s to Short C20 Rack Power Cable | 75
7D43CTO3WW | A3SY | 2.8m, 16A/100-250V, 2 Short C13s to Long C20 Rack Power Cable | 79
7D43CTO3WW | A3SZ | 4.1m, 16A/100-250V, 2 Long C13s to Long C20 Rack Power Cable | 85
7D43CTO3WW | A4EY | No x Network Adapter | 0
7D43CTO3WW | A4VP | 1.0m, 10A/100-250V, C13 to IEC 320-C14 Rack Power Cable | 19
7D43CTO3WW | A51N | 1.5m Passive DAC SFP+ Cable | 89
7D43CTO3WW | A51P | 2m Passive DAC SFP+ Cable | 89
7D43CTO3WW | A5DL | SFP 1000Base-T (RJ-45) Transceiver | 89
7D43CTO3WW | A5UA | Lenovo 1m MPO-4xLC OM3 MMF Breakout Cable | 279
7D43CTO3WW | A5UB | Lenovo 3m MPO-4xLC OM3 MMF Breakout Cable | 329
7D43CTO3WW | A5UC | Lenovo 5m MPO-4xLC OM3 MMF Breakout Cable | 379
7D43CTO3WW | ARYC | 3m Mellanox Active IB FDR Optical Fiber Cable | 819
7D43CTO3WW | ARYD | 5m Mellanox Active IB FDR Optical Fiber Cable | 819
7D43CTO3WW | ARYE | 10m Mellanox Active IB FDR Optical Fiber Cable | 859
7D43CTO3WW | ARYF | 15m Mellanox Active IB FDR Optical Fiber Cable | 909
7D43CTO3WW | ARYG | 20m Mellanox Active IB FDR Optical Fiber Cable | 949
7D43CTO3WW | ARYH | 30m Mellanox Active IB FDR Optical Fiber Cable | 1079
7D43CTO3WW | ARZB | 0.75m Mellanox QSFP Passive DAC Cable | 149
7D43CTO3WW | ARZD | 1.25m Mellanox QSFP Passive DAC Cable | 169
7D43CTO3WW | ARZE | 1.5m Mellanox QSFP Passive DAC Cable | 169
7D43CTO3WW | ARZF | 3m Mellanox QSFP Passive DAC Cable | 189
7D43CTO3WW | ASQT | 0.5m Mellanox EDR IB Passive Copper QSFP28 Cable | 229
7D43CTO3WW | ASQU | 0.75m Mellanox EDR IB Passive Copper QSFP28 Cable | 249
7D43CTO3WW | ASQV | 1m Mellanox EDR IB Passive Copper QSFP28 Cable | 249
7D43CTO3WW | ASQW | 1.25m Mellanox EDR IB Passive Copper QSFP28 Cable | 289
7D43CTO3WW | ASQX | 1.5m Mellanox EDR IB Passive Copper QSFP28 Cable | 289
7D43CTO3WW | ASQY | 2m Mellanox EDR IB Passive Copper QSFP28 Cable | 289
7D43CTO3WW | ASQZ | 5m Mellanox EDR IB Optical QSFP28 Cable | 1359
7D43CTO3WW | ASR0 | 10m Mellanox EDR IB Optical QSFP28 Cable | 1419
7D43CTO3WW | ASR1 | 15m Mellanox EDR IB Optical QSFP28 Cable | 1509
7D43CTO3WW | ASR2 | 20m Mellanox EDR IB Optical QSFP28 Cable | 1569
7D43CTO3WW | ASR3 | 30m Mellanox EDR IB Optical QSFP28 Cable | 1789
7D43CTO3WW | ASR5 | Lenovo 0.5m LC-LC OM3 MMF Cable | 24
7D43CTO3WW | ASR6 | Lenovo 1m LC-LC OM3 MMF Cable | 24
7D43CTO3WW | ASR7 | Lenovo 3m LC-LC OM3 MMF Cable | 24
7D43CTO3WW | ASR8 | Lenovo 5m LC-LC OM3 MMF Cable | 29
7D43CTO3WW | ASR9 | Lenovo 10m LC-LC OM3 MMF Cable | 39
7D43CTO3WW | ASRA | Lenovo 15m LC-LC OM3 MMF Cable | 45
7D43CTO3WW | ASRB | Lenovo 25m LC-LC OM3 MMF Cable | 54
7D43CTO3WW | ASRC | Lenovo 30m LC-LC OM3 MMF Cable | 64
7D43CTO3WW | ASRM | 3m Mellanox EDR IB Passive Copper QSFP28 Cable | 319
7D43CTO3WW | ASRN | 3m Mellanox EDR IB Optical QSFP28 Cable | 1359
7D43CTO3WW | ASRP | 50m Mellanox EDR IB Optical QSFP28 Cable | 2329
7D43CTO3WW | AT2R | Lenovo 1m Active DAC SFP+ Cables | 129
7D43CTO3WW | AT2S | Lenovo 3m Active DAC SFP+ Cables | 139
7D43CTO3WW | AT2T | Lenovo 5m Active DAC SFP+ Cables | 159
7D43CTO3WW | AT2U | Lenovo 10m QSFP+ MPO-MPO OM3 MMF Cable | 169
7D43CTO3WW | AT2V | Lenovo 30m QSFP+ MPO-MPO OM3 MMF Cable | 329
7D43CTO3WW | ATPX | Intel X550-T2 Dual Port 10GBase-T Adapter | 599
7D43CTO3WW | ATTJ | Lenovo Dual Rate 1G/10GB SFP Transceiver | 119
7D43CTO3WW | ATYX | Lenovo 1m SFP+ to SFP+ Active Optical Cable | 104
7D43CTO3WW | ATYY | Lenovo 3m SFP+ to SFP+ Active Optical Cable | 99
7D43CTO3WW | ATYZ | Lenovo 5m SFP+ to SFP+ Active Optical Cable | 114
7D43CTO3WW | ATZ0 | Lenovo 7m SFP+ to SFP+ Active Optical Cable | 129
7D43CTO3WW | ATZ1 | Lenovo 15m SFP+ to SFP+ Active Optical Cable | 169
7D43CTO3WW | ATZ2 | Lenovo 20m SFP+ to SFP+ Active Optical Cable | 169
7D43CTO3WW | AU0M | 5m Intel OPA 100 Series Active Optical QSFP28 Cable | 899
7D43CTO3WW | AU0N | 10m Intel OPA 100 Series Active Optical QSFP28 Cable | 929
7D43CTO3WW | AU0P | 15m Intel OPA 100 Series Active Optical QSFP28 Cable | 949
7D43CTO3WW | AU0Q | 20m Intel OPA 100 Series Active Optical QSFP28 Cable | 979
7D43CTO3WW | AUK7 | TPM 2.0 and Secure Boot | 0
7D43CTO3WW | AUKP | ThinkSystem Broadcom 57416 10GBASE-T 2-Port PCIe Ethernet Adapter | 479
7D43CTO3WW | AUKX | ThinkSystem Intel X710-DA2 PCIe 10Gb 2-Port SFP+ Ethernet Adapter | 459
7D43CTO3WW | AULX | ThinkSystem 2.5" 900GB 15K SAS 12Gb Hot Swap 512e HDD | 639
7D43CTO3WW | AUM1 | ThinkSystem 2.5" 1.2TB 10K SAS 12Gb Hot Swap 512n HDD | 389
7D43CTO3WW | AUM2 | ThinkSystem 2.5" 1.8TB 10K SAS 12Gb Hot Swap 512e HDD | 589
7D43CTO3WW | AUM6 | ThinkSystem 2.5" 1TB 7.2K SAS 12Gb Hot Swap 512n HDD | 469
7D43CTO3WW | AUM7 | ThinkSystem 2.5" 2TB 7.2K SAS 12Gb Hot Swap 512n HDD | 839
7D43CTO3WW | AUNL | ThinkSystem 430-8i SAS/SATA 12Gb HBA | 299
7D43CTO3WW | AUNM | ThinkSystem 430-16i SAS/SATA 12Gb HBA | 589
7D43CTO3WW | AUNP | FBU345 SuperCap | 135
7D43CTO3WW | AUPW | ThinkSystem XClarity Controller Standard to Enterprise Upgrade | 100
7D43CTO3WW | AURR | ThinkSystem M3.5 Screw for Riser 2x2pcs and Planar 5pcs | 0
7D43CTO3WW | AUSL | ThinkSystem COM Port Upgrade Kit | 19
7D43CTO3WW | AUZV | ThinkSystem Broadcom 5719 1GbE RJ45 4-Port PCIe Ethernet Adapter | 159
7D43CTO3WW | AUZW | ThinkSystem I350-T4 PCIe 1Gb 4-Port RJ45 Ethernet Adapter | 379
7D43CTO3WW | AUZX | ThinkSystem Broadcom 5720 1GbE RJ45 2-Port PCIe Ethernet Adapter | 129
7D43CTO3WW | AUZY | ThinkSystem I350-T2 PCIe 1Gb 2-Port RJ45 Ethernet Adapter | 179
7D43CTO3WW | AUZZ | ThinkSystem I350-F1 PCIe 1Gb 1-Port SFP Ethernet Adapter | 379
7D43CTO3WW | AV1B | Lenovo 25GBase-SR SFP28 Transceiver | 449
7D43CTO3WW | AV1D | Lenovo 100GBase-SR4 QSFP28 Transceiver | 1539
7D43CTO3WW | AV1F | Lenovo 3m 25G SFP28 Active Optical Cable | 489
7D43CTO3WW | AV1G | Lenovo 5m 25G SFP28 Active Optical Cable | 489
7D43CTO3WW | AV1H | Lenovo 10m 25G SFP28 Active Optical Cable | 499
7D43CTO3WW | AV1J | Lenovo 15m 25G SFP28 Active Optical Cable | 497
7D43CTO3WW | AV1K | Lenovo 20m 25G SFP28 Active Optical Cable | 519
7D43CTO3WW | AV1L | Lenovo 3m 100G QSFP28 Active Optical Cable | 1059
7D43CTO3WW | AV1M | Lenovo 5m 100G QSFP28 Active Optical Cable | 1069
7D43CTO3WW | AV1N | Lenovo 10m 100G QSFP28 Active Optical Cable | 1099
7D43CTO3WW | AV1P | Lenovo 15m 100G QSFP28 Active Optical Cable | 1079
7D43CTO3WW | AV1Q | Lenovo 20m 100G QSFP28 Active Optical Cable | 1179
7D43CTO3WW | AV1R | Lenovo 3m 100G to 4x25G Breakout Active Optical Cable | 1949
7D43CTO3WW | AV1S | Lenovo 5m 100G to 4x25G Breakout Active Optical Cable | 1975
7D43CTO3WW | AV1T | Lenovo 10m 100G to 4x25G Breakout Active Optical Cable | 2035
7D43CTO3WW | AV1U | Lenovo 15m 100G to 4x25G Breakout Active Optical Cable | 2095
7D43CTO3WW | AV1V | Lenovo 20m 100G to 4x25G Breakout Active Optical Cable | 2149
7D43CTO3WW | AV1W | Lenovo 1m Passive 25G SFP28 DAC Cable | 69
7D43CTO3WW | AV1X | Lenovo 3m Passive 25G SFP28 DAC Cable | 79
7D43CTO3WW | AV1Y | Lenovo 5m Passive 25G SFP28 DAC Cable | 159
7D43CTO3WW | AV1Z | Lenovo 1m Passive 100G QSFP28 DAC Cable | 99
7D43CTO3WW | AV20 | Lenovo 3m Passive 100G QSFP28 DAC Cable | 159
7D43CTO3WW | AV21 | Lenovo 5m Passive 100G QSFP28 DAC Cable | 299
7D43CTO3WW | AV22 | Lenovo 1m 100G QSFP28 to 4x25G SFP28 Breakout DAC Cable | 179
7D43CTO3WW | AV23 | Lenovo 3m 100G QSFP28 to 4x25G SFP28 Breakout DAC Cable | 299
7D43CTO3WW | AV24 | Lenovo 5m 100G QSFP28 to 4x25G SFP28 Breakout DAC Cable | 459
7D43CTO3WW | AV25 | Lenovo 5m MPO-MPO OM4 MMF Cable | 114
7D43CTO3WW | AV26 | Lenovo 7m MPO-MPO OM4 MMF Cable | 135
7D43CTO3WW | AV27 | Lenovo 10m MPO-MPO OM4 MMF Cable | 159
7D43CTO3WW | AV28 | Lenovo 15m MPO-MPO OM4 MMF Cable | 205
7D43CTO3WW | AV29 | Lenovo 20m MPO-MPO OM4 MMF Cable | 259
7D43CTO3WW | AV2A | Lenovo 30m MPO-MPO OM4 MMF Cable | 349
7D43CTO3WW | AV2B | Lenovo 1m MPO to 4x LC Breakout OM4 MMF Cable | 149
7D43CTO3WW | AV2C | Lenovo 3m MPO to 4x LC Breakout OM4 MMF Cable | 179
7D43CTO3WW | AV2D | Lenovo 5m MPO to 4x LC Breakout OM4 MMF Cable | 239
7D43CTO3WW | AVV1 | Lenovo 10GBaseT SFP+ Transceiver | 599
7D43CTO3WW | AVV8 | ThinkSystem External USB DVD-RW Optical Disk Drive | 79
7D43CTO3WW | AX8A | 4.3m, 13A/120V, C13 to NEMA 5-15P (US) Line Cord | 19
7D43CTO3WW | B0ML | Feature Enable TPM on MB | 0
7D43CTO3WW | B0N4 | 2.0m, 10A/100-250V, C13 to IEC 320-C14 Rack Power Cable | 29
7D43CTO3WW | B0N5 | 1.0m, 13A/100-250V, C13 to C14 Jumper Cord | 25
7D43CTO3WW | B0N6 | 1.5m, 13A/100-250V, C13 to C14 Jumper Cord | 29
7D43CTO3WW | B0RJ | 10GBASE-LR SFP+Transceiver | 350
7D43CTO3WW | B0YS | ThinkSystem 2.5" 2.4TB 10K SAS 12Gb Hot Swap 512e HDD | 629
7D43CTO3WW | B0YX | ThinkSystem 2.5" 1.2TB 10K SAS 12Gb Hot Swap 512n HDD SED | 749
7D43CTO3WW | B135 | ThinkSystem 2U CMA Upgrade Kit for Toolless Slide Rail | 59
7D43CTO3WW | B173 | Companion Part for XClarity Controller Standard to Enterprise Upgrade in Factory | 0
7D43CTO3WW | B22J | 5m Intel OPA 100 Series Active Optical QSFP28 Low Power Cable | 809
7D43CTO3WW | B22K | 10m Intel OPA 100 Series Active Optical QSFP28 Low Power Cable | 829
7D43CTO3WW | B22L | 15m Intel OPA 100 Series Active Optical QSFP28 Low Power Cable | 839
7D43CTO3WW | B22M | 20m Intel OPA 100 Series Active Optical QSFP28 Low Power Cable | 849
7D43CTO3WW | B2P9 | Lenovo 0.5m LC-LC OM4 MMF Cable | 34
7D43CTO3WW | B2PA | Lenovo 1m LC-LC OM4 MMF Cable | 29
7D43CTO3WW | B2PB | Lenovo 3m LC-LC OM4 MMF Cable | 34
7D43CTO3WW | B2PC | Lenovo 5m LC-LC OM4 MMF Cable | 44
7D43CTO3WW | B2PD | Lenovo 10m LC-LC OM4 MMF Cable | 69
7D43CTO3WW | B2PE | Lenovo 15m LC-LC OM4 MMF Cable | 79
7D43CTO3WW | B2PF | Lenovo 25m LC-LC OM4 MMF Cable | 114
7D43CTO3WW | B2UZ | Lenovo 1m 100G QSFP28 Active Optical Cable | 949
7D43CTO3WW | B306 | Mellanox QSA 100G to 25G Cable Adapter | 149
7D43CTO3WW | B30W | Custom MFG SVCS Fee - Medium Increment | 30
7D43CTO3WW | B30X | Custom MFG SVCS Fee - Large Increment | 300
7D43CTO3WW | B31G | ThinkSystem QLogic QL41134 PCIe 10Gb 4-Port Base-T Ethernet Adapter | 799
7D43CTO3WW | B42B | ThinkSystem Toolless Friction Rail v2 | 99
7D43CTO3WW | B498 | ThinkSystem 2.5" Intel S4510 240GB Entry SATA 6Gb Hot Swap SSD | 149
7D43CTO3WW | B499 | ThinkSystem 2.5" Intel S4510 480GB Entry SATA 6Gb Hot Swap SSD | 309
7D43CTO3WW | B49A | ThinkSystem 2.5" Intel S4510 960GB Entry SATA 6Gb Hot Swap SSD | 529
7D43CTO3WW | B49B | ThinkSystem 2.5" Intel S4510 1.92TB Entry SATA 6Gb Hot Swap SSD | 1049
7D43CTO3WW | B49C | ThinkSystem 2.5" Intel S4510 3.84TB Entry SATA 6Gb Hot Swap SSD | 1979
7D43CTO3WW | B49L | ThinkSystem 2.5" Intel S4610 240GB Mainstream SATA 6Gb Hot Swap SSD | 399
7D43CTO3WW | B49M | ThinkSystem 2.5" Intel S4610 480GB Mainstream SATA 6Gb Hot Swap SSD | 479
7D43CTO3WW | B49N | ThinkSystem 2.5" Intel S4610 960GB Mainstream SATA 6Gb Hot Swap SSD | 699
7D43CTO3WW | B49P | ThinkSystem 2.5" Intel S4610 1.92TB Mainstream SATA 6Gb Hot Swap SSD | 1289
7D43CTO3WW | B49Q | ThinkSystem 2.5" Intel S4610 3.84TB Mainstream SATA 6Gb Hot Swap SSD | 2499
7D43CTO3WW | B4PA | ThinkSystem 1610-8P NVMe Switch Adapter | 1199
7D43CTO3WW | B4QQ | 0.5m Mellanox HDR IB Passive Copper QSFP56 Cable | 299
7D43CTO3WW | B4QR | 1m Mellanox HDR IB Passive Copper QSFP56 Cable | 399
7D43CTO3WW | B4QS | 1.5m Mellanox HDR IB Passive Copper QSFP56 Cable | 449
7D43CTO3WW | B4QT | 2m Mellanox HDR IB Passive Copper QSFP56 Cable | 499
7D43CTO3WW | B4QW | 3m Mellanox HDR IB Active Optical QSFP56 Cable | 2099
7D43CTO3WW | B4QX | 5m Mellanox HDR IB Active Optical QSFP56 Cable | 2149
7D43CTO3WW | B4QY | 10m Mellanox HDR IB Active Optical QSFP56 Cable | 2199
7D43CTO3WW | B4QZ | 15m Mellanox HDR IB Active Optical QSFP56 Cable | 2249
7D43CTO3WW | B4R0 | 20m Mellanox HDR IB Active Optical QSFP56 Cable | 2299
7D43CTO3WW | B4R1 | 1m Mellanox HDR IB to 2x HDR100 Splitter Passive Copper QSFP56 Cable | 399
7D43CTO3WW | B4R2 | 1.5m Mellanox HDR IB to 2x HDR100 Splitter Passive Copper QSFP56 Cable | 449
7D43CTO3WW | B4R4 | 3m Mellanox HDR IB to 2x HDR100 Splitter Optical QSFP56 Cable | 2799
7D43CTO3WW | B4R5 | 5m Mellanox HDR IB to 2x HDR100 Splitter Optical QSFP56 Cable | 2899
7D43CTO3WW | B4R6 | 10m Mellanox HDR IB to 2x HDR100 Splitter Optical QSFP56 Cable | 2999
7D43CTO3WW | B4R7 | 15m Mellanox HDR IB to 2x HDR100 Splitter Optical QSFP56 Cable | 3199
7D43CTO3WW | B4R8 | 20m Mellanox HDR IB to 2x HDR100 Splitter Optical QSFP56 Cable | 3299
7D43CTO3WW | B4R9 | ThinkSystem Mellanox ConnectX-6 HDR100/100GbE QSFP56 1-port PCIe VPI Adapter | 1779
7D43CTO3WW | B4RA | ThinkSystem Mellanox ConnectX-6 HDR100/100GbE QSFP56 2-port PCIe VPI Adapter | 2099
7D43CTO3WW | B4RB | ThinkSystem Mellanox HDR/200GbE 2x PCIe Aux Kit | 639
7D43CTO3WW | B4RC | ThinkSystem Mellanox ConnectX-6 HDR/200GbE QSFP56 1-port PCIe 4 VPI Adapter | 2209
7D43CTO3WW | B5PX | 2 Member Friction Rail Kit for HR610X | 69
7D43CTO3WW | B5SS | ThinkSystem Broadcom 57416 10GBASE-T 2-port + 5720 1GbE 2-port OCP Ethernet Adapter | 509
7D43CTO3WW | B5ST | ThinkSystem Broadcom 57416 10GBASE-T 2-port OCP Ethernet Adapter | 449
7D43CTO3WW | B5SU | ThinkSystem Broadcom 57454 10GBASE-T 4-port PCIe Ethernet Adapter | 719
7D43CTO3WW | B5SV | ThinkSystem Broadcom 57454 10/25GbE SFP28 4-port OCP Ethernet Adapter | 539
7D43CTO3WW | B5SW | ThinkSystem Marvell QL41232 10/25GbE SFP28 2-Port OCP Ethernet Adapter | 369
7D43CTO3WW | B5SZ | ThinkSystem Broadcom 57414 10/25GbE SFP28 2-port OCP Ethernet Adapter | 389
7D43CTO3WW | B5T0 | ThinkSystem Broadcom 57414 10/25GbE SFP28 2-port PCIe Ethernet Adapter | 389
7D43CTO3WW | B5T1 | ThinkSystem Broadcom 5719 1GbE RJ45 4-port OCP Ethernet Adapter | 159
7D43CTO3WW | B5T2 | ThinkSystem Mellanox ConnectX-4 Lx 10/25GbE SFP28 2-port OCP Ethernet Adapter | 329
7D43CTO3WW | B5T3 | ThinkSystem Broadcom 57454 10/25GbE SFP28 4-port PCIe Ethernet Adapter | 559
7D43CTO3WW | B5T4 | ThinkSystem Broadcom 57454 10GBASE-T 4-port OCP Ethernet Adapter | 739
7D43CTO3WW | B5WJ | ThinkSystem OCP3 Filler | 19
7D43CTO3WW | B5XC | ThinkSystem 64GB TruDDR4 3200MHz (2Rx4 1.2V) RDIMM-A | 1089
7D43CTO3WW | B5XD | ThinkSystem 16GB TruDDR4 3200MHz (2Rx8 1.2V) RDIMM-A | 299
7D43CTO3WW | B5XE | ThinkSystem 32GB TruDDR4 3200MHz (2Rx4 1.2V) RDIMM-A | 539
7D43CTO3WW | B5XH | ThinkSystem M.2 SATA 2-Bay RAID Enablement Kit | 119
7D43CTO3WW | B652 | ThinkSystem Marvell QL41232 10/25GbE SFP28 2-Port PCIe Ethernet Adapter | 339
7D43CTO3WW | B653 | ThinkSystem Mellanox ConnectX-4 Lx 10/25GbE SFP28 2-port PCIe Ethernet Adapter | 379
7D43CTO3WW | B68K | 30m Mellanox HDR IB to 2x HDR100 Splitter Optical QSFP56 Cable | 3499
7D43CTO3WW | B68L | 2m Mellanox HDR IB to 2x HDR100 Splitter Passive Copper QSFP56 Cable | 499
7D43CTO3WW | B68M | 100m Mellanox HDR IB Optical QSFP56 Cable | 5099
7D43CTO3WW | B68N | 50m Mellanox HDR IB Optical QSFP56 Cable | 3699
7D43CTO3WW | B68P | 30m Mellanox HDR IB Optical QSFP56 Cable | 2399
7D43CTO3WW | B87R | Mellanox CX6 Socket-Direct Adapter Cable Assemble Way | 0
7D43CTO3WW | B8HP | ThinkSystem 2.5" 5300 960GB Entry SATA 6Gb Hot Swap SSD | 489
7D43CTO3WW | B8HS | ThinkSystem M.2 5300 240GB SATA 6Gbps Non-Hot Swap SSD | 359
7D43CTO3WW | B8HU | ThinkSystem 2.5" PM1645a 800GB Mainstream SAS 12Gb Hot Swap SSD | 819
7D43CTO3WW | B8HV | ThinkSystem 2.5" 5300 240GB Entry SATA 6Gb Hot Swap SSD | 359
7D43CTO3WW | B8HY | ThinkSystem 2.5" 5300 480GB Mainstream SATA 6Gb Hot Swap SSD | 429
7D43CTO3WW | B8J1 | ThinkSystem 2.5" 5300 240GB Mainstream SATA 6Gb Hot Swap SSD | 409
7D43CTO3WW | B8J2 | ThinkSystem 2.5" 5300 7.68TB Entry SATA 6Gb Hot Swap SSD | 3649
7D43CTO3WW | B8J4 | ThinkSystem 2.5" PM1645a 1.6TB Mainstream SAS 12Gb Hot Swap SSD | 1379
7D43CTO3WW | B8J5 | ThinkSystem 2.5" 5300 1.92TB Entry SATA 6Gb Hot Swap SSD | 939
7D43CTO3WW | B8J6 | ThinkSystem 2.5" 5300 960GB Mainstream SATA 6Gb Hot Swap SSD | 729
7D43CTO3WW | B8J7 | ThinkSystem 2.5" 5300 3.84TB Mainstream SATA 6Gb Hot Swap SSD | 2179
7D43CTO3WW | B8JA | ThinkSystem 2.5" PM1645a 6.4TB Mainstream SAS 12Gb Hot Swap SSD | 6049
7D43CTO3WW | B8JD | ThinkSystem 2.5" PM1645a 3.2TB Mainstream SAS 12Gb Hot Swap SSD | 2579
7D43CTO3WW | B8JE | ThinkSystem 2.5" 5300 1.92TB Mainstream SATA 6Gb Hot Swap SSD | 1279
7D43CTO3WW | B8JJ | ThinkSystem M.2 5300 960GB SATA 6Gbps Non-Hot Swap SSD | 539
7D43CTO3WW | B8JM | ThinkSystem 2.5" 5300 480GB Entry SATA 6Gb Hot Swap SSD | 309
7D43CTO3WW | B8JP | ThinkSystem 2.5" 5300 3.84TB Entry SATA 6Gb Hot Swap SSD | 1789
7D43CTO3WW | B8JQ | ThinkSystem 7mm 5300 240GB Entry SATA 6Gb SSD | 359
7D43CTO3WW | B8JS | ThinkSystem 7mm 5300 960GB Entry SATA 6Gb SSD | 629
7D43CTO3WW | B8JT | ThinkSystem 7mm 5300 480GB Entry SATA 6Gb SSD | 359
7D43CTO3WW | B8L1 | ThinkSystem SR665 MB | 2339
7D43CTO3WW | B8L4 | ThinkSystem 7mm Tray Filler | 9
7D43CTO3WW | B8L5 | ThinkSystem 1U MS Height CPU dummy | 9
7D43CTO3WW | B8L7 | ThinkSystem 2U EIA Latch Standard (Left) | 39
7D43CTO3WW | B8LA | ThinkSystem Toolless Slide Rail Kit v2 | 109
7D43CTO3WW | B8LB | ThinkSystem Toolless Slide Rail Kit v2 Enhanced | 129
7D43CTO3WW | B8LJ | ThinkSystem 2U PCIe Gen4 x16/x8/x8 Riser 1 or 2 | 149
7D43CTO3WW | B8LL | ThinkSystem 2U PCIe Gen3 x16/x8/x8 Riser 1 or 2 | 79
7D43CTO3WW | B8LM | ThinkSystem 2U/4U 8x2.5" AnyBay Backplane | 309
7D43CTO3WW | B8LQ | ThinkSystem 2U PCIe Gen4 x16/x16 Slot 1&2 Riser 1 or 2 | 139
7D43CTO3WW | B8LR | ThinkSystem 2U PCIe Gen4 x16/x16 Slot 2&3 Riser 1 or 2 | 129
7D43CTO3WW | B8LS | ThinkSystem 2U PCIe Gen4 x16 Riser 1 or 2 | 109
7D43CTO3WW | B8LU | ThinkSystem 2U 8x2.5" SAS/SATA Backplane | 129
7D43CTO3WW | B8LV | ThinkSystem 2U 4x2.5" SAS/SATA Backplane | 99
7D43CTO3WW | B8LX | ThinkSystem SR665 Standard Fan Option Kit | 29
7D43CTO3WW | B8LY | ThinkSystem SR665 Performance Fan Option Kit | 79
7D43CTO3WW | B8M1 | ThinkSystem 2U MS 1FH Riser Filler | 2
7D43CTO3WW | B8M2 | ThinkSystem 2U New Security Bezel | 59
7D43CTO3WW | B8M3 | ThinkSystem 2U MS 1FH Riser2 Cage | 9
7D43CTO3WW | B8M5 | ThinkSystem 2U MS Rear 8x2.5" HDD Cage | 49
7D43CTO3WW | B8M7 | ThinkSystem 2U MS 3FH Riser2 Cage | 29
7D43CTO3WW | B8M8 | Screw for PCIe Card BKT | 0
7D43CTO3WW | B8M9 | ThinkSystem 2U EIA Latch with FIO (right) | 59
7D43CTO3WW | B8MC | ThinkSystem 2U EIA Latch standard (right) | 19
7D43CTO3WW | B8ME | ThinkSystem 2U EIA Latch w/ VGA and External Diagnostics Port Upgrade Kit | 49
7D43CTO3WW | B8MJ | ThinkSystem 2U MS 2FH+7mm SSD Riser1 Cage | 99
7D43CTO3WW | B8MK | ThinkSystem 2U PCIe Gen4 x16/x16 PCIe Riser 3 | 189
7D43CTO3WW | B8ML | ThinkSystem 2U MS 1FH Riser1 Cage | 9
7D43CTO3WW | B8MM | ThinkSystem 2U MS 3FH Riser Filler | 2
7D43CTO3WW | B8MN | ThinkSystem 2U MS 3FH Riser1 Cage | 29
7D43CTO3WW | B8MP | ThinkSystem 2U MS Air Duct Filler(For 2U Gap) | 2
7D43CTO3WW | B8MQ | L1 BThinkSystem 2U MS Super Cap Holder | 2
7D43CTO3WW | B8MS | ThinkSystem 2U 16x2.5" Front Operator Panel | 119
7D43CTO3WW | B8MT | ThinkSystem 2U MS Fan Dummy | 2
7D43CTO3WW | B8NT | ThinkSystem 128GB TruDDR4 3200MHz (4Rx4, 1.2V) 3DS RDIMM-A | 3549
7D43CTO3WW | B8NU | ThinkSystem 32GB TruDDR4 3200 MHz (2Rx8 1.2V) RDIMM-A | 589
7D43CTO3WW | B8P1 | ThinkSystem 440-16i SAS/SATA PCIe Gen4 12Gb Internal HBA | 699
7D43CTO3WW | B8P2 | ThinkSystem 2U 7mm Drive Kit w/ SATA RAID | 249
7D43CTO3WW | B8P3 | ThinkSystem 2U 7mm Drive Kit w/ NVMe RAID | 639
7D43CTO3WW | B8P6 | ThinkSystem 48 port 12Gb Internal Expander | 979
7D43CTO3WW | B8PP | ThinkSystem Mellanox ConnectX-6 Dx 100GbE QSFP56 2-port PCIe Ethernet Adapter | 1019
7D43CTO3WW | B8Q9 | ThinkSystem 500W(230V/115V) V2 Platinum Hot-Swap Power Supply | 229
7D43CTO3WW | B8QA | ThinkSystem 750W (230/115V) V2 Platinum Hot-Swap Power Supply | 259
7D43CTO3WW | B8QB | ThinkSystem V2 1800W (230V) Platinum Hot-Swap Power Supply | 519
7D43CTO3WW | B8QC | ThinkSystem 1100W (230V/115V) V2 Platinum Hot-Swap Power Supply | 369
7D43CTO3WW | B8QD | ThinkSystem 750W (230V) V2 Titanium Hot-Swap Power Supply | 389
7D43CTO3WW | B8QE | ThinkSystem 1100W -48V DC v2 Power Supply | 789
7D43CTO3WW | B919 | ThinkSystem M.2 5300 480GB SATA 6Gbps Non-Hot Swap SSD | 369
7D43CTO3WW | B91A | ThinkSystem 2.5" PM1643a 960GB Entry SAS 12Gb Hot Swap SSD | 819
7D43CTO3WW | B91B | ThinkSystem 2.5" PM1643a 1.92TB Entry SAS 12Gb Hot Swap SSD | 1379
7D43CTO3WW | B91C | ThinkSystem 2.5" PM1643a 3.84TB Entry SAS 12Gb Hot Swap SSD | 2579
7D43CTO3WW | B91D | ThinkSystem 2.5" PM1643a 7.68TB Entry SAS 12Gb Hot Swap SSD | 5019
7D43CTO3WW | B91M | ThinkSystem 2U Steel cable wall BKT for 32NVME | 9
7D43CTO3WW | B91Y | ThinkSystem Toolless Slide Rail Kit v2 with 2U CMA | 169
7D43CTO3WW | B93E | ThinkSystem Intel I350 1GbE RJ45 4-port OCP Ethernet Adapter | 179
7D43CTO3WW | B96F | ThinkSystem Broadcom 57508 100GbE QSFP56 2-port PCIe 4 Ethernet Adapter | 1059
7D43CTO3WW | B97N | ThinkSystem Toolless Slide Rail Kit v2 Enhanced with 2U CMA | 179
7D43CTO3WW | B97P | ThinkSystem 2U MidBay 8 2.5" SATA/SAS HDD Cage | 169
7D43CTO3WW | B97Q | M3 Screw for 2U Rear Wall&7mm Cage | 0
7D43CTO3WW | B97R | ThinkSystem 2U MS 2FH+7mm SSD Riser2 Cage | 99
7D43CTO3WW | B97V | ThinkSystem 2U MS Rear 4 2.5" HDD Cage | 69
7D43CTO3WW | B97W | ThinkSystem 2U MidBay 8 2.5" NVMe HDD Cage | 169
7D43CTO3WW | B97X | ThinkSystem 2U 8x2.5" SAS/SATA Rear Backplane | 129
7D43CTO3WW | B97Z | ThinkSystem 2U PCIe Gen4 x8/x8 PCIe Riser 3 | 169
7D43CTO3WW | BA1G | ThinkSystem QLogic QLE2770 32Gb 1-Port PCIe Fibre Channel Adapter | 1529
7D43CTO3WW | BA3J | ThinkSystem 2U 2.5" 8 NVMe Backplane | 0
7D43CTO3WW | BABV | ThinkSystem Screw for fix M.2 Adapter | 0
7D43CTO3WW | BABW | ThinkSystem 2U MS 7mm SSD Riser2 Cage | 29
7D43CTO3WW | BB63 | ThinkSystem 7mm PM983 960GB Entry NVMe PCIe 3.0 x4 Hot Swap SSD | 599
7D43CTO3WW | BB8U | ThinkSystem Marvell QL41132 10GBASE-T 2-port OCP Ethernet Adapter | 509
7D43CTO3WW | BBAL | G4 x16/x8/x8 PCIe Riser B8LJ for Riser 1 Placement | 0
7D43CTO3WW | BBAM | G3 x16/x8/x8 PCIe Riser B8LL for Riser 1 Placement | 0
7D43CTO3WW | BBAN | G4 x16/x16/E PCIe Riser B8LQ for Riser 1 Placement | 0
7D43CTO3WW | BBAP | G4 E/x16/x16 PCIe Riser B8LR for Riser 1 Placement | 0
7D43CTO3WW | BBAQ | G4 x16 PCIe Riser B8LS for Riser 1 Placement | 0
7D43CTO3WW | BBAR | G4 x16/x8/x8 PCIe Riser B8LJ for Riser 2 Placement | 0
7D43CTO3WW | BBAS | G3 x16/x8/x8 PCIe Riser B8LL for Riser 2 Placement | 0
7D43CTO3WW | BBAT | G4 x16/x16/E PCIe Riser B8LQ for Riser 2 Placement | 0
7D43CTO3WW | BBAU | G4 E/x16/x16 PCIe Riser B8LR for Riser 2 Placement | 0
7D43CTO3WW | BBAV | G4 x16 PCIe Riser B8LS for Riser 2 Placement | 0
7D43CTO3WW | BC4V | Non RAID NVMe | 0
7D43CTO3WW | BC4X | MS 2FH Riser Filler | 19
7D43CTO3WW | BC72 | ThinkSystem 2U Rack Shipping BKT and Screw | 2
7D43CTO3WW | BCD4 | ThinkSystem Intel E810-DA2 10/25GbE SFP28 2-Port OCP Ethernet Adapter | 419
7D43CTO3WW | BCD5 | ThinkSystem Intel X710-T2L 10GBASE-T 2-port OCP Ethernet Adapter | 369
7D43CTO3WW | BCD6 | ThinkSystem Intel E810-DA2 10/25GbE SFP28 2-Port PCIe Ethernet Adapter | 519
7D43CTO3WW | BCED | ThinkSystem 2U 8x2.5" SAS/SATA Backplane | 0
7D43CTO3WW | BCEE | ThinkSystem 2U 8x2.5" AnyBay Backplane | 0
7D43CTO3WW | BCFR | ThinkSystem U.2 Intel P5600 3.2TB Mainstream NVMe PCIe 4.0 x4 Hot Swap SSD | 3829
7D43CTO3WW | BCFS | ThinkSystem U.2 Intel P5600 6.4TB Mainstream NVMe PCIe 4.0 x4 Hot Swap SSD | 7639
7D43CTO3WW | BCFT | ThinkSystem U.2 Intel P5500 1.92TB Entry NVMe PCIe 4.0 x4 Hot Swap SSD | 1479
7D43CTO3WW | BCFU | ThinkSystem U.2 Intel P5500 7.68TB Entry NVMe PCIe 4.0 x4 Hot Swap SSD | 5359
7D43CTO3WW | BCFV | ThinkSystem U.2 Intel P5600 1.6TB Mainstream NVMe PCIe 4.0 x4 Hot Swap SSD | 1919
7D43CTO3WW | BCFW | ThinkSystem U.2 Intel P5500 3.84TB Entry NVMe PCIe 4.0 x4 Hot Swap SSD | 2689
7D43CTO3WW | BCQL | ThinkSystem 2U 4x2.5" SAS/SATA Middle Backplane | 99
7D43CTO3WW | BCQM | ThinkSystem 2U/4U 8x2.5" NVMe Backplane | 309
7D43CTO3WW | BCZY | ThinkSystem 32GB TruDDR4 Performance+ 3200 MHz (2Rx8 1.2V) RDIMM-A | 449
7D43CTO3WW | BCZZ | ThinkSystem 64GB TruDDR4 Performance+ 3200 MHz (2Rx4 1.2V) RDIMM-A | 899
7D43CTO3WW | BD49 | ThinkSystem Broadcom 57454 10/25GbE SFP28 4-port PCIe Ethernet Adapter V2 | 549
7D43CTO3WW | BDY7 | ThinkSystem 2U 4x2.5" Middle NVMe Backplane | 139
7D43CTO3WW | BE2A | ThinkSystem U.2 PM1733 3.84TB Entry NVMe PCIe 4.0 x4 Hot Swap SSD SED | 2979
7D43CTO3WW | BE2B | ThinkSystem U.2 PM1733 7.68TB Entry NVMe PCIe 4.0 x4 Hot Swap SSD SED | 5579
7D43CTO3WW | BE38 | 940 Series Flash Adapter for U.3 Trimode Setting | 0
7D43CTO3WW | BE4T | ThinkSystem Mellanox ConnectX-6 Lx 10/25GbE SFP28 2-Port OCP Ethernet Adapter | 409
7D43CTO3WW | BE4U | ThinkSystem Mellanox ConnectX-6 Lx 10/25GbE SFP28 2-Port PCIe Ethernet Adapter | 409
7D43CTO3WW | BE5E | VMware ESXi 7.0 U1 (Factory Installed) | 0
7D43CTO3WW | BEUX | ThinkSystem External Diagnostics Handset | 139
7D43CTO3WW | BF10 | Lenovo Dual Rate 10G/25G SFP28 85C Transceiver | 399
7D43CTO3WW | BF6Z | ThinkSystem SR665 MB for 7003, TPM 2.0 | 2319
7D43CTO3WW | BF70 | ThinkSystem AMD EPYC 7713P 64C 225W 2.0GHz Processor | 10599
7D43CTO3WW | BF71 | ThinkSystem AMD EPYC 7543P 32C 225W 2.8GHz Processor | 5519
7D43CTO3WW | BF72 | ThinkSystem AMD EPYC 7443 24C 200W 2.85GHz Processor | 3979
7D43CTO3WW | BF73 | ThinkSystem AMD EPYC 7763 64C 280W 2.45GHz Processor | 16689
7D43CTO3WW | BF74 | ThinkSystem AMD EPYC 7453 28C 225W 2.75GHz Processor | 3879
7D43CTO3WW | BF75 | ThinkSystem AMD EPYC 7663 56C 240W 2.0GHz Processor | 13169
7D43CTO3WW | BF76 | ThinkSystem AMD EPYC 7313 16C 155W 3.0GHz Processor | 2139
7D43CTO3WW | BF77 | ThinkSystem AMD EPYC 7543 32C 225W 2.8GHz Processor | 7519
7D43CTO3WW | BF78 | ThinkSystem AMD EPYC 7413 24C 180W 2.65GHz Processor | 3609
7D43CTO3WW | BF79 | ThinkSystem AMD EPYC 7443P 24C 200W 2.85GHz Processor | 2639
7D43CTO3WW | BF7A | ThinkSystem AMD EPYC 7513 32C 200W 2.6GHz Processor | 5749
7D43CTO3WW | BF7B | ThinkSystem AMD EPYC 7313P 16C 155W 3.0GHz Processor | 1809
7D43CTO3WW | BF7C | ThinkSystem AMD EPYC 7713 64C 225W 2.0GHz Processor | 14939
7D43CTO3WW | BF7D | ThinkSystem AMD EPYC 73F3 16C 240W 3.5GHz Processor | 7449
7D43CTO3WW | BF7E | ThinkSystem AMD EPYC 7343 16C 190W 3.2GHz Processor | 3099
7D43CTO3WW | BF7F | ThinkSystem AMD EPYC 75F3 32C 280W 2.95GHz Processor | 10279
7D43CTO3WW | BF7G | ThinkSystem AMD EPYC 74F3 24C 240W 3.2GHz Processor | 6139
7D43CTO3WW | BF7H | ThinkSystem AMD EPYC 72F3 8C 180W 3.7GHz Processor | 5219
7D43CTO3WW | BFH1 | Lenovo 100Gb SR4 QSFP28 Ethernet Transceiver | 689
7D43CTO3WW | BFPU | ThinkSystem Xilinx Alveo U25 25GbE SFP28 2-Port PCIe FPGA Adapter | 6489
7D43CTO3WW | BG4Q | ThinkSystem SR665 MB for 7002, TPM 2.0 | 2259
7D43CTO3WW | BGQ5 | ThinkSystem AMD EPYC 7643 48C 225W 2.3GHz Processor | 10109
7D43CTO3WW | BHE2 | ThinkSystem Solarflare X2522-Plus 10/25GbE SFP28 2-Port PCIe Ethernet Adapter | 3489
7D43CTO3WW | BHWJ | ThinkSystem 2U MS 3FH Riser1 Cage v2 | 29
7D43CTO3WW | BHWK | ThinkSystem 2U x16/x16 PCIe Riser3 Kit v2 | 179
7D43CTO3WW | BHWL | ThinkSystem 2U MS 3FH Riser2 new Cage | 29
7D43CTO3WW | BJA3 | ThinkAgile VX 2U 2.5" 8/16/24 Bay Chassis | 759
7D43CTO3WW | BJDD | ThinkAgile VX7575 IS | 0
7D43CTO4WW | 64 | QLogic 10Gb SFP+ SR Optical Transceiver | 909
7D43CTO4WW | 69 | Brocade 10Gb SFP+ SR Optical Transceiver | 909
7D43CTO4WW | 747 | UID Asset Tag Label | 20
7D43CTO4WW | 2302 | RAID Configuration | 149
7D43CTO4WW | 2306 | Integration >1U Component | 125
7D43CTO4WW | 2321 | Custom MFG SVCS Fee - Small Increment | 3
7D43CTO4WW | 3269 | SFP SX Transceiver | 149
7D43CTO4WW | 5053 | SFP+ SR Transceiver | 699
7D43CTO4WW | 5977 | Select Storage devices - no configured RAID required | 0
7D43CTO4WW | 6139 | SF Instruction | 0
7D43CTO4WW | 6201 | 1.5m, 10A/100-250V, C13 to IEC 320-C14 Rack Power Cable | 19
7D43CTO4WW | 6204 | 2.8m, 10A/100-250V, C13 to IEC 320-C20 Rack Power Cable | 19
7D43CTO4WW | 6263 | 4.3m, 10A/100-250V, C13 to IEC 320-C14 Rack Power Cable | 19
7D43CTO4WW | 6311 | 2.8m, 10A/100-250V, C13 to IEC 320-C14 Rack Power Cable | 9
7D43CTO4WW | 6313 | 2.8m, 10A/120V, C13 to NEMA 5-15P (US) Line Cord | 19
7D43CTO4WW | 6370 | 4.3m, 10A/125V, C13 to NEMA 5-15P (US) Line Cord | 10
7D43CTO4WW | 6373 | 4.3m, 10A/250V, C13 to NEMA 6-15P (US) Line Cord | 15
7D43CTO4WW | 6400 | 2.8m, 13A/100-250V, C13 to C14 Jumper Cord | 9
7D43CTO4WW | 6401 | 2.8m, 13A/120V, C13 to NEMA 5-15P (US) Line Cord | 29
7D43CTO4WW | 6570 | 2.0m, 13A/100-250V, C13 to C14 Jumper Cord | 19
7D43CTO4WW | 6583 | 4.3m, 13A/100-250V, C13 to C14 Rack Power Cable | 19
7D43CTO4WW | 7831 | Customer Solution Center Services | 0
7D43CTO4WW | 8067 | TAA Compliant Order | 0
7D43CTO4WW | 8072 | General Racking Solution | 0
7D43CTO4WW | 8086 | No Publications Selected | 0
7D43CTO4WW | 8971 | Integrate in manufacturing | 0
7D43CTO4WW | 8972 | Ship Uninstalled (Safety) | 0
7D43CTO4WW | A102 | Advanced Grouping | 0
7D43CTO4WW | A103 | System x Cluster Upgrade | 0
7D43CTO4WW | A1DP | 1m QSFP to QSFP+ Cable | 269
7D43CTO4WW | A1DQ | 3m QSFP+ to QSFP+ Cable | 329
7D43CTO4WW | A1PH | 1m Passive DAC SFP+ Cable | 69
7D43CTO4WW | A1PJ | 3m Passive DAC SFP+ Cable | 89
7D43CTO4WW | A1PK | 5m Passive DAC SFP+ Cable | 159
7D43CTO4WW | A1PL | 8.5m Passive DAC SFP+ Cable | 329
7D43CTO4WW | A1PM | SFP+ LR Transceiver | 2499
7D43CTO4WW | A1RF | 2.8m, 10A/250V, C13 to NEMA 6-15P Line Cord | 15
7D43CTO4WW | A2X8 | 5m QSFP+ to QSFP+ Cable | 379
7D43CTO4WW | A2X9 | 7m QSFP+ to QSFP+ Cable | 429
7D43CTO4WW | A3RG | 0.5m Passive DAC SFP+ Cable | 79
7D43CTO4WW | A3RH | 7m Passive DAC SFP+ Cable | 179
7D43CTO4WW | A3SW | 1.2m, 16A/100-250V, 2 Short C13s to Short C20 Rack Power Cable | 55
7D43CTO4WW | A3SX | 2.5m, 16A/100-250V, 2 Long C13s to Short C20 Rack Power Cable | 75
7D43CTO4WW | A3SY | 2.8m, 16A/100-250V, 2 Short C13s to Long C20 Rack Power Cable | 79
7D43CTO4WW | A3SZ | 4.1m, 16A/100-250V, 2 Long C13s to Long C20 Rack Power Cable | 85
7D43CTO4WW | A4EY | No x Network Adapter | 0
7D43CTO4WW | A4VP | 1.0m, 10A/100-250V, C13 to IEC 320-C14 Rack Power Cable | 19
7D43CTO4WW | A51N | 1.5m Passive DAC SFP+ Cable | 89
7D43CTO4WW | A51P | 2m Passive DAC SFP+ Cable | 89
7D43CTO4WW | A5DL | SFP 1000Base-T (RJ-45) Transceiver | 89
7D43CTO4WW | A5UA | Lenovo 1m MPO-4xLC OM3 MMF Breakout Cable | 279
7D43CTO4WW | A5UB | Lenovo 3m MPO-4xLC OM3 MMF Breakout Cable | 329
7D43CTO4WW | A5UC | Lenovo 5m MPO-4xLC OM3 MMF Breakout Cable | 379
7D43CTO4WW | ARYC | 3m Mellanox Active IB FDR Optical Fiber Cable | 819
7D43CTO4WW | ARYD | 5m Mellanox Active IB FDR Optical Fiber Cable | 819
7D43CTO4WW | ARYE | 10m Mellanox Active IB FDR Optical Fiber Cable | 859
7D43CTO4WW | ARYF | 15m Mellanox Active IB FDR Optical Fiber Cable | 909
7D43CTO4WW | ARYG | 20m Mellanox Active IB FDR Optical Fiber Cable | 949
7D43CTO4WW | ARYH | 30m Mellanox Active IB FDR Optical Fiber Cable | 1079
7D43CTO4WW | ARZB | 0.75m Mellanox QSFP Passive DAC Cable | 149
7D43CTO4WW | ARZD | 1.25m Mellanox QSFP Passive DAC Cable | 169
7D43CTO4WW | ARZE | 1.5m Mellanox QSFP Passive DAC Cable | 169
7D43CTO4WW | ARZF | 3m Mellanox QSFP Passive DAC Cable | 189
7D43CTO4WW | ASQT | 0.5m Mellanox EDR IB Passive Copper QSFP28 Cable | 229
7D43CTO4WW | ASQU | 0.75m Mellanox EDR IB Passive Copper QSFP28 Cable | 249
7D43CTO4WW | ASQV | 1m Mellanox EDR IB Passive Copper QSFP28 Cable | 249
7D43CTO4WW | ASQW | 1.25m Mellanox EDR IB Passive Copper QSFP28 Cable | 289
7D43CTO4WW | ASQX | 1.5m Mellanox EDR IB Passive Copper QSFP28 Cable | 289
7D43CTO4WW | ASQY | 2m Mellanox EDR IB Passive Copper QSFP28 Cable | 289
7D43CTO4WW | ASQZ | 5m Mellanox EDR IB Optical QSFP28 Cable | 1359
7D43CTO4WW | ASR0 | 10m Mellanox EDR IB Optical QSFP28 Cable | 1419
7D43CTO4WW | ASR1 | 15m Mellanox EDR IB Optical QSFP28 Cable | 1509
7D43CTO4WW | ASR2 | 20m Mellanox EDR IB Optical QSFP28 Cable | 1569
7D43CTO4WW | ASR3 | 30m Mellanox EDR IB Optical QSFP28 Cable | 1789
7D43CTO4WW | ASR5 | Lenovo 0.5m LC-LC OM3 MMF Cable | 24
7D43CTO4WW | ASR6 | Lenovo 1m LC-LC OM3 MMF Cable | 24
7D43CTO4WW | ASR7 | Lenovo 3m LC-LC OM3 MMF Cable | 24
7D43CTO4WW | ASR8 | Lenovo 5m LC-LC OM3 MMF Cable | 29
7D43CTO4WW | ASR9 | Lenovo 10m LC-LC OM3 MMF Cable | 39
7D43CTO4WW | ASRA | Lenovo 15m LC-LC OM3 MMF Cable | 45
7D43CTO4WW | ASRB | Lenovo 25m LC-LC OM3 MMF Cable | 54
7D43CTO4WW | ASRC | Lenovo 30m LC-LC OM3 MMF Cable | 64
7D43CTO4WW | ASRM | 3m Mellanox EDR IB Passive Copper QSFP28 Cable | 319
7D43CTO4WW | ASRN | 3m Mellanox EDR IB Optical QSFP28 Cable | 1359
7D43CTO4WW | ASRP | 50m Mellanox EDR IB Optical QSFP28 Cable | 2329
7D43CTO4WW | AT2R | Lenovo 1m Active DAC SFP+ Cables | 129
7D43CTO4WW | AT2S | Lenovo 3m Active DAC SFP+ Cables | 139
7D43CTO4WW | AT2T | Lenovo 5m Active DAC SFP+ Cables | 159
7D43CTO4WW | AT2U | Lenovo 10m QSFP+ MPO-MPO OM3 MMF Cable | 169
7D43CTO4WW | AT2V | Lenovo 30m QSFP+ MPO-MPO OM3 MMF Cable | 329
7D43CTO4WW | ATPX | Intel X550-T2 Dual Port 10GBase-T Adapter | 599
7D43CTO4WW | ATTJ | Lenovo Dual Rate 1G/10GB SFP Transceiver | 119
7D43CTO4WW | ATYX | Lenovo 1m SFP+ to SFP+ Active Optical Cable | 104
7D43CTO4WW | ATYY | Lenovo 3m SFP+ to SFP+ Active Optical Cable | 99
7D43CTO4WW | ATYZ | Lenovo 5m SFP+ to SFP+ Active Optical Cable | 114
7D43CTO4WW | ATZ0 | Lenovo 7m SFP+ to SFP+ Active Optical Cable | 129
7D43CTO4WW | ATZ1 | Lenovo 15m SFP+ to SFP+ Active Optical Cable | 169
7D43CTO4WW | ATZ2 | Lenovo 20m SFP+ to SFP+ Active Optical Cable | 169
7D43CTO4WW | AU0M | 5m Intel OPA 100 Series Active Optical QSFP28 Cable | 899
7D43CTO4WW | AU0N | 10m Intel OPA 100 Series Active Optical QSFP28 Cable | 929
7D43CTO4WW | AU0P | 15m Intel OPA 100 Series Active Optical QSFP28 Cable | 949
7D43CTO4WW | AU0Q | 20m Intel OPA 100 Series Active Optical QSFP28 Cable | 979
7D43CTO4WW | AUK7 | TPM 2.0 and Secure Boot | 0
7D43CTO4WW | AUKP | ThinkSystem Broadcom 57416 10GBASE-T 2-Port PCIe Ethernet Adapter | 479
7D43CTO4WW | AUKX | ThinkSystem Intel X710-DA2 PCIe 10Gb 2-Port SFP+ Ethernet Adapter | 459
7D43CTO4WW | AULX | ThinkSystem 2.5" 900GB 15K SAS 12Gb Hot Swap 512e HDD | 639
7D43CTO4WW | AUM1 | ThinkSystem 2.5" 1.2TB 10K SAS 12Gb Hot Swap 512n HDD | 389
7D43CTO4WW | AUM2 | ThinkSystem 2.5" 1.8TB 10K SAS 12Gb Hot Swap 512e HDD | 589
7D43CTO4WW | AUM6 | ThinkSystem 2.5" 1TB 7.2K SAS 12Gb Hot Swap 512n HDD | 469
7D43CTO4WW | AUM7 | ThinkSystem 2.5" 2TB 7.2K SAS 12Gb Hot Swap 512n HDD | 839
7D43CTO4WW | AUNL | ThinkSystem 430-8i SAS/SATA 12Gb HBA | 299
7D43CTO4WW | AUNM | ThinkSystem 430-16i SAS/SATA 12Gb HBA | 589
7D43CTO4WW | AUNP | FBU345 SuperCap | 135
7D43CTO4WW | AUPW | ThinkSystem XClarity Controller Standard to Enterprise Upgrade | 100
7D43CTO4WW | AURR | ThinkSystem M3.5 Screw for Riser 2x2pcs and Planar 5pcs | 0
7D43CTO4WW | AUSL | ThinkSystem COM Port Upgrade Kit | 19
7D43CTO4WW | AUZV | ThinkSystem Broadcom 5719 1GbE RJ45 4-Port PCIe Ethernet Adapter | 159
7D43CTO4WW | AUZW | ThinkSystem I350-T4 PCIe 1Gb 4-Port RJ45 Ethernet Adapter | 379
7D43CTO4WW | AUZX | ThinkSystem Broadcom 5720 1GbE RJ45 2-Port PCIe Ethernet Adapter | 129
7D43CTO4WW | AUZY | ThinkSystem I350-T2 PCIe 1Gb 2-Port RJ45 Ethernet Adapter | 179
7D43CTO4WW | AUZZ | ThinkSystem I350-F1 PCIe 1Gb 1-Port SFP Ethernet Adapter | 379
7D43CTO4WW | AV1B | Lenovo 25GBase-SR SFP28 Transceiver | 449
7D43CTO4WW | AV1D | Lenovo 100GBase-SR4 QSFP28 Transceiver | 1539
7D43CTO4WW | AV1F | Lenovo 3m 25G SFP28 Active Optical Cable | 489
7D43CTO4WW | AV1G | Lenovo 5m 25G SFP28 Active Optical Cable | 489
7D43CTO4WW | AV1H | Lenovo 10m 25G SFP28 Active Optical Cable | 499
7D43CTO4WW | AV1J | Lenovo 15m 25G SFP28 Active Optical Cable | 497
7D43CTO4WW | AV1K | Lenovo 20m 25G SFP28 Active Optical Cable | 519
7D43CTO4WW | AV1L | Lenovo 3m 100G QSFP28 Active Optical Cable | 1059
7D43CTO4WW | AV1M | Lenovo 5m 100G QSFP28 Active Optical Cable | 1069
7D43CTO4WW | AV1N | Lenovo 10m 100G QSFP28 Active Optical Cable | 1099
7D43CTO4WW | AV1P | Lenovo 15m 100G QSFP28 Active Optical Cable | 1079
7D43CTO4WW | AV1Q | Lenovo 20m 100G QSFP28 Active Optical Cable | 1179
7D43CTO4WW | AV1R | Lenovo 3m 100G to 4x25G Breakout Active Optical Cable | 1949
7D43CTO4WW | AV1S | Lenovo 5m 100G to 4x25G Breakout Active Optical Cable | 1975
7D43CTO4WW | AV1T | Lenovo 10m 100G to 4x25G Breakout Active Optical Cable | 2035
7D43CTO4WW | AV1U | Lenovo 15m 100G to 4x25G Breakout Active Optical Cable | 2095
7D43CTO4WW | AV1V | Lenovo 20m 100G to 4x25G Breakout Active Optical Cable | 2149
7D43CTO4WW | AV1W | Lenovo 1m Passive 25G SFP28 DAC Cable | 69
7D43CTO4WW | AV1X | Lenovo 3m Passive 25G SFP28 DAC Cable | 79
7D43CTO4WW | AV1Y | Lenovo 5m Passive 25G SFP28 DAC Cable | 159
7D43CTO4WW | AV1Z | Lenovo 1m Passive 100G QSFP28 DAC Cable | 99
7D43CTO4WW | AV20 | Lenovo 3m Passive 100G QSFP28 DAC Cable | 159
7D43CTO4WW | AV21 | Lenovo 5m Passive 100G QSFP28 DAC Cable | 299
7D43CTO4WW | AV22 | Lenovo 1m 100G QSFP28 to 4x25G SFP28 Breakout DAC Cable | 179
7D43CTO4WW | AV23 | Lenovo 3m 100G QSFP28 to 4x25G SFP28 Breakout DAC Cable | 299
7D43CTO4WW | AV24 | Lenovo 5m 100G QSFP28 to 4x25G SFP28 Breakout DAC Cable | 459
7D43CTO4WW | AV25 | Lenovo 5m MPO-MPO OM4 MMF Cable | 114
7D43CTO4WW | AV26 | Lenovo 7m MPO-MPO OM4 MMF Cable | 135
7D43CTO4WW | AV27 | Lenovo 10m MPO-MPO OM4 MMF Cable | 159
7D43CTO4WW | AV28 | Lenovo 15m MPO-MPO OM4 MMF Cable | 205
7D43CTO4WW | AV29 | Lenovo 20m MPO-MPO OM4 MMF Cable | 259
7D43CTO4WW | AV2A | Lenovo 30m MPO-MPO OM4 MMF Cable | 349
7D43CTO4WW | AV2B | Lenovo 1m MPO to 4x LC Breakout OM4 MMF Cable | 149
7D43CTO4WW | AV2C | Lenovo 3m MPO to 4x LC Breakout OM4 MMF Cable | 179
7D43CTO4WW | AV2D | Lenovo 5m MPO to 4x LC Breakout OM4 MMF Cable | 239
7D43CTO4WW | AVUT | ThinkSystem XClarity Controller Standard to Advanced Upgrade | 50
7D43CTO4WW | AVUU | ThinkSystem XClarity Controller Advanced to Enterprise Upgrade | 50
7D43CTO4WW | AVV1 | Lenovo 10GBaseT SFP+ Transceiver | 599
7D43CTO4WW | AVV8 | ThinkSystem External USB DVD-RW Optical Disk Drive | 79
7D43CTO4WW | AX8A | 4.3m, 13A/120V, C13 to NEMA 5-15P (US) Line Cord | 19
7D43CTO4WW | B0ML | Feature Enable TPM on MB | 0
7D43CTO4WW | B0N4 | 2.0m, 10A/100-250V, C13 to IEC 320-C14 Rack Power Cable | 29
7D43CTO4WW | B0N5 | 1.0m, 13A/100-250V, C13 to C14 Jumper Cord | 25
7D43CTO4WW | B0N6 | 1.5m, 13A/100-250V, C13 to C14 Jumper Cord | 29
7D43CTO4WW | B0RJ | 10GBASE-LR SFP+Transceiver | 350
7D43CTO4WW | B0YS | ThinkSystem 2.5" 2.4TB 10K SAS 12Gb Hot Swap 512e HDD | 629
7D43CTO4WW | B0YX | ThinkSystem 2.5" 1.2TB 10K SAS 12Gb Hot Swap 512n HDD SED | 749
7D43CTO4WW | B135 | ThinkSystem 2U CMA Upgrade Kit for Toolless Slide Rail | 59
7D43CTO4WW | B173 | Companion Part for XClarity Controller Standard to Enterprise Upgrade in Factory | 0
7D43CTO4WW | B1JY | ThinkSystem NVIDIA Tesla V100 16GB PCIe Passive GPU | 22729
7D43CTO4WW | B22J | 5m Intel OPA 100 Series Active Optical QSFP28 Low Power Cable | 809
7D43CTO4WW | B22K | 10m Intel OPA 100 Series Active Optical QSFP28 Low Power Cable | 829
7D43CTO4WW | B22L | 15m Intel OPA 100 Series Active Optical QSFP28 Low Power Cable | 839
7D43CTO4WW | B22M | 20m Intel OPA 100 Series Active Optical QSFP28 Low Power Cable | 849
7D43CTO4WW | B2P9 | Lenovo 0.5m LC-LC OM4 MMF Cable | 34
7D43CTO4WW | B2PA | Lenovo 1m LC-LC OM4 MMF Cable | 29
7D43CTO4WW | B2PB | Lenovo 3m LC-LC OM4 MMF Cable | 34
7D43CTO4WW | B2PC | Lenovo 5m LC-LC OM4 MMF Cable | 44
7D43CTO4WW | B2PD | Lenovo 10m LC-LC OM4 MMF Cable | 69
7D43CTO4WW | B2PE | Lenovo 15m LC-LC OM4 MMF Cable | 79
7D43CTO4WW | B2PF | Lenovo 25m LC-LC OM4 MMF Cable | 114
7D43CTO4WW | B2UZ | Lenovo 1m 100G QSFP28 Active Optical Cable | 949
7D43CTO4WW | B306 | Mellanox QSA 100G to 25G Cable Adapter | 149
7D43CTO4WW | B30W | Custom MFG SVCS Fee - Medium Increment | 30
7D43CTO4WW | B30X | Custom MFG SVCS Fee - Large Increment | 300
7D43CTO4WW | B31D | ThinkSystem NVIDIA Quadro P620 2GB PCIe Active GPU | 269
7D43CTO4WW | B31G | ThinkSystem QLogic QL41134 PCIe 10Gb 4-Port Base-T Ethernet Adapter | 799
7D43CTO4WW | B42B | ThinkSystem Toolless Friction Rail v2 | 99
7D43CTO4WW | B498 | ThinkSystem 2.5" Intel S4510 240GB Entry SATA 6Gb Hot Swap SSD | 149
7D43CTO4WW | B499 | ThinkSystem 2.5" Intel S4510 480GB Entry SATA 6Gb Hot Swap SSD | 309
7D43CTO4WW | B49A | ThinkSystem 2.5" Intel S4510 960GB Entry SATA 6Gb Hot Swap SSD | 529
7D43CTO4WW | B49B | ThinkSystem 2.5" Intel S4510 1.92TB Entry SATA 6Gb Hot Swap SSD | 1049
7D43CTO4WW | B49C | ThinkSystem 2.5" Intel S4510 3.84TB Entry SATA 6Gb Hot Swap SSD | 1979
7D43CTO4WW | B49L | ThinkSystem 2.5" Intel S4610 240GB Mainstream SATA 6Gb Hot Swap SSD | 399
7D43CTO4WW | B49M | ThinkSystem 2.5" Intel S4610 480GB Mainstream SATA 6Gb Hot Swap SSD | 479
7D43CTO4WW | B49N | ThinkSystem 2.5" Intel S4610 960GB Mainstream SATA 6Gb Hot Swap SSD | 699
7D43CTO4WW | B49P | ThinkSystem 2.5" Intel S4610 1.92TB Mainstream SATA 6Gb Hot Swap SSD | 1289
7D43CTO4WW | B49Q | ThinkSystem 2.5" Intel S4610 3.84TB Mainstream SATA 6Gb Hot Swap SSD | 2499
7D43CTO4WW | B4PA | ThinkSystem 1610-8P NVMe Switch Adapter | 1199
7D43CTO4WW | B4QQ | 0.5m Mellanox HDR IB Passive Copper QSFP56 Cable | 299
7D43CTO4WW | B4QR | 1m Mellanox HDR IB Passive Copper QSFP56 Cable | 399
7D43CTO4WW | B4QS | 1.5m Mellanox HDR IB Passive Copper QSFP56 Cable | 449
7D43CTO4WW | B4QT | 2m Mellanox HDR IB Passive Copper QSFP56 Cable | 499
7D43CTO4WW | B4QW | 3m Mellanox HDR IB Active Optical QSFP56 Cable | 2099
7D43CTO4WW | B4QX | 5m Mellanox HDR IB Active Optical QSFP56 Cable | 2149
7D43CTO4WW | B4QY | 10m Mellanox HDR IB Active Optical QSFP56 Cable | 2199
7D43CTO4WW | B4QZ | 15m Mellanox HDR IB Active Optical QSFP56 Cable | 2249
7D43CTO4WW | B4R0 | 20m Mellanox HDR IB Active Optical QSFP56 Cable | 2299
7D43CTO4WW | B4R1 | 1m Mellanox HDR IB to 2x HDR100 Splitter Passive Copper QSFP56 Cable | 399
7D43CTO4WW | B4R2 | 1.5m Mellanox HDR IB to 2x HDR100 Splitter Passive Copper QSFP56 Cable | 449
7D43CTO4WW | B4R4 | 3m Mellanox HDR IB to 2x HDR100 Splitter Optical QSFP56 Cable | 2799
7D43CTO4WW | B4R5 | 5m Mellanox HDR IB to 2x HDR100 Splitter Optical QSFP56 Cable | 2899
7D43CTO4WW | B4R6 | 10m Mellanox HDR IB to 2x HDR100 Splitter Optical QSFP56 Cable | 2999
7D43CTO4WW | B4R7 | 15m Mellanox HDR IB to 2x HDR100 Splitter Optical QSFP56 Cable | 3199
7D43CTO4WW | B4R8 | 20m Mellanox HDR IB to 2x HDR100 Splitter Optical QSFP56 Cable | 3299
7D43CTO4WW | B4R9 | ThinkSystem Mellanox ConnectX-6 HDR100/100GbE QSFP56 1-port PCIe VPI Adapter | 1779
7D43CTO4WW | B4RA | ThinkSystem Mellanox ConnectX-6 HDR100/100GbE QSFP56 2-port PCIe VPI Adapter | 2099
7D43CTO4WW | B4RB | ThinkSystem Mellanox HDR/200GbE 2x PCIe Aux Kit | 639
7D43CTO4WW | B4RC | ThinkSystem Mellanox ConnectX-6 HDR/200GbE QSFP56 1-port PCIe 4 VPI Adapter | 2209
7D43CTO4WW | B4YB | ThinkSystem NVIDIA T4 16GB PCIe Passive GPU | 6279
7D43CTO4WW | B5PX | 2 Member Friction Rail Kit for HR610X | 69
7D43CTO4WW | B5SS | ThinkSystem Broadcom 57416 10GBASE-T 2-port + 5720 1GbE 2-port OCP Ethernet Adapter | 509
7D43CTO4WW | B5ST | ThinkSystem Broadcom 57416 10GBASE-T 2-port OCP Ethernet Adapter | 449
7D43CTO4WW | B5SU | ThinkSystem Broadcom 57454 10GBASE-T 4-port PCIe Ethernet Adapter | 719
7D43CTO4WW | B5SV | ThinkSystem Broadcom 57454 10/25GbE SFP28 4-port OCP Ethernet Adapter | 539
7D43CTO4WW | B5SW | ThinkSystem Marvell QL41232 10/25GbE SFP28 2-Port OCP Ethernet Adapter | 369
7D43CTO4WW | B5SZ | ThinkSystem Broadcom 57414 10/25GbE SFP28 2-port OCP Ethernet Adapter | 389
7D43CTO4WW | B5T0 | ThinkSystem Broadcom 57414 10/25GbE SFP28 2-port PCIe Ethernet Adapter | 389
7D43CTO4WW | B5T1 | ThinkSystem Broadcom 5719 1GbE RJ45 4-port OCP Ethernet Adapter | 159
7D43CTO4WW | B5T2 | ThinkSystem Mellanox ConnectX-4 Lx 10/25GbE SFP28 2-port OCP Ethernet Adapter | 329
7D43CTO4WW | B5T3 | ThinkSystem Broadcom 57454 10/25GbE SFP28 4-port PCIe Ethernet Adapter | 559
7D43CTO4WW | B5T4 | ThinkSystem Broadcom 57454 10GBASE-T 4-port OCP Ethernet Adapter | 739
7D43CTO4WW | B5WJ | ThinkSystem OCP3 Filler | 19
7D43CTO4WW | B5XC | ThinkSystem 64GB TruDDR4 3200MHz (2Rx4 1.2V) RDIMM-A | 1089
7D43CTO4WW | B5XD | ThinkSystem 16GB TruDDR4 3200MHz (2Rx8 1.2V) RDIMM-A | 299
7D43CTO4WW | B5XE | ThinkSystem 32GB TruDDR4 3200MHz (2Rx4 1.2V) RDIMM-A | 539
7D43CTO4WW | B5XH | ThinkSystem M.2 SATA 2-Bay RAID Enablement Kit | 119
7D43CTO4WW | B652 | ThinkSystem Marvell QL41232 10/25GbE SFP28 2-Port PCIe Ethernet Adapter | 339
7D43CTO4WW | B653 | ThinkSystem Mellanox ConnectX-4 Lx 10/25GbE SFP28 2-port PCIe Ethernet Adapter | 379
7D43CTO4WW | B68K | 30m Mellanox HDR IB to 2x HDR100 Splitter Optical QSFP56 Cable | 3499
7D43CTO4WW | B68L | 2m Mellanox HDR IB to 2x HDR100 Splitter Passive Copper QSFP56 Cable | 499
7D43CTO4WW | B68M | 100m Mellanox HDR IB Optical QSFP56 Cable | 5099
7D43CTO4WW | B68N | 50m Mellanox HDR IB Optical QSFP56 Cable | 3699
7D43CTO4WW | B68P | 30m Mellanox HDR IB Optical QSFP56 Cable | 2399
7D43CTO4WW | B87R | Mellanox CX6 Socket-Direct Adapter Cable Assemble Way | 0
7D43CTO4WW | B8HP | ThinkSystem 2.5" 5300 960GB Entry SATA 6Gb Hot Swap SSD | 489
7D43CTO4WW | B8HS | ThinkSystem M.2 5300 240GB SATA 6Gbps Non-Hot Swap SSD | 359
7D43CTO4WW | B8HU | ThinkSystem 2.5" PM1645a 800GB Mainstream SAS 12Gb Hot Swap SSD | 819
7D43CTO4WW | B8HV | ThinkSystem 2.5" 5300 240GB Entry SATA 6Gb Hot Swap SSD | 359
7D43CTO4WW | B8HY | ThinkSystem 2.5" 5300 480GB Mainstream SATA 6Gb Hot Swap SSD | 429
7D43CTO4WW | B8J1 | ThinkSystem 2.5" 5300 240GB Mainstream SATA 6Gb Hot Swap SSD | 409
7D43CTO4WW | B8J2 | ThinkSystem 2.5" 5300 7.68TB Entry SATA 6Gb Hot Swap SSD | 3649
7D43CTO4WW | B8J4 | ThinkSystem 2.5" PM1645a 1.6TB Mainstream SAS 12Gb Hot Swap SSD | 1379
7D43CTO4WW | B8J5 | ThinkSystem 2.5" 5300 1.92TB Entry SATA 6Gb Hot Swap SSD | 939
7D43CTO4WW | B8J6 | ThinkSystem 2.5" 5300 960GB Mainstream SATA 6Gb Hot Swap SSD | 729
7D43CTO4WW | B8J7 | ThinkSystem 2.5" 5300 3.84TB Mainstream SATA 6Gb Hot Swap SSD | 2179
7D43CTO4WW | B8JA | ThinkSystem 2.5" PM1645a 6.4TB Mainstream SAS 12Gb Hot Swap SSD | 6049
7D43CTO4WW | B8JD | ThinkSystem 2.5" PM1645a 3.2TB Mainstream SAS 12Gb Hot Swap SSD | 2579
7D43CTO4WW | B8JE | ThinkSystem 2.5" 5300 1.92TB Mainstream SATA 6Gb Hot Swap SSD | 1279
7D43CTO4WW | B8JJ | ThinkSystem M.2 5300 960GB SATA 6Gbps Non-Hot Swap SSD | 539
7D43CTO4WW | B8JM | ThinkSystem 2.5" 5300 480GB Entry SATA 6Gb Hot Swap SSD | 309
7D43CTO4WW | B8JP | ThinkSystem 2.5" 5300 3.84TB Entry SATA 6Gb Hot Swap SSD | 1789
7D43CTO4WW | B8JQ | ThinkSystem 7mm 5300 240GB Entry SATA 6Gb SSD | 359
7D43CTO4WW | B8JS | ThinkSystem 7mm 5300 960GB Entry SATA 6Gb SSD | 629
7D43CTO4WW | B8JT | ThinkSystem 7mm 5300 480GB Entry SATA 6Gb SSD | 359
7D43CTO4WW | B8L1 | ThinkSystem SR665 MB | 2339
7D43CTO4WW | B8L4 | ThinkSystem 7mm Tray Filler | 9
7D43CTO4WW | B8L5 | ThinkSystem 1U MS Height CPU dummy | 9
7D43CTO4WW | B8L7 | ThinkSystem 2U EIA Latch Standard (Left) | 39
7D43CTO4WW | B8LA | ThinkSystem Toolless Slide Rail Kit v2 | 109
7D43CTO4WW | B8LB | ThinkSystem Toolless Slide Rail Kit v2 Enhanced | 129
7D43CTO4WW | B8LJ | ThinkSystem 2U PCIe Gen4 x16/x8/x8 Riser 1 or 2 | 149
7D43CTO4WW | B8LL | ThinkSystem 2U PCIe Gen3 x16/x8/x8 Riser 1 or 2 | 79
7D43CTO4WW | B8LM | ThinkSystem 2U/4U 8x2.5" AnyBay Backplane | 309
7D43CTO4WW | B8LQ | ThinkSystem 2U PCIe Gen4 x16/x16 Slot 1&2 Riser 1 or 2 | 139
7D43CTO4WW | B8LR | ThinkSystem 2U PCIe Gen4 x16/x16 Slot 2&3 Riser 1 or 2 | 129
7D43CTO4WW | B8LS | ThinkSystem 2U PCIe Gen4 x16 Riser 1 or 2 | 109
7D43CTO4WW | B8LU | ThinkSystem 2U 8x2.5" SAS/SATA Backplane | 129
7D43CTO4WW | B8LV | ThinkSystem 2U 4x2.5" SAS/SATA Backplane | 99
7D43CTO4WW | B8LX | ThinkSystem SR665 Standard Fan Option Kit | 29
7D43CTO4WW | B8LY | ThinkSystem SR665 Performance Fan Option Kit | 79
7D43CTO4WW | B8M1 | ThinkSystem 2U MS 1FH Riser Filler | 2
7D43CTO4WW | B8M2 | ThinkSystem 2U New Security Bezel | 59
7D43CTO4WW | B8M3 | ThinkSystem 2U MS 1FH Riser2 Cage | 9
7D43CTO4WW | B8M5 | ThinkSystem 2U MS Rear 8x2.5" HDD Cage | 49
7D43CTO4WW | B8M7 | ThinkSystem 2U MS 3FH Riser2 Cage | 29
7D43CTO4WW | B8M8 | Screw for PCIe Card BKT | 0
7D43CTO4WW | B8M9 | ThinkSystem 2U EIA Latch with FIO (right) | 59
7D43CTO4WW | B8MB | ThinkSystem 2U MS GPU Air Duct Filler | 2
7D43CTO4WW | B8MC | ThinkSystem 2U EIA Latch standard (right) | 19
7D43CTO4WW | B8MD | ThinkSystem 2U MS GPU Airduct | 79
7D43CTO4WW | B8ME | ThinkSystem 2U EIA Latch w/ VGA and External Diagnostics Port Upgrade Kit | 49
7D43CTO4WW | B8MG | ThinkSystem 2U MS GPU extend Air Duct | 9
7D43CTO4WW | B8MJ | ThinkSystem 2U MS 2FH+7mm SSD Riser1 Cage | 99
7D43CTO4WW | B8MK | ThinkSystem 2U PCIe Gen4 x16/x16 PCIe Riser 3 | 189
7D43CTO4WW | B8ML | ThinkSystem 2U MS 1FH Riser1 Cage | 9
7D43CTO4WW | B8MM | ThinkSystem 2U MS 3FH Riser Filler | 2
7D43CTO4WW | B8MN | ThinkSystem 2U MS 3FH Riser1 Cage | 29
7D43CTO4WW | B8MP | ThinkSystem 2U MS Air Duct Filler(For 2U Gap) | 2
7D43CTO4WW | B8MQ | L1 BThinkSystem 2U MS Super Cap Holder | 2
7D43CTO4WW | B8MS | ThinkSystem 2U 16x2.5" Front Operator Panel | 119
7D43CTO4WW | B8MT | ThinkSystem 2U MS Fan Dummy | 2
7D43CTO4WW | B8NT | ThinkSystem 128GB TruDDR4 3200MHz (4Rx4, 1.2V) 3DS RDIMM-A | 3549
7D43CTO4WW | B8NU | ThinkSystem 32GB TruDDR4 3200 MHz (2Rx8 1.2V) RDIMM-A | 589
7D43CTO4WW | B8P1 | ThinkSystem 440-16i SAS/SATA PCIe Gen4 12Gb Internal HBA | 699
7D43CTO4WW | B8P2 | ThinkSystem 2U 7mm Drive Kit w/ SATA RAID | 249
7D43CTO4WW | B8P3 | ThinkSystem 2U 7mm Drive Kit w/ NVMe RAID | 639
7D43CTO4WW | B8P6 | ThinkSystem 48 port 12Gb Internal Expander | 979
7D43CTO4WW | B8PP | ThinkSystem Mellanox ConnectX-6 Dx 100GbE QSFP56 2-port PCIe Ethernet Adapter | 1019
7D43CTO4WW | B8Q9 | ThinkSystem 500W(230V/115V) V2 Platinum Hot-Swap Power Supply | 229
7D43CTO4WW | B8QA | ThinkSystem 750W (230/115V) V2 Platinum Hot-Swap Power Supply | 259
7D43CTO4WW | B8QB | ThinkSystem V2 1800W (230V) Platinum Hot-Swap Power Supply | 519
7D43CTO4WW | B8QC | ThinkSystem 1100W (230V/115V) V2 Platinum Hot-Swap Power Supply | 369
7D43CTO4WW | B8QD | ThinkSystem 750W (230V) V2 Titanium Hot-Swap Power Supply | 389
7D43CTO4WW | B8QE | ThinkSystem 1100W -48V DC v2 Power Supply | 789
7D43CTO4WW | B919 | ThinkSystem M.2 5300 480GB SATA 6Gbps Non-Hot Swap SSD | 369
7D43CTO4WW | B91A | ThinkSystem 2.5" PM1643a 960GB Entry SAS 12Gb Hot Swap SSD | 819
7D43CTO4WW | B91B | ThinkSystem 2.5" PM1643a 1.92TB Entry SAS 12Gb Hot Swap SSD | 1379
7D43CTO4WW | B91C | ThinkSystem 2.5" PM1643a 3.84TB Entry SAS 12Gb Hot Swap SSD | 2579
7D43CTO4WW | B91D | ThinkSystem 2.5" PM1643a 7.68TB Entry SAS 12Gb Hot Swap SSD | 5019
7D43CTO4WW | B91M | ThinkSystem 2U Steel cable wall BKT for 32NVME | 9
7D43CTO4WW | B91Y | ThinkSystem Toolless Slide Rail Kit v2 with 2U CMA | 169
7D43CTO4WW | B93E | ThinkSystem Intel I350 1GbE RJ45 4-port OCP Ethernet Adapter | 179
7D43CTO4WW | B96F | ThinkSystem Broadcom 57508 100GbE QSFP56 2-port PCIe 4 Ethernet Adapter | 1059
7D43CTO4WW | B97N | ThinkSystem Toolless Slide Rail Kit v2 Enhanced with 2U CMA | 179
7D43CTO4WW | B97P | ThinkSystem 2U MidBay 8 2.5" SATA/SAS HDD Cage | 169
7D43CTO4WW | B97Q | M3 Screw for 2U Rear Wall&7mm Cage | 0
7D43CTO4WW | B97R | ThinkSystem 2U MS 2FH+7mm SSD Riser2 Cage | 99
7D43CTO4WW | B97V | ThinkSystem 2U MS Rear 4 2.5" HDD Cage | 69
7D43CTO4WW | B97W | ThinkSystem 2U MidBay 8 2.5" NVMe HDD Cage | 169
7D43CTO4WW | B97X | ThinkSystem 2U 8x2.5" SAS/SATA Rear Backplane | 129
7D43CTO4WW | B97Z | ThinkSystem 2U PCIe Gen4 x8/x8 PCIe Riser 3 | 169
7D43CTO4WW | BA1F | ThinkSystem QLogic QLE2772 32Gb 2-Port PCIe Fibre Channel Adapter | 2309
7D43CTO4WW | BA1G | ThinkSystem QLogic QLE2770 32Gb 1-Port PCIe Fibre Channel Adapter | 1529
7D43CTO4WW | BA3J | ThinkSystem 2U 2.5" 8 NVMe Backplane | 0
7D43CTO4WW | BABV | ThinkSystem Screw for fix M.2 Adapter | 0
7D43CTO4WW | BABW | ThinkSystem 2U MS 7mm SSD Riser2 Cage | 29
7D43CTO4WW | BB2E | ThinkSystem NVIDIA Tesla V100S 32GB PCIe Passive GPU | 26079
7D43CTO4WW | BB63 | ThinkSystem 7mm PM983 960GB Entry NVMe PCIe 3.0 x4 Hot Swap SSD | 599
7D43CTO4WW | BB8U | ThinkSystem Marvell QL41132 10GBASE-T 2-port OCP Ethernet Adapter | 509
7D43CTO4WW | BBAL | G4 x16/x8/x8 PCIe Riser B8LJ for Riser 1 Placement | 0
7D43CTO4WW | BBAM | G3 x16/x8/x8 PCIe Riser B8LL for Riser 1 Placement | 0
7D43CTO4WW | BBAN | G4 x16/x16/E PCIe Riser B8LQ for Riser 1 Placement | 0
7D43CTO4WW | BBAP | G4 E/x16/x16 PCIe Riser B8LR for Riser 1 Placement | 0
7D43CTO4WW | BBAQ | G4 x16 PCIe Riser B8LS for Riser 1 Placement | 0
7D43CTO4WW | BBAR | G4 x16/x8/x8 PCIe Riser B8LJ for Riser 2 Placement | 0
7D43CTO4WW | BBAS | G3 x16/x8/x8 PCIe Riser B8LL for Riser 2 Placement | 0
7D43CTO4WW | BBAT | G4 x16/x16/E PCIe Riser B8LQ for Riser 2 Placement | 0
7D43CTO4WW | BBAU | G4 E/x16/x16 PCIe Riser B8LR for Riser 2 Placement | 0
7D43CTO4WW | BBAV | G4 x16 PCIe Riser B8LS for Riser 2 Placement | 0
7D43CTO4WW | BC4V | Non RAID NVMe | 0
7D43CTO4WW | BC4X | MS 2FH Riser Filler | 19
7D43CTO4WW | BC72 | ThinkSystem 2U Rack Shipping BKT and Screw | 2
7D43CTO4WW | BCD4 | ThinkSystem Intel E810-DA2 10/25GbE SFP28 2-Port OCP Ethernet Adapter | 419
7D43CTO4WW | BCD5 | ThinkSystem Intel X710-T2L 10GBASE-T 2-port OCP Ethernet Adapter | 369
7D43CTO4WW | BCD6 | ThinkSystem Intel E810-DA2 10/25GbE SFP28 2-Port PCIe Ethernet Adapter | 519
7D43CTO4WW | BCED | ThinkSystem 2U 8x2.5" SAS/SATA Backplane | 0
7D43CTO4WW | BCEE | ThinkSystem 2U 8x2.5" AnyBay Backplane | 0
7D43CTO4WW | BCFR | ThinkSystem U.2 Intel P5600 3.2TB Mainstream NVMe PCIe 4.0 x4 Hot Swap SSD | 3829
7D43CTO4WW | BCFS | ThinkSystem U.2 Intel P5600 6.4TB Mainstream NVMe PCIe 4.0 x4 Hot Swap SSD | 7639
7D43CTO4WW | BCFT | ThinkSystem U.2 Intel P5500 1.92TB Entry NVMe PCIe 4.0 x4 Hot Swap SSD | 1479
7D43CTO4WW | BCFU | ThinkSystem U.2 Intel P5500 7.68TB Entry NVMe PCIe 4.0 x4 Hot Swap SSD | 5359
7D43CTO4WW | BCFV | ThinkSystem U.2 Intel P5600 1.6TB Mainstream NVMe PCIe 4.0 x4 Hot Swap SSD | 1919
7D43CTO4WW | BCFW | ThinkSystem U.2 Intel P5500 3.84TB Entry NVMe PCIe 4.0 x4 Hot Swap SSD | 2689
7D43CTO4WW | BCQL | ThinkSystem 2U 4x2.5" SAS/SATA Middle Backplane | 99
7D43CTO4WW | BCQM | ThinkSystem 2U/4U 8x2.5" NVMe Backplane | 309
7D43CTO4WW | BCZY | ThinkSystem 32GB TruDDR4 Performance+ 3200 MHz (2Rx8 1.2V) RDIMM-A | 449
7D43CTO4WW | BCZZ | ThinkSystem 64GB TruDDR4 Performance+ 3200 MHz (2Rx4 1.2V) RDIMM-A | 899
7D43CTO4WW | BD49 | ThinkSystem Broadcom 57454 10/25GbE SFP28 4-port PCIe Ethernet Adapter V2 | 549
7D43CTO4WW | BDY7 | ThinkSystem 2U 4x2.5" Middle NVMe Backplane | 139
7D43CTO4WW | BE2A | ThinkSystem U.2 PM1733 3.84TB Entry NVMe PCIe 4.0 x4 Hot Swap SSD SED | 2979
7D43CTO4WW | BE2B | ThinkSystem U.2 PM1733 7.68TB Entry NVMe PCIe 4.0 x4 Hot Swap SSD SED | 5579
7D43CTO4WW | BE38 | 940 Series Flash Adapter for U.3 Trimode Setting | 0
7D43CTO4WW | BE4T | ThinkSystem Mellanox ConnectX-6 Lx 10/25GbE SFP28 2-Port OCP Ethernet Adapter | 409
7D43CTO4WW | BE4U | ThinkSystem Mellanox ConnectX-6 Lx 10/25GbE SFP28 2-Port PCIe Ethernet Adapter | 409
7D43CTO4WW | BE5E | VMware ESXi 7.0 U1 (Factory Installed) | 0
7D43CTO4WW | BEL5 | ThinkSystem NVIDIA A100 40GB PCIe Gen4 Passive GPU | 35939
7D43CTO4WW | BEUX | ThinkSystem External Diagnostics Handset | 139
7D43CTO4WW | BF10 | Lenovo Dual Rate 10G/25G SFP28 85C Transceiver | 399
7D43CTO4WW | BF6Z | ThinkSystem SR665 MB for 7003, TPM 2.0 | 2319
7D43CTO4WW | BF70 | ThinkSystem AMD EPYC 7713P 64C 225W 2.0GHz Processor | 10599
7D43CTO4WW | BF71 | ThinkSystem AMD EPYC 7543P 32C 225W 2.8GHz Processor | 5519
7D43CTO4WW | BF72 | ThinkSystem AMD EPYC 7443 24C 200W 2.85GHz Processor | 3979
7D43CTO4WW | BF73 | ThinkSystem AMD EPYC 7763 64C 280W 2.45GHz Processor | 16689
7D43CTO4WW | BF74 | ThinkSystem AMD EPYC 7453 28C 225W 2.75GHz Processor | 3879
7D43CTO4WW | BF75 | ThinkSystem AMD EPYC 7663 56C 240W 2.0GHz Processor | 13169
7D43CTO4WW | BF76 | ThinkSystem AMD EPYC 7313 16C 155W 3.0GHz Processor | 2139
7D43CTO4WW | BF77 | ThinkSystem AMD EPYC 7543 32C 225W 2.8GHz Processor | 7519
7D43CTO4WW | BF78 | ThinkSystem AMD EPYC 7413 24C 180W 2.65GHz Processor | 3609
7D43CTO4WW | BF79 | ThinkSystem AMD EPYC 7443P 24C 200W 2.85GHz Processor | 2639
7D43CTO4WW | BF7A | ThinkSystem AMD EPYC 7513 32C 200W 2.6GHz Processor | 5749
7D43CTO4WW | BF7B | ThinkSystem AMD EPYC 7313P 16C 155W 3.0GHz Processor | 1809
7D43CTO4WW | BF7C | ThinkSystem AMD EPYC 7713 64C 225W 2.0GHz Processor | 14939
7D43CTO4WW | BF7D | ThinkSystem AMD EPYC 73F3 16C 240W 3.5GHz Processor | 7449
7D43CTO4WW | BF7E | ThinkSystem AMD EPYC 7343 16C 190W 3.2GHz Processor | 3099
7D43CTO4WW | BF7F | ThinkSystem AMD EPYC 75F3 32C 280W 2.95GHz Processor | 10279
7D43CTO4WW | BF7G | ThinkSystem AMD EPYC 74F3 24C 240W 3.2GHz Processor | 6139
7D43CTO4WW | BF7H | ThinkSystem AMD EPYC 72F3 8C 180W 3.7GHz Processor | 5219
7D43CTO4WW | BFH1 | Lenovo 100Gb SR4 QSFP28 Ethernet Transceiver | 689
7D43CTO4WW | BFPU | ThinkSystem Xilinx Alveo U25 25GbE SFP28 2-Port PCIe FPGA Adapter | 6489
7D43CTO4WW | BG4Q | ThinkSystem SR665 MB for 7002, TPM 2.0 | 2259
7D43CTO4WW | BGQ5 | ThinkSystem AMD EPYC 7643 48C 225W 2.3GHz Processor | 10109
7D43CTO4WW | BHE2 | ThinkSystem Solarflare X2522-Plus 10/25GbE SFP28 2-Port PCIe Ethernet Adapter | 3489
7D43CTO4WW | BHWJ | ThinkSystem 2U MS 3FH Riser1 Cage v2 | 29
7D43CTO4WW | BHWK | ThinkSystem 2U x16/x16 PCIe Riser3 Kit v2 | 179
7D43CTO4WW | BHWL | ThinkSystem 2U MS 3FH Riser2 new Cage | 29
7D43CTO4WW | BJA3 | ThinkAgile VX 2U 2.5" 8/16/24 Bay Chassis | 759
7D43CTO4WW | BJDB | ThinkAgile VX3575-G IS | 0
7D4FCTO1WW | BC7C | Lenovo ThinkSystem 300TB (30x 10TB, 3.5", NLSAS HDD) Drive Pack for DM7100H | 145339
7D4FCTO1WW | BC7D | Lenovo ThinkSystem 24TB (6x 4TB, 3.5", NLSAS HDD) Drive Pack for DM7100H | 10629
7D4FCTO1WW | BC7E | Lenovo ThinkSystem 48TB (6x 8TB, 3.5", NLSAS HDD) Drive Pack for DM7100H | 20129
7D4FCTO1WW | BC7F | Lenovo ThinkSystem 60TB (6x 10TB, 3.5", NLSAS HDD) Drive Pack for DM7100H | 25539
7D4FCTO1WW | BC7G | Lenovo ThinkSystem 5.4TB (6x 900GB, 2.5", SAS 10K HDD) Drive Pack for DM7100H | 8239
7D4FCTO1WW | BC7H | Lenovo ThinkSystem 7.2TB (6x 1.2TB, 2.5", SAS 10K HDD) Drive Pack for DM7100H | 10169
7D4FCTO1WW | BC7J | Lenovo ThinkSystem 10.8TB (6x 1.8TB, 2.5", SAS 10K HDD) Drive Pack for DM7100H | 15049
7D4FCTO1WW | BC7K | Lenovo ThinkSystem 5.8TB (6x 960GB, 2.5", SSD) Drive Pack for DM7100H | 24919
7D4FCTO1WW | BC7L | Lenovo ThinkSystem 5.8TB (6x 960GB, 2.5", SSD) Drive Pack for DM7100F | 24919
7D4FCTO1WW | BC7M | Lenovo ThinkSystem 23TB (6x 3.84TB, 2.5", SSD) Drive Pack for DM7100F | 95599
7D4FCTO1WW | BC7N | Lenovo ThinkSystem 23TB (6x 3.84TB, 2.5", SSD) Drive Pack for DM7100H | 95599
7D4FCTO1WW | BC7P | Lenovo ThinkSystem 46.1TB (6x 7.68TB, 2.5", SSD) Drive Pack for DM7100H | 189509
7D4FCTO1WW | BC7Q | Lenovo ThinkSystem 46.1TB (6x 7.68TB, 2.5", SSD) Drive Pack for DM7100F | 189509
7D4FCTO1WW | BC7R | Lenovo ThinkSystem 92.2TB (6x 15.36TB, 2.5", SSD) Drive Pack for DM7100H | 374959
7D4FCTO1WW | BC7S | Lenovo ThinkSystem 92.2TB (6x 15.36TB, 2.5", SSD) Drive Pack for DM7100F | 374959
7D4FCTO1WW | BC7U | Lenovo ThinkSystem 23TB (6x 3.84TB NVMe SED) Drive Pack for DM7100F | 83849
7D4FCTO1WW | BC7V | Lenovo ThinkSystem 23TB (6x 3.84TB NVMe SED FIPS) Drive Pack for DM7100F | 83849
7D4FCTO1WW | BC7W | Lenovo ThinkSystem 23TB (6x 3.84TB NVMe Non-SED) Drive Pack for DM7100F | 83849
7D4FCTO1WW | BC7Y | Lenovo ThinkSystem 46TB (6x 7.68TB NVMe SED) Drive Pack for DM7100F | 167939
7D4FCTO1WW | BC7Z | Lenovo ThinkSystem 12TB (6x 1.92TB NVMe SED) Drive Pack for DM7100F | 42259
7D4FCTO1WW | BC80 | Lenovo ThinkSystem 92TB (6x 15.36TB NVMe SED) Drive Pack for DM7100F | 335829
7D4FCTO1WW | BC81 | Lenovo ThinkSystem 12TB (6x 1.92TB NVMe Non-SED) Drive Pack for DM7100F | 42259
7D4FCTO1WW | BC9Y | Lenovo ThinkSystem 120TB (30x 4TB, 3.5", NLSAS HDD) Drive Pack for DM7100H | 60149
7D4FCTO1WW | BC9Z | Lenovo ThinkSystem 240TB (30x 8TB, 3.5", NLSAS HDD) Drive Pack for DM7100H | 113499
7D4FCTO1WW | BCBN | Lenovo ThinkSystem DM Drive Pack Upgrade Base | 229
7D4FCTO1WW | BEFN | Lenovo ThinkSystem 96TB (6x 16TB, 3.5", NLSAS HDD) Drive Pack for DM7100H | 41959
7D4FCTO1WW | BEFT | Lenovo ThinkSystem 480TB (30x 16TB, 3.5", NLSAS HDD) Drive Pack for DM7100H | 209259
7D4FCTO2WW | BCVJ | DM Series ONTAP Fundemantals to Premium Bundle Upgrade | 339
7D4FCTO2WW | BCVK | 300TB (30x 10TB NLSAS HDD) Drive Pack Selection | 56989
7D4FCTO2WW | BCVL | 240TB (30x 8TB NLSAS HDD) Drive Pack Selection | 45589
7D4FCTO2WW | BCVM | 120TB (30x 4TB NLSAS HDD) Drive Pack Selection | 22799
7D4FCTO2WW | BCVN | 60TB (6x 10TB NLSAS HDD) Drive Pack Selection | 11399
7D4FCTO2WW | BCVP | 48TB (6x 8TB NLSAS HDD) Drive Pack Selection | 9119
7D4FCTO2WW | BCVQ | 24TB (6x 4TB NLSAS HDD) Drive Pack Selection | 4559
7D4FCTO2WW | BCVR | 10.8TB (6x 1.8TB 10K HDD) Drive Pack Selection | 5199
7D4FCTO2WW | BCVS | 7.2TB (6x 1.2TB 10K HDD) Drive Pack Selection | 3469
7D4FCTO2WW | BCVT | 5.4TB (6x 900GB 10K HDD) Drive Pack Selection | 2599
7D4FCTO2WW | BCVU | 92TB (6x 15.36TB SSD) Drive Pack Selection | 86089
7D4FCTO2WW | BCVV | 46TB (6x 7.68TB SSD) Drive Pack Selection | 43039
7D4FCTO2WW | BCVW | 23TB (6x 3.94TB SSD) Drive Pack Selection | 21479
7D4FCTO2WW | BCVX | 5.8TB (6x 960GB SSD) Drive Pack Selection | 5419
7D4FCTO2WW | BHPE | 96TB (6x 16TB NLSAS HDD) Drive Pack Selection | 10109
7D4FCTO2WW | BHPF | 480TB (30x 16TB NLSAS HDD) Drive Pack Selection | 50569
7D4FCTO2WW | BKHB | 12TB (6x1.92TB NVMe SSD) Drive Pack Selection | 9889
7D4FCTO2WW | BKHC | 23TB (6x3.8TB NVMe SSD) Drive Pack Selection | 19779
7D4FCTO2WW | BKHD | 46TB (6x7.68TB NVMe SSD) Drive Pack Selection | 39639
7D4FCTO2WW | BKHE | 92TB (6x15.3TB NVMe SSD) Drive Pack Selection | 79279
7D4FCTO3WW | BCBN | Lenovo ThinkSystem DM Drive Pack Upgrade Base | 229
7D4FCTO3WW | BEW1 | Lenovo ThinkSystem 12TB (6x 1.9TB NVMe SED) Drive Pack for DM5100F | 46799
7D4FCTO3WW | BEW2 | Lenovo ThinkSystem 12TB (6x 1.9TB NVMe Non-SED) Drive Pack for DM5100F | 46799
7D4FCTO3WW | BEW3 | Lenovo ThinkSystem 23TB (6x 3.84TB NVMe SED) Drive Pack for DM5100F | 91349
7D4FCTO3WW | BEW4 | Lenovo ThinkSystem 23TB (6x 3.84TB NVMe SED FIPS) Drive Pack for DM5100F | 91349
7D4FCTO3WW | BEW5 | Lenovo ThinkSystem 23TB (6x 3.84TB NVMe Non-SED) Drive Pack for DM5100F | 91349
7D4FCTO3WW | BEW6 | Lenovo ThinkSystem 46TB (6x 7.68TB NVMe SED) Drive Pack for DM5100F | 180759
7D4FCTO3WW | BEW7 | Lenovo ThinkSystem 92TB (6x 15.36TB NVMe SED) Drive Pack for DM5100F | 360359
7D4FCTO3WW | BK1P | Lenovo ThinkSystem 12TB (6x 1.9TB NVMe SED) Drive Pack for DM DM5100F - Fundamental | 21979
7D4FCTO3WW | BK1Q | Lenovo ThinkSystem 12TB (6x 1.9TB NVMe Non-SED) Drive Pack for DM5100F - Fundamental | 22849
7D4FCTO3WW | BK1R | Lenovo ThinkSystem 23TB (6x 3.8TB NVMe SED) Drive Pack for DM5100F - Fundamental | 42199
7D4FCTO3WW | BK1S | Lenovo ThinkSystem 23TB (6x 3.8TB NVMe SED FIPS) Drive Pack for DM5100F - Fundamental | 42499
7D4FCTO3WW | BK1T | Lenovo ThinkSystem 23TB (6x 3.8TB NVMe Non-SED) Drive Pack for DM5100F - Fundamental | 42729
7D4FCTO3WW | BK1U | Lenovo ThinkSystem 46TB (6x 7.6TB NVMe SED) Drive Pack for DM5100F - Fundamental | 86069
7D4FCTO3WW | BK1V | Lenovo ThinkSystem 92TB (6x 15.3TB NVMe SED) Drive Pack for DM5100F - Fundamental | 177139
7D4FCTO3WW | BKJ4 | Lenovo ThinkSystem 12TB (6x 1.9TB NVMe SED) Drive Pack for DM DM5100F Fundamental All SAN Bundle | 18009
7D4FCTO3WW | BKJ5 | Lenovo ThinkSystem 12TB (6x 1.9TB NVMe Non-SED) Drive Pack for DM5100F Fundamental All SAN Bundle | 18869
7D4FCTO3WW | BKJ6 | Lenovo ThinkSystem 23TB (6x 3.8TB NVMe SED) Drive Pack for DM5100F Fundamental All SAN Bundle | 34249
7D4FCTO3WW | BKJ7 | Lenovo ThinkSystem 23TB (6x 3.8TB NVMe SED FIPS) Drive Pack for DM5100F - Fundamental All SAN Bundle | 34549
7D4FCTO3WW | BKJ8 | Lenovo ThinkSystem 23TB (6x 3.8TB NVMe Non-SED) Drive Pack for DM5100F Fundamental All SAN Bundle | 34789
7D4FCTO3WW | BKJ9 | Lenovo ThinkSystem 46TB (6x 7.6TB NVMe SED) Drive Pack for DM5100F Fundamental All SAN Bundle | 70139
7D4FCTO3WW | BKJA | Lenovo ThinkSystem 92TB (6x 15.3TB NVMe SED) Drive Pack for DM5100F Fundamental All SAN Bundle | 145279
7D4FCTO3WW | BKJB | Lenovo ThinkSystem 12TB (6x 1.92TB NVMe SED) Drive Pack for DM 5100F Premium All SAN Bundle WW | 21679
7D4FCTO3WW | BKJC | Lenovo ThinkSystem 12TB (6x 1.92TB NVMe Non-SED) Drive Pack for DM5100F - Premium All SAN Bundle WW | 22539
7D4FCTO3WW | BKJD | Lenovo ThinkSystem 23TB (6x 3.84TB NVMe SED) Drive Pack for DM5100F Premium All SAN Bundle WW | 41589
7D4FCTO3WW | BKJE | Lenovo ThinkSystem 23TB (6x 3.84TB NVMe SED FIPS) Drive Pack for DM5100F Premium All SAN Bundle WW | 41879
7D4FCTO3WW | BKJF | Lenovo ThinkSystem 23TB (6x 3.84TB NVMe Non-SED) Drive Pack for DM5100F - Premium All SAN Bundle WW | 42119
7D4FCTO3WW | BKJG | Lenovo ThinkSystem 46TB (6x 7.68TB NVMe SED) Drive Pack for DM5100F Premium All SAN Bundle WW | 84839
7D4FCTO3WW | BKJH | Lenovo ThinkSystem 92TB (6x 15.3TB NVMe SED) Drive Pack for DM5100F Premium All SAN Bundle WW | 174679
7D4FCTO4WW | B3WZ | Lenovo ThinkSystem DM3000H 240TB HDD Pack (30x 8TB HDD) | 74299
7D4FCTO4WW | B3X1 | Lenovo ThinkSystem DM3000H 300TB HDD Pack (30x 10TB HDD) | 96349
7D4FCTO4WW | B3X3 | Lenovo ThinkSystem DM3000H 120TB HDD Pack (30x 4TB HDD) | 40869
7D4FCTO4WW | B3XB | Lenovo ThinkSystem DM5000H 120TB HDD Pack (30x 4TB HDD) | 40869
7D4FCTO4WW | B3XD | Lenovo ThinkSystem DM5000H HDD 240TB Pack (30x 8TB HDD) | 74299
7D4FCTO4WW | B3XF | Lenovo ThinkSystem DM5000H 300TB HDD Pack (30x 10TB HDD) | 96349
7D4FCTO4WW | B65P | Lenovo ThinkSystem 5.8TB (6x 960GB, 2.5", SSD) Drive Pack for DM5000F | 16629
7D4FCTO4WW | B65R | Lenovo ThinkSystem23TB (6x 3.84TB, 2.5", SSD) Drive Pack for DM5000F | 62739
7D4FCTO4WW | B65T | Lenovo ThinkSystem 46.1TB (6x 7.68TB, 2.5", SSD) Drive Pack for DM5000F | 123629
7D4FCTO4WW | B65V | Lenovo ThinkSystem 92.2TB (6x 15.36TB, 2.5", SSD) Drive Pack for DM5000F | 243189
7D4FCTO4WW | B65X | Lenovo ThinkSystem 5.8TB (6x 960GB, 2.5", SSD) Drive Pack for DM5000H | 16709
7D4FCTO4WW | B65Z | Lenovo ThinkSystem 23TB (6x 3.84TB, 2.5", SSD) Drive Pack for DM5000H | 63019
7D4FCTO4WW | B661 | Lenovo ThinkSystem 46.1TB (6x 7.68TB, 2.5", SSD) Drive Pack for DM5000H | 124179
7D4FCTO4WW | B663 | Lenovo ThinkSystem 92.2TB (6x 15.36TB, 2.5", SSD) Drive Pack for DM5000H | 244279
7D4FCTO4WW | B665 | Lenovo ThinkSystem 5.4TB (6x 900GB, 2.5", SAS 10K HDD) Drive Pack for DM5000H | 5549
7D4FCTO4WW | B667 | Lenovo ThinkSystem 7.2TB (6x 1.2TB, 2.5", SAS 10K HDD) Drive Pack for DM5000H | 6589
7D4FCTO4WW | B669 | Lenovo ThinkSystem 10.8TB (6x 1.8TB, 2.5", SAS 10K HDD) Drive Pack for DM5000H | 9679
7D4FCTO4WW | B66B | Lenovo ThinkSystem 24TB (6x 4TB, 3.5", NLSAS HDD) Drive Pack for DM3000H | 8039
7D4FCTO4WW | B66D | Lenovo ThinkSystem 48TB (6x 8TB, 3.5", NLSAS HDD) Drive Pack for DM3000H | 14719
7D4FCTO4WW | B66F | Lenovo ThinkSystem 60TB (6x 10TB, 3.5", NLSAS HDD) Drive Pack for DM3000H | 18879
7D4FCTO4WW | B66H | Lenovo ThinkSystem 5.8TB (6x 960GB, 2.5", SSD) Drive Pack for DM7000F | 20489
7D4FCTO4WW | B66L | Lenovo ThinkSystem 23TB (6x 3.84TB, 2.5", SSD) Drive Pack for DM7000F | 78499
7D4FCTO4WW | B66P | Lenovo ThinkSystem 46.1TB (6x 7.68TB, 2.5", SSD) Drive Pack for DM7000F | 155519
7D4FCTO4WW | B66S | Lenovo ThinkSystem 92.2TB (6x 15.36TB, 2.5", SSD) Drive Pack for DM7000F | 307559
7D4FCTO4WW | B66V | Lenovo ThinkSystem 5.8TB (6x 960GB, 2.5", SSD) Drive Pack for DM7000H | 20489
7D4FCTO4WW | B66Y | Lenovo ThinkSystem 23TB (6x 3.84TB, 2.5", SSD) Drive Pack for DM7000H | 78499
7D4FCTO4WW | B671 | Lenovo ThinkSystem 46.1TB (6x 7.68TB, 2.5", SSD) Drive Pack for DM7000H | 155519
7D4FCTO4WW | B674 | Lenovo ThinkSystem 92.2TB (6x 15.36TB, 2.5", SSD) Drive Pack for DM7000H | 307559
7D4FCTO4WW | B677 | Lenovo ThinkSystem 5.8TB (6x 960GB, 2.5", SSD) Drive Pack for DM3000H | 16619
7D4FCTO4WW | B679 | Lenovo ThinkSystem 23TB (6x 3.84TB, 2.5", SSD) Drive Pack for DM3000H | 62679
7D4FCTO4WW | B67B | Lenovo ThinkSystem 46.1TB (6x 7.68TB, 2.5", SSD) Drive Pack for DM3000H | 123509
7D4FCTO4WW | B67D | Lenovo ThinkSystem 92.2TB (6x 15.36TB, 2.5", SSD) Drive Pack for DM3000H | 242959
7D4FCTO4WW | B67F | Lenovo ThinkSystem 5.4TB (6x 900GB, 2.5", SAS 10K HDD) Drive Pack for DM3000H | 5519
7D4FCTO4WW | B67H | Lenovo ThinkSystem 7.2TB (6x 1.2TB, 2.5", SAS 10K HDD) Drive Pack for DM3000H | 6549
7D4FCTO4WW | B67K | Lenovo ThinkSystem 10.8TB (6x 1.8TB, 2.5", SAS 10K HDD) Drive Pack for DM3000H | 9619
7D4FCTO4WW | B67M | Lenovo ThinkSystem 24TB (6x 4TB, 3.5", NLSAS HDD) Drive Pack for DM7000H | 10249
7D4FCTO4WW | B67Q | Lenovo ThinkSystem 48TB (6x 8TB, 3.5", NLSAS HDD) Drive Pack for DM7000H | 20499
7D4FCTO4WW | B67T | Lenovo ThinkSystem 60TB (6x 10TB, 3.5", NLSAS HDD) Drive Pack for DM7000H | 24249
7D4FCTO4WW | B67W | Lenovo ThinkSystem 24TB (6x 4TB, 3.5", NLSAS HDD) Drive Pack for DM5000H | 7959
7D4FCTO4WW | B67Y | Lenovo ThinkSystem 48TB (6x 8TB, 3.5", NLSAS HDD) Drive Pack for DM5000H | 14569
7D4FCTO4WW | B680 | Lenovo ThinkSystem 60TB (6x 10TB, 3.5", NLSAS HDD) Drive Pack for DM5000H | 18679
7D4FCTO4WW | B6BL | Lenovo ThinkSystem 120TB (30x 4TB, 3.5", NLSAS HDD) Drive Pack for DM7000H | 33499
7D4FCTO4WW | B6BM | Lenovo ThinkSystem 240TB (30x 8TB, 3.5", NLSAS HDD) Drive Pack for DM7000H | 71389
7D4FCTO4WW | B6BN | Lenovo ThinkSystem 300TB (30x 10TB, 3.5", NLSAS HDD) Drive Pack for DM7000H | 79449
7D4FCTO4WW | B72J | Lenovo ThinkSystem 5.8TB (6x 960GB, 2.5", SSD) DrPk for DM5000H - Fundamentals | 11889
7D4FCTO4WW | B72K | Lenovo ThinkSystem 23TB (6x 3.84TB, 2.5", SSD) DrPk for DM5000H - Fundamentals | 43909
7D4FCTO4WW | B72L | Lenovo ThinkSystem 46.1TB (6x 7.68TB, 2.5", SSD) DrPk for DM5000H - Fundamentals | 85869
7D4FCTO4WW | B72M | Lenovo ThinkSystem 92.2TB (6x 15.36TB, 2.5", SSD) DrPk for DM5000H - Fundamentals | 167669
7D4FCTO4WW | B72N | Lenovo ThinkSystem 5.4TB (6x 900GB, 2.5", SAS 10K HDD) DrPk for DM5000H - Fundamentals | 3599
7D4FCTO4WW | B72P | Lenovo ThinkSystem 7.2TB (6x 1.2TB, 2.5", SAS 10K HDD) DrPk for DM5000H - Fundamentals | 3979
7D4FCTO4WW | B72Q | Lenovo ThinkSystem 10.8TB (6x 1.8TB, 2.5", SAS 10K HDD) DrPk for DM5000H - Fundamentals | 5769
7D4FCTO4WW | B72R | Lenovo ThinkSystem 24TB (6x 4TB, 3.5", NLSAS HDD) DrPk for DM3000H - Fundamentals | 4589
7D4FCTO4WW | B72S | Lenovo ThinkSystem 48TB (6x 8TB, 3.5", NLSAS HDD) DrPk for DM3000H - Fundamentals | 7809
7D4FCTO4WW | B72T | Lenovo ThinkSystem 60TB (6x 10TB, 3.5", NLSAS HDD) DrPk for DM3000H - Fundamentals | 10239
7D4FCTO4WW | B73B | Lenovo ThinkSystem 5.8TB (6x 960GB, 2.5", SSD) DrPk for DM3000H - Fundamentals | 11829
7D4FCTO4WW | B73C | Lenovo ThinkSystem 23TB (6x 3.84TB, 2.5", SSD) DrPk for DM3000H - Fundamentals | 43669
7D4FCTO4WW | B73D | Lenovo ThinkSystem 46.1TB (6x 7.68TB, 2.5", SSD) DrPk for DM3000H - Fundamentals | 85409
7D4FCTO4WW | B73E | Lenovo ThinkSystem 92.2TB (6x 15.36TB, 2.5", SSD) DrPk for DM3000H - Fundamentals | 166769
7D4FCTO4WW | B73F | Lenovo ThinkSystem 5.4TB (6x 900GB, 2.5", SAS 10K HDD) DrPk for DM3000H - Fundamentals | 3579
7D4FCTO4WW | B73G | Lenovo ThinkSystem 7.2TB (6x 1.2TB, 2.5", SAS 10K HDD) DrPk for DM3000H - Fundamentals | 3959
7D4FCTO4WW | B73H | Lenovo ThinkSystem 10.8TB (6x 1.8TB, 2.5", SAS 10K HDD) DrPk for DM3000H - Fundamentals | 5739
7D4FCTO4WW | B73J | Lenovo ThinkSystem 24TB (6x 4TB, 3.5", NLSAS HDD) DrPk for DM5000H - Fundamentals | 4539
7D4FCTO4WW | B73K | Lenovo ThinkSystem 48TB (6x 8TB, 3.5", NLSAS HDD) DrPk for DM5000H - Fundamentals | 7729
7D4FCTO4WW | B73L | Lenovo ThinkSystem 60TB (6x 10TB, 3.5", NLSAS HDD) DrPk for DM5000H - Fundamentals | 10139
7D4FCTO4WW | B73M | Lenovo ThinkSystem 120TB (30x 4TB, 3.5", NLSAS HDD) DrPk for DM5000H - Fundamentals | 40399
7D4FCTO4WW | B73N | Lenovo ThinkSystem 240TB (30x 8TB, 3.5", NLSAS HDD) DrPk for DM5000H - Fundamentals | 81299
7D4FCTO4WW | B73P | Lenovo ThinkSystem 300TB (30x 10TB, 3.5", NLSAS HDD) DrPk for DM5000H - Fundamentals | 90399
7D4FCTO4WW | B73Q | Lenovo ThinkSystem 120TB (30x 4TB, 3.5", NLSAS HDD) DrPk for DM3000H - Fundamentals | 21999
7D4FCTO4WW | B73R | Lenovo ThinkSystem 240TB (30x 8TB, 3.5", NLSAS HDD) DrPk for DM3000H - Fundamentals | 37219
7D4FCTO4WW | B73S | Lenovo ThinkSystem 300TB (30x 10TB, 3.5", NLSAS HDD) DrPk for DM3000H - Fundamentals | 49979
7D4FCTO4WW | B892 | Lenovo ThinkSystem 5.4TB (6x 900GB, 2.5", SAS 10K HDD) Drive Pack for DM7000H | 5379
7D4FCTO4WW | B893 | Lenovo ThinkSystem 7.2TB (6x 1.2TB, 2.5", SAS 10K HDD) Drive Pack for DM7000H | 6409
7D4FCTO4WW | B894 | Lenovo ThinkSystem 10.8TB (6x 1.8TB, 2.5", SAS 10K HDD) Drive Pack for DM7000H | 8069
7D4FCTO4WW | BCBN | Lenovo ThinkSystem DM Drive Pack Upgrade Base | 229
7D4FCTO4WW | BCV3 | Lenovo ThinkSystem 96TB (6x 16TB, 3.5", NLSAS HDD) Drive Pack for DM7000H | 29839
7D4FCTO4WW | BCV4 | Lenovo ThinkSystem 96TB (6x 16TB, 3.5", NLSAS HDD) Drive Pack for DM3000H | 30149
7D4FCTO4WW | BCV6 | Lenovo ThinkSystem 96TB (6x 16TB, 3.5", NLSAS HDD) Drive Pack for DM3000H-Fundamentals | 16189
7D4FCTO4WW | BCV7 | Lenovo ThinkSystem 96TB (6x 16TB, 3.5", NLSAS HDD) Drive Pack for DM5000H | 29839
7D4FCTO4WW | BCV9 | Lenovo ThinkSystem 96TB (6x 16TB, 3.5", NLSAS HDD) Drive Pack for DM5000H- Fundamentals | 16029
7D4FCTO4WW | BCVB | Lenovo ThinkSystem 480TB (30x 16TB, 3.5", NLSAS HDD) Drive Pack for DM3000H- Fundamentals | 79409
7D4FCTO4WW | BCVC | Lenovo ThinkSystem 480TB (30x 16TB, 3.5", NLSAS HDD) Drive Pack for DM3000H | 148449
7D4FCTO4WW | BCVE | Lenovo ThinkSystem 480TB (30x 16TB, 3.5", NLSAS HDD) Drive Pack for DM7000H | 148449
7D4FCTO4WW | BCVG | Lenovo ThinkSystem 480TB (30x 16TB, 3.5", NLSAS HDD) Drive Pack for DM5000H-Fundamentals | 79409
7D4FCTO4WW | BCVH | Lenovo ThinkSystem 480TB (30x 16TB, 3.5", NLSAS HDD) Drive Pack for DM5000H | 148449
7D4FCTO4WW | BK1W | Lenovo ThinkSystem 5.8TB (6x 960GB, 2.5", SSD) Drive Pack for DM5000F - Fundamental | 11209
7D4FCTO4WW | BK1X | Lenovo ThinkSystem 23TB (6x 3.84TB, 2.5", SSD) Drive Pack for DM5000F - Fundamental | 38229
7D4FCTO4WW | BK1Y | Lenovo ThinkSystem 46.1TB (6x 7.68TB, 2.5", SSD) Drive Pack for DM5000F - Fundamental | 76889
7D4FCTO4WW | BK1Z | Lenovo ThinkSystem 92.2TB (6x 15.36TB, 2.5", SSD) Drive Pack for DM5000F - Fundamental | 159349
7D4FCTO4WW | BKKK | Lenovo ThinkSystem 5.8TB (6x 960GB, 2.5", SSD) Drive Pack for DM5000F - Fundamental - All SAN | 9519
7D4FCTO4WW | BKKL | Lenovo ThinkSystem 23TB (6x 3.84TB, 2.5", SSD) Drive Pack for DM5000F - Fundamental - All SAN | 31509
7D4FCTO4WW | BKKM | Lenovo ThinkSystem 46.1TB (6x 7.68TB, 2.5", SSD) Drive Pack for DM5000F - Fundamental - All SAN | 63409
7D4FCTO4WW | BKKN | Lenovo ThinkSystem 92.2TB (6x 15.36TB, 2.5", SSD) Drive Pack for DM5000F - Fundamental - All SAN | 132379
7D4FCTO4WW | BKKP | Lenovo ThinkSystem 5.8TB (6x 960GB, 2.5" SSD) Drive Pack for DM5000F Premium All SAN | 11059
7D4FCTO4WW | BKKQ | Lenovo ThinkSystem 23TB (6x 3.84TB, 2.5", SSD) Drive Pack for DM5000F - Premium - All SAN | 37649
7D4FCTO4WW | BKKR | Lenovo ThinkSystem 46.1TB (6x 7.68TB, 2.5", SSD) Drive Pack for DM5000F - Premium - All SAN | 75719
7D4FCTO4WW | BKKS | Lenovo ThinkSystem 92.2TB (6x 15.36TB, 2.5", SSD) Drive Pack for DM5000F - Premium - All SAN | 157019
7D4FCTOCWW | BCVJ | DM Series ONTAP Fundemantals to Premium Bundle Upgrade | 339
7D4FCTOCWW | BCVK | 300TB (30x 10TB NLSAS HDD) Drive Pack Selection | 56989
7D4FCTOCWW | BCVL | 240TB (30x 8TB NLSAS HDD) Drive Pack Selection | 45589
7D4FCTOCWW | BCVM | 120TB (30x 4TB NLSAS HDD) Drive Pack Selection | 22799
7D4FCTOCWW | BCVN | 60TB (6x 10TB NLSAS HDD) Drive Pack Selection | 11399
7D4FCTOCWW | BCVP | 48TB (6x 8TB NLSAS HDD) Drive Pack Selection | 9119
7D4FCTOCWW | BCVQ | 24TB (6x 4TB NLSAS HDD) Drive Pack Selection | 4559
7D4FCTOCWW | BCVR | 10.8TB (6x 1.8TB 10K HDD) Drive Pack Selection | 5199
7D4FCTOCWW | BCVS | 7.2TB (6x 1.2TB 10K HDD) Drive Pack Selection | 3469
7D4FCTOCWW | BCVT | 5.4TB (6x 900GB 10K HDD) Drive Pack Selection | 2599
7D4FCTOCWW | BCVU | 92TB (6x 15.36TB SSD) Drive Pack Selection | 86089
7D4FCTOCWW | BCVV | 46TB (6x 7.68TB SSD) Drive Pack Selection | 43039
7D4FCTOCWW | BCVW | 23TB (6x 3.94TB SSD) Drive Pack Selection | 21479
7D4FCTOCWW | BCVX | 5.8TB (6x 960GB SSD) Drive Pack Selection | 5419
7D4FCTOCWW | BHPE | 96TB (6x 16TB NLSAS HDD) Drive Pack Selection | 10109
7D4FCTOCWW | BHPF | 480TB (30x 16TB NLSAS HDD) Drive Pack Selection | 50569
7D4FCTOCWW | BKHB | 12TB (6x1.92TB NVMe SSD) Drive Pack Selection | 9889
7D4FCTOCWW | BKHC | 23TB (6x3.8TB NVMe SSD) Drive Pack Selection | 19779
7D4FCTOCWW | BKHD | 46TB (6x7.68TB NVMe SSD) Drive Pack Selection | 39639
7D4FCTOCWW | BKHE | 92TB (6x15.3TB NVMe SSD) Drive Pack Selection | 79279
7D4FCTOHWW | BCBN | Lenovo ThinkSystem DM Drive Pack Upgrade Base | 229
7D4FCTOHWW | BEW1 | Lenovo ThinkSystem 12TB (6x 1.9TB NVMe SED) Drive Pack for DM5100F | 46799
7D4FCTOHWW | BEW2 | Lenovo ThinkSystem 12TB (6x 1.9TB NVMe Non-SED) Drive Pack for DM5100F | 46799
7D4FCTOHWW | BEW3 | Lenovo ThinkSystem 23TB (6x 3.84TB NVMe SED) Drive Pack for DM5100F | 91349
7D4FCTOHWW | BEW4 | Lenovo ThinkSystem 23TB (6x 3.84TB NVMe SED FIPS) Drive Pack for DM5100F | 91349
7D4FCTOHWW | BEW5 | Lenovo ThinkSystem 23TB (6x 3.84TB NVMe Non-SED) Drive Pack for DM5100F | 91349
7D4FCTOHWW | BEW6 | Lenovo ThinkSystem 46TB (6x 7.68TB NVMe SED) Drive Pack for DM5100F | 180759
7D4FCTOHWW | BEW7 | Lenovo ThinkSystem 92TB (6x 15.36TB NVMe SED) Drive Pack for DM5100F | 360359
7D4FCTOHWW | BEWA | Lenovo ThinkSystem 12TB (6x 1.92TB NVMe SED) Drive Pack - APOS for DM5100F | 43319
7D4FCTOHWW | BEWB | Lenovo ThinkSystem 12TB (6x 1.92TB NVMe Non-SED) Drive Pack - APOS for DM5100F | 43319
7D4FCTOHWW | BEWC | Lenovo ThinkSystem 23TB (6x 3.84TB NVMe SED) Drive Pack - APOS for DM5100F | 84379
7D4FCTOHWW | BEWD | Lenovo ThinkSystem 23TB (6x 3.84TB NVMe SED FIPS) Drive Pack - APOS for DM5100F | 84379
7D4FCTOHWW | BEWE | Lenovo ThinkSystem 23TB (6x 3.84TB NVMe Non-SED) Drive Pack - APOS for DM5100F | 84379
7D4FCTOHWW | BEWF | Lenovo ThinkSystem 46TB (6x 7.68TB NVMe SED) Drive Pack - APOS for DM5100F | 166789
7D4FCTOHWW | BEWG | Lenovo ThinkSystem 92TB (6x 15.36TB NVMe SED) Drive Pack - APOS for DM5100F | 332419
7D4FCTOHWW | BK1P | Lenovo ThinkSystem 12TB (6x 1.9TB NVMe SED) Drive Pack for DM DM5100F - Fundamental | 21979
7D4FCTOHWW | BK1Q | Lenovo ThinkSystem 12TB (6x 1.9TB NVMe Non-SED) Drive Pack for DM5100F - Fundamental | 22849
7D4FCTOHWW | BK1R | Lenovo ThinkSystem 23TB (6x 3.8TB NVMe SED) Drive Pack for DM5100F - Fundamental | 42199
7D4FCTOHWW | BK1S | Lenovo ThinkSystem 23TB (6x 3.8TB NVMe SED FIPS) Drive Pack for DM5100F - Fundamental | 42499
7D4FCTOHWW | BK1T | Lenovo ThinkSystem 23TB (6x 3.8TB NVMe Non-SED) Drive Pack for DM5100F - Fundamental | 42729
7D4FCTOHWW | BK1U | Lenovo ThinkSystem 46TB (6x 7.6TB NVMe SED) Drive Pack for DM5100F - Fundamental | 86069
7D4FCTOHWW | BK1V | Lenovo ThinkSystem 92TB (6x 15.3TB NVMe SED) Drive Pack for DM5100F - Fundamental | 177139
7D4FCTOHWW | BKJ4 | Lenovo ThinkSystem 12TB (6x 1.9TB NVMe SED) Drive Pack for DM DM5100F Fundamental All SAN Bundle | 18009
7D4FCTOHWW | BKJ5 | Lenovo ThinkSystem 12TB (6x 1.9TB NVMe Non-SED) Drive Pack for DM5100F Fundamental All SAN Bundle | 18869
7D4FCTOHWW | BKJ6 | Lenovo ThinkSystem 23TB (6x 3.8TB NVMe SED) Drive Pack for DM5100F Fundamental All SAN Bundle | 34249
7D4FCTOHWW | BKJ7 | Lenovo ThinkSystem 23TB (6x 3.8TB NVMe SED FIPS) Drive Pack for DM5100F - Fundamental All SAN Bundle | 34549
7D4FCTOHWW | BKJ8 | Lenovo ThinkSystem 23TB (6x 3.8TB NVMe Non-SED) Drive Pack for DM5100F Fundamental All SAN Bundle | 34789
7D4FCTOHWW | BKJ9 | Lenovo ThinkSystem 46TB (6x 7.6TB NVMe SED) Drive Pack for DM5100F Fundamental All SAN Bundle | 70139
7D4FCTOHWW | BKJA | Lenovo ThinkSystem 92TB (6x 15.3TB NVMe SED) Drive Pack for DM5100F Fundamental All SAN Bundle | 145279
7D4FCTOHWW | BKJB | Lenovo ThinkSystem 12TB (6x 1.92TB NVMe SED) Drive Pack for DM 5100F Premium All SAN Bundle WW | 21679
7D4FCTOHWW | BKJC | Lenovo ThinkSystem 12TB (6x 1.92TB NVMe Non-SED) Drive Pack for DM5100F - Premium All SAN Bundle WW | 22539
7D4FCTOHWW | BKJD | Lenovo ThinkSystem 23TB (6x 3.84TB NVMe SED) Drive Pack for DM5100F Premium All SAN Bundle WW | 41589
7D4FCTOHWW | BKJE | Lenovo ThinkSystem 23TB (6x 3.84TB NVMe SED FIPS) Drive Pack for DM5100F Premium All SAN Bundle WW | 41879
7D4FCTOHWW | BKJF | Lenovo ThinkSystem 23TB (6x 3.84TB NVMe Non-SED) Drive Pack for DM5100F - Premium All SAN Bundle WW | 42119
7D4FCTOHWW | BKJG | Lenovo ThinkSystem 46TB (6x 7.68TB NVMe SED) Drive Pack for DM5100F Premium All SAN Bundle WW | 84839
7D4FCTOHWW | BKJH | Lenovo ThinkSystem 92TB (6x 15.3TB NVMe SED) Drive Pack for DM5100F Premium All SAN Bundle WW | 174679
7D4FCTOLWW | BC7C | Lenovo ThinkSystem 300TB (30x 10TB, 3.5", NLSAS HDD) Drive Pack for DM7100H | 145339
7D4FCTOLWW | BC7D | Lenovo ThinkSystem 24TB (6x 4TB, 3.5", NLSAS HDD) Drive Pack for DM7100H | 10629
7D4FCTOLWW | BC7E | Lenovo ThinkSystem 48TB (6x 8TB, 3.5", NLSAS HDD) Drive Pack for DM7100H | 20129
7D4FCTOLWW | BC7F | Lenovo ThinkSystem 60TB (6x 10TB, 3.5", NLSAS HDD) Drive Pack for DM7100H | 25539
7D4FCTOLWW | BC7G | Lenovo ThinkSystem 5.4TB (6x 900GB, 2.5", SAS 10K HDD) Drive Pack for DM7100H | 8239
7D4FCTOLWW | BC7H | Lenovo ThinkSystem 7.2TB (6x 1.2TB, 2.5", SAS 10K HDD) Drive Pack for DM7100H | 10169
7D4FCTOLWW | BC7J | Lenovo ThinkSystem 10.8TB (6x 1.8TB, 2.5", SAS 10K HDD) Drive Pack for DM7100H | 15049
7D4FCTOLWW | BC7K | Lenovo ThinkSystem 5.8TB (6x 960GB, 2.5", SSD) Drive Pack for DM7100H | 24919
7D4FCTOLWW | BC7L | Lenovo ThinkSystem 5.8TB (6x 960GB, 2.5", SSD) Drive Pack for DM7100F | 24919
7D4FCTOLWW | BC7M | Lenovo ThinkSystem 23TB (6x 3.84TB, 2.5", SSD) Drive Pack for DM7100F | 95599
7D4FCTOLWW | BC7N | Lenovo ThinkSystem 23TB (6x 3.84TB, 2.5", SSD) Drive Pack for DM7100H | 95599
7D4FCTOLWW | BC7P | Lenovo ThinkSystem 46.1TB (6x 7.68TB, 2.5", SSD) Drive Pack for DM7100H | 189509
7D4FCTOLWW | BC7Q | Lenovo ThinkSystem 46.1TB (6x 7.68TB, 2.5", SSD) Drive Pack for DM7100F | 189509
7D4FCTOLWW | BC7R | Lenovo ThinkSystem 92.2TB (6x 15.36TB, 2.5", SSD) Drive Pack for DM7100H | 374959
7D4FCTOLWW | BC7S | Lenovo ThinkSystem 92.2TB (6x 15.36TB, 2.5", SSD) Drive Pack for DM7100F | 374959
7D4FCTOLWW | BC7U | Lenovo ThinkSystem 23TB (6x 3.84TB NVMe SED) Drive Pack for DM7100F | 83849
7D4FCTOLWW | BC7V | Lenovo ThinkSystem 23TB (6x 3.84TB NVMe SED FIPS) Drive Pack for DM7100F | 83849
7D4FCTOLWW | BC7W | Lenovo ThinkSystem 23TB (6x 3.84TB NVMe Non-SED) Drive Pack for DM7100F | 83849
7D4FCTOLWW | BC7Y | Lenovo ThinkSystem 46TB (6x 7.68TB NVMe SED) Drive Pack for DM7100F | 167939
7D4FCTOLWW | BC7Z | Lenovo ThinkSystem 12TB (6x 1.92TB NVMe SED) Drive Pack for DM7100F | 42259
7D4FCTOLWW | BC80 | Lenovo ThinkSystem 92TB (6x 15.36TB NVMe SED) Drive Pack for DM7100F | 335829
7D4FCTOLWW | BC81 | Lenovo ThinkSystem 12TB (6x 1.92TB NVMe Non-SED) Drive Pack for DM7100F | 42259
7D4FCTOLWW | BC9Y | Lenovo ThinkSystem 120TB (30x 4TB, 3.5", NLSAS HDD) Drive Pack for DM7100H | 60149
7D4FCTOLWW | BC9Z | Lenovo ThinkSystem 240TB (30x 8TB, 3.5", NLSAS HDD) Drive Pack for DM7100H | 113499
7D4FCTOLWW | BCBN | Lenovo ThinkSystem DM Drive Pack Upgrade Base | 229
7D4FCTOLWW | BEFN | Lenovo ThinkSystem 96TB (6x 16TB, 3.5", NLSAS HDD) Drive Pack for DM7100H | 41959
7D4FCTOLWW | BEFP | Lenovo ThinkSystem 96TB (6x 16TB, 3.5", NLSAS HDD) Drive Pack for DM7100H- APOS | 38169
7D4FCTOLWW | BEFT | Lenovo ThinkSystem 480TB (30x 16TB, 3.5", NLSAS HDD) Drive Pack for DM7100H | 209259
7D4FCTOLWW | BEFU | Lenovo ThinkSystem 480TB (30x 16TB, 3.5", NLSAS HDD) Drive Pack for DM7100H- APOS | 190279
7D4FCTOPWW | B3WZ | Lenovo ThinkSystem DM3000H 240TB HDD Pack (30x 8TB HDD) | 74299
7D4FCTOPWW | B3X1 | Lenovo ThinkSystem DM3000H 300TB HDD Pack (30x 10TB HDD) | 96349
7D4FCTOPWW | B3X3 | Lenovo ThinkSystem DM3000H 120TB HDD Pack (30x 4TB HDD) | 40869
7D4FCTOPWW | B3XB | Lenovo ThinkSystem DM5000H 120TB HDD Pack (30x 4TB HDD) | 40869
7D4FCTOPWW | B3XD | Lenovo ThinkSystem DM5000H HDD 240TB Pack (30x 8TB HDD) | 74299
7D4FCTOPWW | B3XF | Lenovo ThinkSystem DM5000H 300TB HDD Pack (30x 10TB HDD) | 96349
7D4FCTOPWW | B65P | Lenovo ThinkSystem 5.8TB (6x 960GB, 2.5", SSD) Drive Pack for DM5000F | 16629
7D4FCTOPWW | B65R | Lenovo ThinkSystem23TB (6x 3.84TB, 2.5", SSD) Drive Pack for DM5000F | 62739
7D4FCTOPWW | B65T | Lenovo ThinkSystem 46.1TB (6x 7.68TB, 2.5", SSD) Drive Pack for DM5000F | 123629
7D4FCTOPWW | B65V | Lenovo ThinkSystem 92.2TB (6x 15.36TB, 2.5", SSD) Drive Pack for DM5000F | 243189
7D4FCTOPWW | B65X | Lenovo ThinkSystem 5.8TB (6x 960GB, 2.5", SSD) Drive Pack for DM5000H | 16709
7D4FCTOPWW | B65Z | Lenovo ThinkSystem 23TB (6x 3.84TB, 2.5", SSD) Drive Pack for DM5000H | 63019
7D4FCTOPWW | B661 | Lenovo ThinkSystem 46.1TB (6x 7.68TB, 2.5", SSD) Drive Pack for DM5000H | 124179
7D4FCTOPWW | B663 | Lenovo ThinkSystem 92.2TB (6x 15.36TB, 2.5", SSD) Drive Pack for DM5000H | 244279
7D4FCTOPWW | B665 | Lenovo ThinkSystem 5.4TB (6x 900GB, 2.5", SAS 10K HDD) Drive Pack for DM5000H | 5549
7D4FCTOPWW | B667 | Lenovo ThinkSystem 7.2TB (6x 1.2TB, 2.5", SAS 10K HDD) Drive Pack for DM5000H | 6589
7D4FCTOPWW | B669 | Lenovo ThinkSystem 10.8TB (6x 1.8TB, 2.5", SAS 10K HDD) Drive Pack for DM5000H | 9679
7D4FCTOPWW | B66B | Lenovo ThinkSystem 24TB (6x 4TB, 3.5", NLSAS HDD) Drive Pack for DM3000H | 8039
7D4FCTOPWW | B66D | Lenovo ThinkSystem 48TB (6x 8TB, 3.5", NLSAS HDD) Drive Pack for DM3000H | 14719
7D4FCTOPWW | B66F | Lenovo ThinkSystem 60TB (6x 10TB, 3.5", NLSAS HDD) Drive Pack for DM3000H | 18879
7D4FCTOPWW | B66H | Lenovo ThinkSystem 5.8TB (6x 960GB, 2.5", SSD) Drive Pack for DM7000F | 20489
7D4FCTOPWW | B66L | Lenovo ThinkSystem 23TB (6x 3.84TB, 2.5", SSD) Drive Pack for DM7000F | 78499
7D4FCTOPWW | B66P | Lenovo ThinkSystem 46.1TB (6x 7.68TB, 2.5", SSD) Drive Pack for DM7000F | 155519
7D4FCTOPWW | B66S | Lenovo ThinkSystem 92.2TB (6x 15.36TB, 2.5", SSD) Drive Pack for DM7000F | 307559
7D4FCTOPWW | B66V | Lenovo ThinkSystem 5.8TB (6x 960GB, 2.5", SSD) Drive Pack for DM7000H | 20489
7D4FCTOPWW | B66Y | Lenovo ThinkSystem 23TB (6x 3.84TB, 2.5", SSD) Drive Pack for DM7000H | 78499
7D4FCTOPWW | B671 | Lenovo ThinkSystem 46.1TB (6x 7.68TB, 2.5", SSD) Drive Pack for DM7000H | 155519
7D4FCTOPWW | B674 | Lenovo ThinkSystem 92.2TB (6x 15.36TB, 2.5", SSD) Drive Pack for DM7000H | 307559
7D4FCTOPWW | B677 | Lenovo ThinkSystem 5.8TB (6x 960GB, 2.5", SSD) Drive Pack for DM3000H | 16619
7D4FCTOPWW | B679 | Lenovo ThinkSystem 23TB (6x 3.84TB, 2.5", SSD) Drive Pack for DM3000H | 62679
7D4FCTOPWW | B67B | Lenovo ThinkSystem 46.1TB (6x 7.68TB, 2.5", SSD) Drive Pack for DM3000H | 123509
7D4FCTOPWW | B67D | Lenovo ThinkSystem 92.2TB (6x 15.36TB, 2.5", SSD) Drive Pack for DM3000H | 242959
7D4FCTOPWW | B67F | Lenovo ThinkSystem 5.4TB (6x 900GB, 2.5", SAS 10K HDD) Drive Pack for DM3000H | 5519
7D4FCTOPWW | B67H | Lenovo ThinkSystem 7.2TB (6x 1.2TB, 2.5", SAS 10K HDD) Drive Pack for DM3000H | 6549
7D4FCTOPWW | B67K | Lenovo ThinkSystem 10.8TB (6x 1.8TB, 2.5", SAS 10K HDD) Drive Pack for DM3000H | 9619
7D4FCTOPWW | B67M | Lenovo ThinkSystem 24TB (6x 4TB, 3.5", NLSAS HDD) Drive Pack for DM7000H | 10249
7D4FCTOPWW | B67Q | Lenovo ThinkSystem 48TB (6x 8TB, 3.5", NLSAS HDD) Drive Pack for DM7000H | 20499
7D4FCTOPWW | B67T | Lenovo ThinkSystem 60TB (6x 10TB, 3.5", NLSAS HDD) Drive Pack for DM7000H | 24249
7D4FCTOPWW | B67W | Lenovo ThinkSystem 24TB (6x 4TB, 3.5", NLSAS HDD) Drive Pack for DM5000H | 7959
7D4FCTOPWW | B67Y | Lenovo ThinkSystem 48TB (6x 8TB, 3.5", NLSAS HDD) Drive Pack for DM5000H | 14569
7D4FCTOPWW | B680 | Lenovo ThinkSystem 60TB (6x 10TB, 3.5", NLSAS HDD) Drive Pack for DM5000H | 18679
7D4FCTOPWW | B6BL | Lenovo ThinkSystem 120TB (30x 4TB, 3.5", NLSAS HDD) Drive Pack for DM7000H | 33499
7D4FCTOPWW | B6BM | Lenovo ThinkSystem 240TB (30x 8TB, 3.5", NLSAS HDD) Drive Pack for DM7000H | 71389
7D4FCTOPWW | B6BN | Lenovo ThinkSystem 300TB (30x 10TB, 3.5", NLSAS HDD) Drive Pack for DM7000H | 79449
7D4FCTOPWW | B72J | Lenovo ThinkSystem 5.8TB (6x 960GB, 2.5", SSD) DrPk for DM5000H - Fundamentals | 11889
7D4FCTOPWW | B72K | Lenovo ThinkSystem 23TB (6x 3.84TB, 2.5", SSD) DrPk for DM5000H - Fundamentals | 43909
7D4FCTOPWW | B72L | Lenovo ThinkSystem 46.1TB (6x 7.68TB, 2.5", SSD) DrPk for DM5000H - Fundamentals | 85869
7D4FCTOPWW | B72M | Lenovo ThinkSystem 92.2TB (6x 15.36TB, 2.5", SSD) DrPk for DM5000H - Fundamentals | 167669
7D4FCTOPWW | B72N | Lenovo ThinkSystem 5.4TB (6x 900GB, 2.5", SAS 10K HDD) DrPk for DM5000H - Fundamentals | 3599
7D4FCTOPWW | B72P | Lenovo ThinkSystem 7.2TB (6x 1.2TB, 2.5", SAS 10K HDD) DrPk for DM5000H - Fundamentals | 3979
7D4FCTOPWW | B72Q | Lenovo ThinkSystem 10.8TB (6x 1.8TB, 2.5", SAS 10K HDD) DrPk for DM5000H - Fundamentals | 5769
7D4FCTOPWW | B72R | Lenovo ThinkSystem 24TB (6x 4TB, 3.5", NLSAS HDD) DrPk for DM3000H - Fundamentals | 4589
7D4FCTOPWW | B72S | Lenovo ThinkSystem 48TB (6x 8TB, 3.5", NLSAS HDD) DrPk for DM3000H - Fundamentals | 7809
7D4FCTOPWW | B72T | Lenovo ThinkSystem 60TB (6x 10TB, 3.5", NLSAS HDD) DrPk for DM3000H - Fundamentals | 10239
7D4FCTOPWW | B73B | Lenovo ThinkSystem 5.8TB (6x 960GB, 2.5", SSD) DrPk for DM3000H - Fundamentals | 11829
7D4FCTOPWW | B73C | Lenovo ThinkSystem 23TB (6x 3.84TB, 2.5", SSD) DrPk for DM3000H - Fundamentals | 43669
7D4FCTOPWW | B73D | Lenovo ThinkSystem 46.1TB (6x 7.68TB, 2.5", SSD) DrPk for DM3000H - Fundamentals | 85409
7D4FCTOPWW | B73E | Lenovo ThinkSystem 92.2TB (6x 15.36TB, 2.5", SSD) DrPk for DM3000H - Fundamentals | 166769
7D4FCTOPWW | B73F | Lenovo ThinkSystem 5.4TB (6x 900GB, 2.5", SAS 10K HDD) DrPk for DM3000H - Fundamentals | 3579
7D4FCTOPWW | B73G | Lenovo ThinkSystem 7.2TB (6x 1.2TB, 2.5", SAS 10K HDD) DrPk for DM3000H - Fundamentals | 3959
7D4FCTOPWW | B73H | Lenovo ThinkSystem 10.8TB (6x 1.8TB, 2.5", SAS 10K HDD) DrPk for DM3000H - Fundamentals | 5739
7D4FCTOPWW | B73J | Lenovo ThinkSystem 24TB (6x 4TB, 3.5", NLSAS HDD) DrPk for DM5000H - Fundamentals | 4539
7D4FCTOPWW | B73K | Lenovo ThinkSystem 48TB (6x 8TB, 3.5", NLSAS HDD) DrPk for DM5000H - Fundamentals | 7729
7D4FCTOPWW | B73L | Lenovo ThinkSystem 60TB (6x 10TB, 3.5", NLSAS HDD) DrPk for DM5000H - Fundamentals | 10139
7D4FCTOPWW | B73M | Lenovo ThinkSystem 120TB (30x 4TB, 3.5", NLSAS HDD) DrPk for DM5000H - Fundamentals | 40399
7D4FCTOPWW | B73N | Lenovo ThinkSystem 240TB (30x 8TB, 3.5", NLSAS HDD) DrPk for DM5000H - Fundamentals | 81299
7D4FCTOPWW | B73P | Lenovo ThinkSystem 300TB (30x 10TB, 3.5", NLSAS HDD) DrPk for DM5000H - Fundamentals | 90399
7D4FCTOPWW | B73Q | Lenovo ThinkSystem 120TB (30x 4TB, 3.5", NLSAS HDD) DrPk for DM3000H - Fundamentals | 21999
7D4FCTOPWW | B73R | Lenovo ThinkSystem 240TB (30x 8TB, 3.5", NLSAS HDD) DrPk for DM3000H - Fundamentals | 37219
7D4FCTOPWW | B73S | Lenovo ThinkSystem 300TB (30x 10TB, 3.5", NLSAS HDD) DrPk for DM3000H - Fundamentals | 49979
7D4FCTOPWW | B892 | Lenovo ThinkSystem 5.4TB (6x 900GB, 2.5", SAS 10K HDD) Drive Pack for DM7000H | 5379
7D4FCTOPWW | B893 | Lenovo ThinkSystem 7.2TB (6x 1.2TB, 2.5", SAS 10K HDD) Drive Pack for DM7000H | 6409
7D4FCTOPWW | B894 | Lenovo ThinkSystem 10.8TB (6x 1.8TB, 2.5", SAS 10K HDD) Drive Pack for DM7000H | 8069
7D4FCTOPWW | BCBN | Lenovo ThinkSystem DM Drive Pack Upgrade Base | 229
7D4FCTOPWW | BCV3 | Lenovo ThinkSystem 96TB (6x 16TB, 3.5", NLSAS HDD) Drive Pack for DM7000H | 29839
7D4FCTOPWW | BCV4 | Lenovo ThinkSystem 96TB (6x 16TB, 3.5", NLSAS HDD) Drive Pack for DM3000H | 30149
7D4FCTOPWW | BCV6 | Lenovo ThinkSystem 96TB (6x 16TB, 3.5", NLSAS HDD) Drive Pack for DM3000H-Fundamentals | 16189
7D4FCTOPWW | BCV7 | Lenovo ThinkSystem 96TB (6x 16TB, 3.5", NLSAS HDD) Drive Pack for DM5000H | 29839
7D4FCTOPWW | BCV9 | Lenovo ThinkSystem 96TB (6x 16TB, 3.5", NLSAS HDD) Drive Pack for DM5000H- Fundamentals | 16029
7D4FCTOPWW | BCVB | Lenovo ThinkSystem 480TB (30x 16TB, 3.5", NLSAS HDD) Drive Pack for DM3000H- Fundamentals | 79409
7D4FCTOPWW | BCVC | Lenovo ThinkSystem 480TB (30x 16TB, 3.5", NLSAS HDD) Drive Pack for DM3000H | 148449
7D4FCTOPWW | BCVE | Lenovo ThinkSystem 480TB (30x 16TB, 3.5", NLSAS HDD) Drive Pack for DM7000H | 148449
7D4FCTOPWW | BCVG | Lenovo ThinkSystem 480TB (30x 16TB, 3.5", NLSAS HDD) Drive Pack for DM5000H-Fundamentals | 79409
7D4FCTOPWW | BCVH | Lenovo ThinkSystem 480TB (30x 16TB, 3.5", NLSAS HDD) Drive Pack for DM5000H | 148449
7D4FCTOPWW | BK1W | Lenovo ThinkSystem 5.8TB (6x 960GB, 2.5", SSD) Drive Pack for DM5000F - Fundamental | 11209
7D4FCTOPWW | BK1X | Lenovo ThinkSystem 23TB (6x 3.84TB, 2.5", SSD) Drive Pack for DM5000F - Fundamental | 38229
7D4FCTOPWW | BK1Y | Lenovo ThinkSystem 46.1TB (6x 7.68TB, 2.5", SSD) Drive Pack for DM5000F - Fundamental | 76889
7D4FCTOPWW | BK1Z | Lenovo ThinkSystem 92.2TB (6x 15.36TB, 2.5", SSD) Drive Pack for DM5000F - Fundamental | 159349
7D4FCTOPWW | BKKK | Lenovo ThinkSystem 5.8TB (6x 960GB, 2.5", SSD) Drive Pack for DM5000F - Fundamental - All SAN | 9519
7D4FCTOPWW | BKKL | Lenovo ThinkSystem 23TB (6x 3.84TB, 2.5", SSD) Drive Pack for DM5000F - Fundamental - All SAN | 31509
7D4FCTOPWW | BKKM | Lenovo ThinkSystem 46.1TB (6x 7.68TB, 2.5", SSD) Drive Pack for DM5000F - Fundamental - All SAN | 63409
7D4FCTOPWW | BKKN | Lenovo ThinkSystem 92.2TB (6x 15.36TB, 2.5", SSD) Drive Pack for DM5000F - Fundamental - All SAN | 132379
7D4FCTOPWW | BKKP | Lenovo ThinkSystem 5.8TB (6x 960GB, 2.5" SSD) Drive Pack for DM5000F Premium All SAN | 11059
7D4FCTOPWW | BKKQ | Lenovo ThinkSystem 23TB (6x 3.84TB, 2.5", SSD) Drive Pack for DM5000F - Premium - All SAN | 37649
7D4FCTOPWW | BKKR | Lenovo ThinkSystem 46.1TB (6x 7.68TB, 2.5", SSD) Drive Pack for DM5000F - Premium - All SAN | 75719
7D4FCTOPWW | BKKS | Lenovo ThinkSystem 92.2TB (6x 15.36TB, 2.5", SSD) Drive Pack for DM5000F - Premium - All SAN | 157019
7D54CTO1WW | AV1X | Lenovo 3m Passive 25G SFP28 DAC Cable | 79
7D54CTO1WW | AV1Y | Lenovo 5m Passive 25G SFP28 DAC Cable | 159
7D5JCTO1WW | 747 | UID Asset Tag Label | 20
7D5JCTO1WW | 2306 | Integration >1U Component | 125
7D5JCTO1WW | 2321 | Custom MFG SVCS Fee - Small Increment | 3
7D5JCTO1WW | 3802 | 1.5m Blue Cat5e Cable | 14
7D5JCTO1WW | 3803 | 3m Blue Cat5e Cable | 25
7D5JCTO1WW | 3804 | 10m Blue Cat5e Cable | 34
7D5JCTO1WW | 3805 | 25m Blue Cat5e Cable | 69
7D5JCTO1WW | 6201 | 1.5m, 10A/100-250V, C13 to IEC 320-C14 Rack Power Cable | 19
7D5JCTO1WW | 6204 | 2.8m, 10A/100-250V, C13 to IEC 320-C20 Rack Power Cable | 19
7D5JCTO1WW | 6207 | 4.3m, 10A/125V, C13 to NEMA 5-15P (US) Line Cord | 19
7D5JCTO1WW | 6263 | 4.3m, 10A/100-250V, C13 to IEC 320-C14 Rack Power Cable | 19
7D5JCTO1WW | 6311 | 2.8m, 10A/100-250V, C13 to IEC 320-C14 Rack Power Cable | 9
7D5JCTO1WW | 6568 | 1.8m, 10A/100-250V, 2xC13PM to IEC 320-C14 Rack Power Cable | 19
7D5JCTO1WW | 7831 | Customer Solution Center Services | 0
7D5JCTO1WW | 8067 | TAA Compliant Order | 0
7D5JCTO1WW | 8072 | General Racking Solution | 0
7D5JCTO1WW | 8971 | Integrate in manufacturing | 0
7D5JCTO1WW | 8972 | Ship Uninstalled (Safety) | 0
7D5JCTO1WW | A1MT | 10m Green Cat6 Cable | 49
7D5JCTO1WW | A1MW | 25m Green Cat6 Cable | 105
7D5JCTO1WW | A1RF | 2.8m, 10A/250V, C13 to NEMA 6-15P Line Cord | 15
7D5JCTO1WW | ASR5 | Lenovo 0.5m LC-LC OM3 MMF Cable | 24
7D5JCTO1WW | ASR6 | Lenovo 1m LC-LC OM3 MMF Cable | 24
7D5JCTO1WW | ASR7 | Lenovo 3m LC-LC OM3 MMF Cable | 24
7D5JCTO1WW | ASR8 | Lenovo 5m LC-LC OM3 MMF Cable | 29
7D5JCTO1WW | ASR9 | Lenovo 10m LC-LC OM3 MMF Cable | 39
7D5JCTO1WW | ASRA | Lenovo 15m LC-LC OM3 MMF Cable | 45
7D5JCTO1WW | ASRB | Lenovo 25m LC-LC OM3 MMF Cable | 54
7D5JCTO1WW | ASRC | Lenovo 30m LC-LC OM3 MMF Cable | 64
7D5JCTO1WW | AVFW | 0.75m Green Cat6 Cable | 19
7D5JCTO1WW | AVFX | 1.0m Green Cat6 Cable | 19
7D5JCTO1WW | AVFY | 1.25m Green Cat6 Cable | 19
7D5JCTO1WW | AVFZ | 1.5m Green Cat6 Cable | 19
7D5JCTO1WW | AVG0 | 3m Green Cat6 Cable | 25
7D5JCTO1WW | AVG7 | Lenovo Mid-Mount Rack Kit | 799
7D5JCTO1WW | B2P9 | Lenovo 0.5m LC-LC OM4 MMF Cable | 34
7D5JCTO1WW | B2PA | Lenovo 1m LC-LC OM4 MMF Cable | 29
7D5JCTO1WW | B2PB | Lenovo 3m LC-LC OM4 MMF Cable | 34
7D5JCTO1WW | B2PC | Lenovo 5m LC-LC OM4 MMF Cable | 44
7D5JCTO1WW | B2PD | Lenovo 10m LC-LC OM4 MMF Cable | 69
7D5JCTO1WW | B2PE | Lenovo 15m LC-LC OM4 MMF Cable | 79
7D5JCTO1WW | B2PF | Lenovo 25m LC-LC OM4 MMF Cable | 114
7D5JCTO1WW | B2PG | Lenovo 30m LC-LC OM4 MMF Cable | 129
7D5JCTO1WW | BF60 | Lenovo ThinkSystem DB720S, 24 Ports Active with 32Gb SWL SFPs, 2PS (Port side exhaust), Rail Kit, 3Yr FW | 42499
7D5JCTO1WW | BF69 | Brocade Secure 32-Gb SWL SFP+ Transceiver | 1709
7D5JCTO1WW | BF6A | Brocade Secure 32-Gb SWL SFP+ Transceiver 8-pack | 11719
7D5JCTO1WW | BF6B | Brocade Secure 32-Gb LWL SFP+ Transceiver (10 km) | 6429
7D5JCTO1WW | BF6C | Brocade Secure 32-Gb LWL SFP+ Transceiver (10 km) 8-pack | 44249
7D5JCTO1WW | BF6D | Brocade Secure 32-Gb ELWL SFP+ Transceiver (25 km) | 15889
7D5JCTO1WW | BF6E | Brocade Secure 10-Gb FC LWL SFP+ Transceiver (10 km) | 2909
7D5JCTO1WW | BF6F | Brocade Secure 10-Gb FC SWL SFP+ Transceiver | 929
7D5JCTO1WW | BF6J | Brocade Secure 64-Gb SWL SFP+ Transceiver | 3819
7D5JCTO1WW | BF6K | Brocade Secure 64-Gb SWL SFP+ Transceiver 8-pack | 27689
7D5JCTO1WW | BF6L | Lenovo DB720S 8 PORT-ON-DEMAND License with 8x32G SWL SFP | 14299
7D5JCTO1WW | BFGC | Lenovo DB720S 8 PORT-ON-DEMAND License with 8x64G SWL SFP | 18809
7D5JCTO2WW | 747 | UID Asset Tag Label | 20
7D5JCTO2WW | 2306 | Integration >1U Component | 125
7D5JCTO2WW | 2321 | Custom MFG SVCS Fee - Small Increment | 3
7D5JCTO2WW | 3802 | 1.5m Blue Cat5e Cable | 14
7D5JCTO2WW | 3803 | 3m Blue Cat5e Cable | 25
7D5JCTO2WW | 3804 | 10m Blue Cat5e Cable | 34
7D5JCTO2WW | 3805 | 25m Blue Cat5e Cable | 69
7D5JCTO2WW | 6201 | 1.5m, 10A/100-250V, C13 to IEC 320-C14 Rack Power Cable | 19
7D5JCTO2WW | 6204 | 2.8m, 10A/100-250V, C13 to IEC 320-C20 Rack Power Cable | 19
7D5JCTO2WW | 6207 | 4.3m, 10A/125V, C13 to NEMA 5-15P (US) Line Cord | 19
7D5JCTO2WW | 6263 | 4.3m, 10A/100-250V, C13 to IEC 320-C14 Rack Power Cable | 19
7D5JCTO2WW | 6311 | 2.8m, 10A/100-250V, C13 to IEC 320-C14 Rack Power Cable | 9
7D5JCTO2WW | 6568 | 1.8m, 10A/100-250V, 2xC13PM to IEC 320-C14 Rack Power Cable | 19
7D5JCTO2WW | 7831 | Customer Solution Center Services | 0
7D5JCTO2WW | 8067 | TAA Compliant Order | 0
7D5JCTO2WW | 8072 | General Racking Solution | 0
7D5JCTO2WW | 8971 | Integrate in manufacturing | 0
7D5JCTO2WW | 8972 | Ship Uninstalled (Safety) | 0
7D5JCTO2WW | A1MT | 10m Green Cat6 Cable | 49
7D5JCTO2WW | A1MW | 25m Green Cat6 Cable | 105
7D5JCTO2WW | A1RF | 2.8m, 10A/250V, C13 to NEMA 6-15P Line Cord | 15
7D5JCTO2WW | ASR5 | Lenovo 0.5m LC-LC OM3 MMF Cable | 24
7D5JCTO2WW | ASR6 | Lenovo 1m LC-LC OM3 MMF Cable | 24
7D5JCTO2WW | ASR7 | Lenovo 3m LC-LC OM3 MMF Cable | 24
7D5JCTO2WW | ASR8 | Lenovo 5m LC-LC OM3 MMF Cable | 29
7D5JCTO2WW | ASR9 | Lenovo 10m LC-LC OM3 MMF Cable | 39
7D5JCTO2WW | ASRA | Lenovo 15m LC-LC OM3 MMF Cable | 45
7D5JCTO2WW | ASRB | Lenovo 25m LC-LC OM3 MMF Cable | 54
7D5JCTO2WW | ASRC | Lenovo 30m LC-LC OM3 MMF Cable | 64
7D5JCTO2WW | AVFW | 0.75m Green Cat6 Cable | 19
7D5JCTO2WW | AVFX | 1.0m Green Cat6 Cable | 19
7D5JCTO2WW | AVFY | 1.25m Green Cat6 Cable | 19
7D5JCTO2WW | AVFZ | 1.5m Green Cat6 Cable | 19
7D5JCTO2WW | AVG0 | 3m Green Cat6 Cable | 25
7D5JCTO2WW | AVG7 | Lenovo Mid-Mount Rack Kit | 799
7D5JCTO2WW | B2P9 | Lenovo 0.5m LC-LC OM4 MMF Cable | 34
7D5JCTO2WW | B2PA | Lenovo 1m LC-LC OM4 MMF Cable | 29
7D5JCTO2WW | B2PB | Lenovo 3m LC-LC OM4 MMF Cable | 34
7D5JCTO2WW | B2PC | Lenovo 5m LC-LC OM4 MMF Cable | 44
7D5JCTO2WW | B2PD | Lenovo 10m LC-LC OM4 MMF Cable | 69
7D5JCTO2WW | B2PE | Lenovo 15m LC-LC OM4 MMF Cable | 79
7D5JCTO2WW | B2PF | Lenovo 25m LC-LC OM4 MMF Cable | 114
7D5JCTO2WW | B2PG | Lenovo 30m LC-LC OM4 MMF Cable | 129
7D5JCTO2WW | BF61 | Lenovo ThinkSystem DB720S, 24 Ports Active with 64Gb SWL SFPs, 2 PS (Port side exhaust), Rail Kit, 3Yr FW | 53169
7D5JCTO2WW | BF69 | Brocade Secure 32-Gb SWL SFP+ Transceiver | 1709
7D5JCTO2WW | BF6A | Brocade Secure 32-Gb SWL SFP+ Transceiver 8-pack | 11719
7D5JCTO2WW | BF6B | Brocade Secure 32-Gb LWL SFP+ Transceiver (10 km) | 6429
7D5JCTO2WW | BF6C | Brocade Secure 32-Gb LWL SFP+ Transceiver (10 km) 8-pack | 44249
7D5JCTO2WW | BF6D | Brocade Secure 32-Gb ELWL SFP+ Transceiver (25 km) | 15889
7D5JCTO2WW | BF6E | Brocade Secure 10-Gb FC LWL SFP+ Transceiver (10 km) | 2909
7D5JCTO2WW | BF6F | Brocade Secure 10-Gb FC SWL SFP+ Transceiver | 929
7D5JCTO2WW | BF6J | Brocade Secure 64-Gb SWL SFP+ Transceiver | 3819
7D5JCTO2WW | BF6K | Brocade Secure 64-Gb SWL SFP+ Transceiver 8-pack | 27689
7D5JCTO2WW | BF6L | Lenovo DB720S 8 PORT-ON-DEMAND License with 8x32G SWL SFP | 14299
7D5JCTO2WW | BFGC | Lenovo DB720S 8 PORT-ON-DEMAND License with 8x64G SWL SFP | 18809
7D5JCTO3WW | 747 | UID Asset Tag Label | 20
7D5JCTO3WW | 2306 | Integration >1U Component | 125
7D5JCTO3WW | 2321 | Custom MFG SVCS Fee - Small Increment | 3
7D5JCTO3WW | 3802 | 1.5m Blue Cat5e Cable | 14
7D5JCTO3WW | 3803 | 3m Blue Cat5e Cable | 25
7D5JCTO3WW | 3804 | 10m Blue Cat5e Cable | 34
7D5JCTO3WW | 3805 | 25m Blue Cat5e Cable | 69
7D5JCTO3WW | 6201 | 1.5m, 10A/100-250V, C13 to IEC 320-C14 Rack Power Cable | 19
7D5JCTO3WW | 6204 | 2.8m, 10A/100-250V, C13 to IEC 320-C20 Rack Power Cable | 19
7D5JCTO3WW | 6207 | 4.3m, 10A/125V, C13 to NEMA 5-15P (US) Line Cord | 19
7D5JCTO3WW | 6263 | 4.3m, 10A/100-250V, C13 to IEC 320-C14 Rack Power Cable | 19
7D5JCTO3WW | 6311 | 2.8m, 10A/100-250V, C13 to IEC 320-C14 Rack Power Cable | 9
7D5JCTO3WW | 6568 | 1.8m, 10A/100-250V, 2xC13PM to IEC 320-C14 Rack Power Cable | 19
7D5JCTO3WW | 7831 | Customer Solution Center Services | 0
7D5JCTO3WW | 8067 | TAA Compliant Order | 0
7D5JCTO3WW | 8072 | General Racking Solution | 0
7D5JCTO3WW | 8971 | Integrate in manufacturing | 0
7D5JCTO3WW | 8972 | Ship Uninstalled (Safety) | 0
7D5JCTO3WW | A1MT | 10m Green Cat6 Cable | 49
7D5JCTO3WW | A1MW | 25m Green Cat6 Cable | 105
7D5JCTO3WW | A1RF | 2.8m, 10A/250V, C13 to NEMA 6-15P Line Cord | 15
7D5JCTO3WW | ASR5 | Lenovo 0.5m LC-LC OM3 MMF Cable | 24
7D5JCTO3WW | ASR6 | Lenovo 1m LC-LC OM3 MMF Cable | 24
7D5JCTO3WW | ASR7 | Lenovo 3m LC-LC OM3 MMF Cable | 24
7D5JCTO3WW | ASR8 | Lenovo 5m LC-LC OM3 MMF Cable | 29
7D5JCTO3WW | ASR9 | Lenovo 10m LC-LC OM3 MMF Cable | 39
7D5JCTO3WW | ASRA | Lenovo 15m LC-LC OM3 MMF Cable | 45
7D5JCTO3WW | ASRB | Lenovo 25m LC-LC OM3 MMF Cable | 54
7D5JCTO3WW | ASRC | Lenovo 30m LC-LC OM3 MMF Cable | 64
7D5JCTO3WW | AVFW | 0.75m Green Cat6 Cable | 19
7D5JCTO3WW | AVFX | 1.0m Green Cat6 Cable | 19
7D5JCTO3WW | AVFY | 1.25m Green Cat6 Cable | 19
7D5JCTO3WW | AVFZ | 1.5m Green Cat6 Cable | 19
7D5JCTO3WW | AVG0 | 3m Green Cat6 Cable | 25
7D5JCTO3WW | AVG7 | Lenovo Mid-Mount Rack Kit | 799
7D5JCTO3WW | B2P9 | Lenovo 0.5m LC-LC OM4 MMF Cable | 34
7D5JCTO3WW | B2PA | Lenovo 1m LC-LC OM4 MMF Cable | 29
7D5JCTO3WW | B2PB | Lenovo 3m LC-LC OM4 MMF Cable | 34
7D5JCTO3WW | B2PC | Lenovo 5m LC-LC OM4 MMF Cable | 44
7D5JCTO3WW | B2PD | Lenovo 10m LC-LC OM4 MMF Cable | 69
7D5JCTO3WW | B2PE | Lenovo 15m LC-LC OM4 MMF Cable | 79
7D5JCTO3WW | B2PF | Lenovo 25m LC-LC OM4 MMF Cable | 114
7D5JCTO3WW | B2PG | Lenovo 30m LC-LC OM4 MMF Cable | 129
7D5JCTO3WW | BF62 | Lenovo ThinkSystem DB720S, 24 Ports Active with 32Gb SWL SFPs, 2 PS (Port side intake like Telco), Rail Kit, 3Yr FW | 42499
7D5JCTO3WW | BF69 | Brocade Secure 32-Gb SWL SFP+ Transceiver | 1709
7D5JCTO3WW | BF6A | Brocade Secure 32-Gb SWL SFP+ Transceiver 8-pack | 11719
7D5JCTO3WW | BF6B | Brocade Secure 32-Gb LWL SFP+ Transceiver (10 km) | 6429
7D5JCTO3WW | BF6C | Brocade Secure 32-Gb LWL SFP+ Transceiver (10 km) 8-pack | 44249
7D5JCTO3WW | BF6D | Brocade Secure 32-Gb ELWL SFP+ Transceiver (25 km) | 15889
7D5JCTO3WW | BF6E | Brocade Secure 10-Gb FC LWL SFP+ Transceiver (10 km) | 2909
7D5JCTO3WW | BF6F | Brocade Secure 10-Gb FC SWL SFP+ Transceiver | 929
7D5JCTO3WW | BF6J | Brocade Secure 64-Gb SWL SFP+ Transceiver | 3819
7D5JCTO3WW | BF6K | Brocade Secure 64-Gb SWL SFP+ Transceiver 8-pack | 27689
7D5JCTO3WW | BF6L | Lenovo DB720S 8 PORT-ON-DEMAND License with 8x32G SWL SFP | 14299
7D5JCTO3WW | BFGC | Lenovo DB720S 8 PORT-ON-DEMAND License with 8x64G SWL SFP | 18809
7D5JCTO4WW | 747 | UID Asset Tag Label | 20
7D5JCTO4WW | 2306 | Integration >1U Component | 125
7D5JCTO4WW | 2321 | Custom MFG SVCS Fee - Small Increment | 3
7D5JCTO4WW | 3802 | 1.5m Blue Cat5e Cable | 14
7D5JCTO4WW | 3803 | 3m Blue Cat5e Cable | 25
7D5JCTO4WW | 3804 | 10m Blue Cat5e Cable | 34
7D5JCTO4WW | 3805 | 25m Blue Cat5e Cable | 69
7D5JCTO4WW | 6201 | 1.5m, 10A/100-250V, C13 to IEC 320-C14 Rack Power Cable | 19
7D5JCTO4WW | 6204 | 2.8m, 10A/100-250V, C13 to IEC 320-C20 Rack Power Cable | 19
7D5JCTO4WW | 6207 | 4.3m, 10A/125V, C13 to NEMA 5-15P (US) Line Cord | 19
7D5JCTO4WW | 6263 | 4.3m, 10A/100-250V, C13 to IEC 320-C14 Rack Power Cable | 19
7D5JCTO4WW | 6311 | 2.8m, 10A/100-250V, C13 to IEC 320-C14 Rack Power Cable | 9
7D5JCTO4WW | 6568 | 1.8m, 10A/100-250V, 2xC13PM to IEC 320-C14 Rack Power Cable | 19
7D5JCTO4WW | 7831 | Customer Solution Center Services | 0
7D5JCTO4WW | 8067 | TAA Compliant Order | 0
7D5JCTO4WW | 8072 | General Racking Solution | 0
7D5JCTO4WW | 8971 | Integrate in manufacturing | 0
7D5JCTO4WW | 8972 | Ship Uninstalled (Safety) | 0
7D5JCTO4WW | A1MT | 10m Green Cat6 Cable | 49
7D5JCTO4WW | A1MW | 25m Green Cat6 Cable | 105
7D5JCTO4WW | A1RF | 2.8m, 10A/250V, C13 to NEMA 6-15P Line Cord | 15
7D5JCTO4WW | ASR5 | Lenovo 0.5m LC-LC OM3 MMF Cable | 24
7D5JCTO4WW | ASR6 | Lenovo 1m LC-LC OM3 MMF Cable | 24
7D5JCTO4WW | ASR7 | Lenovo 3m LC-LC OM3 MMF Cable | 24
7D5JCTO4WW | ASR8 | Lenovo 5m LC-LC OM3 MMF Cable | 29
7D5JCTO4WW | ASR9 | Lenovo 10m LC-LC OM3 MMF Cable | 39
7D5JCTO4WW | ASRA | Lenovo 15m LC-LC OM3 MMF Cable | 45
7D5JCTO4WW | ASRB | Lenovo 25m LC-LC OM3 MMF Cable | 54
7D5JCTO4WW | ASRC | Lenovo 30m LC-LC OM3 MMF Cable | 64
7D5JCTO4WW | AVFW | 0.75m Green Cat6 Cable | 19
7D5JCTO4WW | AVFX | 1.0m Green Cat6 Cable | 19
7D5JCTO4WW | AVFY | 1.25m Green Cat6 Cable | 19
7D5JCTO4WW | AVFZ | 1.5m Green Cat6 Cable | 19
7D5JCTO4WW | AVG0 | 3m Green Cat6 Cable | 25
7D5JCTO4WW | AVG7 | Lenovo Mid-Mount Rack Kit | 799
7D5JCTO4WW | B2P9 | Lenovo 0.5m LC-LC OM4 MMF Cable | 34
7D5JCTO4WW | B2PA | Lenovo 1m LC-LC OM4 MMF Cable | 29
7D5JCTO4WW | B2PB | Lenovo 3m LC-LC OM4 MMF Cable | 34
7D5JCTO4WW | B2PC | Lenovo 5m LC-LC OM4 MMF Cable | 44
7D5JCTO4WW | B2PD | Lenovo 10m LC-LC OM4 MMF Cable | 69
7D5JCTO4WW | B2PE | Lenovo 15m LC-LC OM4 MMF Cable | 79
7D5JCTO4WW | B2PF | Lenovo 25m LC-LC OM4 MMF Cable | 114
7D5JCTO4WW | B2PG | Lenovo 30m LC-LC OM4 MMF Cable | 129
7D5JCTO4WW | BF63 | Lenovo ThinkSystem DB720S, 24 Ports Active with 64Gb SWL SFPs, 2 PS (Port side intake like Telco), Rail Kit, 3Yr FW | 53169
7D5JCTO4WW | BF69 | Brocade Secure 32-Gb SWL SFP+ Transceiver | 1709
7D5JCTO4WW | BF6A | Brocade Secure 32-Gb SWL SFP+ Transceiver 8-pack | 11719
7D5JCTO4WW | BF6B | Brocade Secure 32-Gb LWL SFP+ Transceiver (10 km) | 6429
7D5JCTO4WW | BF6C | Brocade Secure 32-Gb LWL SFP+ Transceiver (10 km) 8-pack | 44249
7D5JCTO4WW | BF6D | Brocade Secure 32-Gb ELWL SFP+ Transceiver (25 km) | 15889
7D5JCTO4WW | BF6E | Brocade Secure 10-Gb FC LWL SFP+ Transceiver (10 km) | 2909
7D5JCTO4WW | BF6F | Brocade Secure 10-Gb FC SWL SFP+ Transceiver | 929
7D5JCTO4WW | BF6J | Brocade Secure 64-Gb SWL SFP+ Transceiver | 3819
7D5JCTO4WW | BF6K | Brocade Secure 64-Gb SWL SFP+ Transceiver 8-pack | 27689
7D5JCTO4WW | BF6L | Lenovo DB720S 8 PORT-ON-DEMAND License with 8x32G SWL SFP | 14299
7D5JCTO4WW | BFGC | Lenovo DB720S 8 PORT-ON-DEMAND License with 8x64G SWL SFP | 18809
7D5RCTO1WW | 747 | UID Asset Tag Label | 20
7D5RCTO1WW | 2302 | RAID Configuration | 149
7D5RCTO1WW | 2306 | Integration >1U Component | 125
7D5RCTO1WW | 3801 | 0.6m Blue Cat5e Cable | 24
7D5RCTO1WW | 3802 | 1.5m Blue Cat5e Cable | 14
7D5RCTO1WW | 3803 | 3m Blue Cat5e Cable | 25
7D5RCTO1WW | 3804 | 10m Blue Cat5e Cable | 34
7D5RCTO1WW | 3805 | 25m Blue Cat5e Cable | 69
7D5RCTO1WW | 5053 | SFP+ SR Transceiver | 699
7D5RCTO1WW | 5977 | Select Storage devices - no configured RAID required | 0
7D5RCTO1WW | 6201 | 1.5m, 10A/100-250V, C13 to IEC 320-C14 Rack Power Cable | 19
7D5RCTO1WW | 6204 | 2.8m, 10A/100-250V, C13 to IEC 320-C20 Rack Power Cable | 19
7D5RCTO1WW | 6263 | 4.3m, 10A/100-250V, C13 to IEC 320-C14 Rack Power Cable | 19
7D5RCTO1WW | 6311 | 2.8m, 10A/100-250V, C13 to IEC 320-C14 Rack Power Cable | 9
7D5RCTO1WW | 6313 | 2.8m, 10A/120V, C13 to NEMA 5-15P (US) Line Cord | 19
7D5RCTO1WW | 6370 | 4.3m, 10A/125V, C13 to NEMA 5-15P (US) Line Cord | 10
7D5RCTO1WW | 6373 | 4.3m, 10A/250V, C13 to NEMA 6-15P (US) Line Cord | 15
7D5RCTO1WW | 6400 | 2.8m, 13A/100-250V, C13 to C14 Jumper Cord | 9
7D5RCTO1WW | 6401 | 2.8m, 13A/120V, C13 to NEMA 5-15P (US) Line Cord | 29
7D5RCTO1WW | 6570 | 2.0m, 13A/100-250V, C13 to C14 Jumper Cord | 19
7D5RCTO1WW | 6583 | 4.3m, 13A/100-250V, C13 to C14 Rack Power Cable | 19
7D5RCTO1WW | 8067 | TAA Compliant Order | 0
7D5RCTO1WW | 8086 | No Publications Selected | 0
7D5RCTO1WW | A1DP | 1m QSFP to QSFP+ Cable | 269
7D5RCTO1WW | A1DQ | 3m QSFP+ to QSFP+ Cable | 329
7D5RCTO1WW | A1MT | 10m Green Cat6 Cable | 49
7D5RCTO1WW | A1MW | 25m Green Cat6 Cable | 105
7D5RCTO1WW | A1PH | 1m Passive DAC SFP+ Cable | 69
7D5RCTO1WW | A1PJ | 3m Passive DAC SFP+ Cable | 89
7D5RCTO1WW | A1PK | 5m Passive DAC SFP+ Cable | 159
7D5RCTO1WW | A1RF | 2.8m, 10A/250V, C13 to NEMA 6-15P Line Cord | 15
7D5RCTO1WW | A2X8 | 5m QSFP+ to QSFP+ Cable | 379
7D5RCTO1WW | A2X9 | 7m QSFP+ to QSFP+ Cable | 429
7D5RCTO1WW | A3RG | 0.5m Passive DAC SFP+ Cable | 79
7D5RCTO1WW | A3RH | 7m Passive DAC SFP+ Cable | 179
7D5RCTO1WW | A3SW | 1.2m, 16A/100-250V, 2 Short C13s to Short C20 Rack Power Cable | 55
7D5RCTO1WW | A3SX | 2.5m, 16A/100-250V, 2 Long C13s to Short C20 Rack Power Cable | 75
7D5RCTO1WW | A3SY | 2.8m, 16A/100-250V, 2 Short C13s to Long C20 Rack Power Cable | 79
7D5RCTO1WW | A3SZ | 4.1m, 16A/100-250V, 2 Long C13s to Long C20 Rack Power Cable | 85
7D5RCTO1WW | A4VP | 1.0m, 10A/100-250V, C13 to IEC 320-C14 Rack Power Cable | 19
7D5RCTO1WW | A51N | 1.5m Passive DAC SFP+ Cable | 89
7D5RCTO1WW | A51P | 2m Passive DAC SFP+ Cable | 89
7D5RCTO1WW | ASR5 | Lenovo 0.5m LC-LC OM3 MMF Cable | 24
7D5RCTO1WW | ASR6 | Lenovo 1m LC-LC OM3 MMF Cable | 24
7D5RCTO1WW | ASR7 | Lenovo 3m LC-LC OM3 MMF Cable | 24
7D5RCTO1WW | ASR8 | Lenovo 5m LC-LC OM3 MMF Cable | 29
7D5RCTO1WW | ASR9 | Lenovo 10m LC-LC OM3 MMF Cable | 39
7D5RCTO1WW | ASRA | Lenovo 15m LC-LC OM3 MMF Cable | 45
7D5RCTO1WW | ASRB | Lenovo 25m LC-LC OM3 MMF Cable | 54
7D5RCTO1WW | ASRC | Lenovo 30m LC-LC OM3 MMF Cable | 64
7D5RCTO1WW | ASWQ | Mellanox ConnectX-4 1x100GbE/EDR IB QSFP28 VPI Adapter | 1849
7D5RCTO1WW | AT2U | Lenovo 10m QSFP+ MPO-MPO OM3 MMF Cable | 169
7D5RCTO1WW | AT2V | Lenovo 30m QSFP+ MPO-MPO OM3 MMF Cable | 329
7D5RCTO1WW | ATRN | Mellanox ConnectX-4 Lx 1x40GbE QSFP+ Adapter | 709
7D5RCTO1WW | ATRP | Mellanox ConnectX-4 2x100GbE/EDR IB QSFP28 VPI Adapter | 2059
7D5RCTO1WW | ATZ3 | Lenovo 3m 40G QSFP+ to QSFP+ Active Optical Cable | 489
7D5RCTO1WW | ATZ4 | Lenovo 5m 40G QSFP+ to QSFP+ Active Optical Cable | 499
7D5RCTO1WW | ATZ5 | Lenovo 7m 40G QSFP+ to QSFP+ Active Optical Cable | 529
7D5RCTO1WW | ATZ6 | Lenovo 15m 40G QSFP+ to QSFP+ Active Optical Cable | 589
7D5RCTO1WW | ATZ7 | Lenovo 20m 40G QSFP+ to QSFP+ Active Optical Cable | 629
7D5RCTO1WW | AUAJ | Mellanox ConnectX-4 Lx 10/25GbE SFP28 2-port PCIe Ethernet Adapter | 499
7D5RCTO1WW | AUK7 | TPM 2.0 and Secure Boot | 0
7D5RCTO1WW | AUKG | ThinkSystem 1Gb 2-port RJ45 LOM | 79
7D5RCTO1WW | AUKH | ThinkSystem 1Gb 4-port RJ45 LOM | 99
7D5RCTO1WW | AUKJ | ThinkSystem 10Gb 2-port SFP+ LOM | 169
7D5RCTO1WW | AUKK | ThinkSystem 10Gb 4-port SFP+ LOM | 209
7D5RCTO1WW | AUKL | ThinkSystem 10Gb 2-port Base-T LOM | 259
7D5RCTO1WW | AUKM | ThinkSystem 10Gb 4-port Base-T LOM | 439
7D5RCTO1WW | AUMV | ThinkSystem M.2 with Mirroring Enablement Kit | 149
7D5RCTO1WW | AUNC | ThinkSystem 16GB TruDDR4 2666 MHz (2Rx8 1.2V) RDIMM | 319
7D5RCTO1WW | AUND | ThinkSystem 32GB TruDDR4 2666 MHz (2Rx4 1.2V) RDIMM | 609
7D5RCTO1WW | AUNL | ThinkSystem 430-8i SAS/SATA 12Gb HBA | 299
7D5RCTO1WW | AUNM | ThinkSystem 430-16i SAS/SATA 12Gb HBA | 589
7D5RCTO1WW | AUPW | ThinkSystem XClarity Controller Standard to Enterprise Upgrade | 100
7D5RCTO1WW | AUR3 | ThinkSystem SR550/SR650 x16/x8 PCIe FH Riser 1 Kit | 49
7D5RCTO1WW | AUR4 | ThinkSystem 2U x8/x8/x8 PCIE FH Riser 1 | 45
7D5RCTO1WW | AUR6 | ThinkSystem 2U 3.5" SATA/SAS 8-Bay Backplane | 175
7D5RCTO1WW | AUR8 | ThinkSystem 2U 3.5" AnyBay 12-Bay Backplane | 315
7D5RCTO1WW | AUR9 | ThinkSystem 2U 3.5" SATA/SAS 12-Bay Backplane | 219
7D5RCTO1WW | AURC | ThinkSystem SR550/SR590/SR650 x16/x8(or x16) PCIe FH Riser 2 Kit | 59
7D5RCTO1WW | AURD | ThinkSystem 2U left EIA Latch Standard | 15
7D5RCTO1WW | AURM | ThinkSystem SR550/SR650/SR590 Right EIA Latch with FIO | 75
7D5RCTO1WW | AURP | Lenovo ThinkSystem 2U 2FH Riser Bracket | 25
7D5RCTO1WW | AURQ | Lenovo ThinkSystem 2U 3FH Riser Bracket | 29
7D5RCTO1WW | AURR | ThinkSystem M3.5 Screw for Riser 2x2pcs and Planar 5pcs | 0
7D5RCTO1WW | AURU | ThinkSystem SR650 2nd GPU Upgrade Kit | 25
7D5RCTO1WW | AURZ | ThinkSystem SR590/SR650 Rear HDD/SSD Kit | 249
7D5RCTO1WW | AUSA | Lenovo ThinkSystem M3.5" Screw for EIA | 0
7D5RCTO1WW | AUU6 | ThinkSystem 3.5" 4TB 7.2K SAS 12Gb Hot Swap 512n HDD | 419
7D5RCTO1WW | AUU7 | ThinkSystem 3.5" 6TB 7.2K SAS 12Gb Hot Swap 512e HDD | 549
7D5RCTO1WW | AUU8 | ThinkSystem 3.5" 4TB 7.2K SATA 6Gb Hot Swap 512n HDD | 389
7D5RCTO1WW | AUU9 | ThinkSystem 3.5" 8TB 7.2K SATA 6Gb Hot Swap 512e HDD | 599
7D5RCTO1WW | AUUA | ThinkSystem 3.5" 6TB 7.2K SATA 6Gb Hot Swap 512e HDD | 529
7D5RCTO1WW | AUUB | ThinkSystem 3.5" 10TB 7.2K SATA 6Gb Hot Swap 512e HDD | 829
7D5RCTO1WW | AUUG | ThinkSystem 3.5" 10TB 7.2K SAS 12Gb Hot Swap 512e HDD | 849
7D5RCTO1WW | AUZY | ThinkSystem I350-T2 PCIe 1Gb 2-Port RJ45 Ethernet Adapter | 179
7D5RCTO1WW | AV1B | Lenovo 25GBase-SR SFP28 Transceiver | 449
7D5RCTO1WW | AV1D | Lenovo 100GBase-SR4 QSFP28 Transceiver | 1539
7D5RCTO1WW | AV1F | Lenovo 3m 25G SFP28 Active Optical Cable | 489
7D5RCTO1WW | AV1G | Lenovo 5m 25G SFP28 Active Optical Cable | 489
7D5RCTO1WW | AV1H | Lenovo 10m 25G SFP28 Active Optical Cable | 499
7D5RCTO1WW | AV1J | Lenovo 15m 25G SFP28 Active Optical Cable | 497
7D5RCTO1WW | AV1K | Lenovo 20m 25G SFP28 Active Optical Cable | 519
7D5RCTO1WW | AV1L | Lenovo 3m 100G QSFP28 Active Optical Cable | 1059
7D5RCTO1WW | AV1M | Lenovo 5m 100G QSFP28 Active Optical Cable | 1069
7D5RCTO1WW | AV1N | Lenovo 10m 100G QSFP28 Active Optical Cable | 1099
7D5RCTO1WW | AV1P | Lenovo 15m 100G QSFP28 Active Optical Cable | 1079
7D5RCTO1WW | AV1Q | Lenovo 20m 100G QSFP28 Active Optical Cable | 1179
7D5RCTO1WW | AV1W | Lenovo 1m Passive 25G SFP28 DAC Cable | 69
7D5RCTO1WW | AV1X | Lenovo 3m Passive 25G SFP28 DAC Cable | 79
7D5RCTO1WW | AV1Y | Lenovo 5m Passive 25G SFP28 DAC Cable | 159
7D5RCTO1WW | AV1Z | Lenovo 1m Passive 100G QSFP28 DAC Cable | 99
7D5RCTO1WW | AV20 | Lenovo 3m Passive 100G QSFP28 DAC Cable | 159
7D5RCTO1WW | AV21 | Lenovo 5m Passive 100G QSFP28 DAC Cable | 299
7D5RCTO1WW | AVFT | 0.75m Blue Cat5e Cable | 15
7D5RCTO1WW | AVFU | 1.0m Blue Cat5e Cable | 19
7D5RCTO1WW | AVFV | 1.25m Blue Cat5e Cable | 19
7D5RCTO1WW | AVFW | 0.75m Green Cat6 Cable | 19
7D5RCTO1WW | AVFX | 1.0m Green Cat6 Cable | 19
7D5RCTO1WW | AVFY | 1.25m Green Cat6 Cable | 19
7D5RCTO1WW | AVFZ | 1.5m Green Cat6 Cable | 19
7D5RCTO1WW | AVG0 | 3m Green Cat6 Cable | 25
7D5RCTO1WW | AVWF | ThinkSystem 1100W (230V/115V) Platinum Hot-Swap Power Supply | 499
7D5RCTO1WW | AVWG | ThinkSystem 1600W (230V) Platinum Hot-Swap Power Supply | 549
7D5RCTO1WW | AX42 | Lenovo 1m 40G QSFP+ Active Optical Cable | 689
7D5RCTO1WW | AX4F | ThinkSystem SR650 Air Duct for GPU | 30
7D5RCTO1WW | AX8A | 4.3m, 13A/120V, C13 to NEMA 5-15P (US) Line Cord | 19
7D5RCTO1WW | AXCA | ThinkSystem Toolless Slide Rail | 99
7D5RCTO1WW | AXCH | ThinkSystem Toolless Slide Rail Kit with 2U CMA | 149
7D5RCTO1WW | B0ML | Feature Enable TPM on MB | 0
7D5RCTO1WW | B0N4 | 2.0m, 10A/100-250V, C13 to IEC 320-C14 Rack Power Cable | 29
7D5RCTO1WW | B0N5 | 1.0m, 13A/100-250V, C13 to C14 Jumper Cord | 25
7D5RCTO1WW | B0N6 | 1.5m, 13A/100-250V, C13 to C14 Jumper Cord | 29
7D5RCTO1WW | B0RJ | 10GBASE-LR SFP+Transceiver | 350
7D5RCTO1WW | B0YR | ThinkSystem 3.5" 8TB 7.2K SAS 12Gb Hot Swap 512e HDD | 659
7D5RCTO1WW | B117 | ThinkSystem 3.5" 12TB 7.2K SAS 12Gb Hot Swap 512e HDD | 949
7D5RCTO1WW | B118 | ThinkSystem 3.5" 12TB 7.2K SATA 6Gb Hot Swap 512e HDD | 1829
7D5RCTO1WW | B173 | Companion Part for XClarity Controller Standard to Enterprise Upgrade in Factory | 0
7D5RCTO1WW | B21R | ThinkSystem QLogic QL41262 10/25GbE SFP28 2-Port PCIe Ethernet Adapter | 409
7D5RCTO1WW | B275 | ThinkSystem SR650 Planar for ThinkAgile | 1769
7D5RCTO1WW | B2UZ | Lenovo 1m 100G QSFP28 Active Optical Cable | 949
7D5RCTO1WW | B31F | ThinkSystem M.2 480GB SSD Thermal Kit | 40
7D5RCTO1WW | B32D | ThinkSystem NVIDIA Tesla V100 FHHL 16GB GPU PCIe | 22909
7D5RCTO1WW | B34S | ThinkSystem NVIDIA Tesla V100 32GB PCIe Passive GPU | 25819
7D5RCTO1WW | B37F | ThinkSystem SR650 V100 FHHL Air Duct Companion Kit | 149
7D5RCTO1WW | B496 | ThinkSystem 3.5" 14TB 7.2K SAS 12Gb Hot Swap 512e HDD | 1199
7D5RCTO1WW | B497 | ThinkSystem 3.5" 14TB 7.2K SATA 6Gb Hot Swap 512e HDD | 1149
7D5RCTO1WW | B4E2 | ThinkAgile MX Certified Node - Hybrid | 799
7D5RCTO1WW | B4H1 | ThinkSystem 8GB TruDDR4 2933MHz (1Rx8 1.2V) RDIMM | 219
7D5RCTO1WW | B4H2 | ThinkSystem 16GB TruDDR4 2933MHz (2Rx8 1.2V) RDIMM | 319
7D5RCTO1WW | B4H3 | ThinkSystem 32GB TruDDR4 2933MHz (2Rx4 1.2V) RDIMM | 619
7D5RCTO1WW | B4H4 | ThinkSystem 64GB TruDDR4 2933MHz (2Rx4 1.2V) RDIMM | 1279
7D5RCTO1WW | B4H8 | Intel Xeon Platinum 8276 28C 165W 2.2GHz Processor | 15099
7D5RCTO1WW | B4HB | Intel Xeon Platinum 8260 24C 165W 2.4GHz Processor | 8159
7D5RCTO1WW | B4HC | Intel Xeon Gold 6252 24C 150W 2.1GHz Processor | 5909
7D5RCTO1WW | B4HE | Intel Xeon Gold 6248 20C 150W 2.5GHz Processor | 5049
7D5RCTO1WW | B4HG | Intel Xeon Gold 6242 16C 150W 2.8GHz Processor | 4419
7D5RCTO1WW | B4HH | Intel Xeon Gold 6240 18C 150W 2.6GHz Processor | 3819
7D5RCTO1WW | B4HJ | Intel Xeon Gold 6230 20C 125W 2.1GHz Processor | 3099
7D5RCTO1WW | B4HK | Intel Xeon Gold 5220 18C 125W 2.2GHz Processor | 2599
7D5RCTO1WW | B4HL | Intel Xeon Gold 5218 16C 125W 2.3GHz Processor | 2019
7D5RCTO1WW | B4HM | Intel Xeon Gold 5217 8C 115W 3.0GHz Processor | 2659
7D5RCTO1WW | B4HN | Intel Xeon Gold 5215 10C 85W 2.5GHz Processor | 2019
7D5RCTO1WW | B4HP | Intel Xeon Silver 4216 16C 100W 2.1GHz Processor | 1649
7D5RCTO1WW | B4HQ | Intel Xeon Silver 4215 8C 85W 2.5GHz Processor | 1399
7D5RCTO1WW | B4HR | Intel Xeon Silver 4214 12C 85W 2.2GHz Processor | 1169
7D5RCTO1WW | B4HS | Intel Xeon Silver 4210 10C 85W 2.2GHz Processor | 859
7D5RCTO1WW | B4HT | Intel Xeon Silver 4208 8C 85W 2.1GHz Processor | 799
7D5RCTO1WW | B4LV | ThinkSystem 128GB TruDDR4 2666MHz (1.2V) Intel Optane DC Persistent Memory | 1089
7D5RCTO1WW | B4LW | ThinkSystem 256GB TruDDR4 2666MHz (1.2V) Intel Optane DC Persistent Memory | 4689
7D5RCTO1WW | B4LY | ThinkSystem 16GB TruDDR4 2933 MHz (1Rx4 1.2V) RDIMM | 289
7D5RCTO1WW | B4NL | ThinkSystem SR650 Refresh MB | 1600
7D5RCTO1WW | B4P6 | Intel Xeon Platinum 8276L 28C 165W 2.2GHz Processor | 26689
7D5RCTO1WW | B4P7 | Intel Xeon Platinum 8260L 24C 165W 2.4GHz Processor | 19249
7D5RCTO1WW | B4P9 | Intel Xeon Gold 5215L 10C 85W 2.5GHz Processor | 17019
7D5RCTO1WW | B4R9 | ThinkSystem Mellanox ConnectX-6 HDR100/100GbE QSFP56 1-port PCIe VPI Adapter | 1779
7D5RCTO1WW | B4RA | ThinkSystem Mellanox ConnectX-6 HDR100/100GbE QSFP56 2-port PCIe VPI Adapter | 2099
7D5RCTO1WW | B4Y8 | ThinkSystem 3.5" SS530 800GB Performance SAS 12Gb Hot Swap SSD | 2279
7D5RCTO1WW | B4YA | ThinkSystem 3.5" SS530 3.2TB Performance SAS 12Gb Hot Swap SSD | 7759
7D5RCTO1WW | B4YB | ThinkSystem NVIDIA T4 16GB PCIe Passive GPU | 6279
7D5RCTO1WW | B528 | Intel Optane DC Persistent Memory - Memory Mode only | 0
7D5RCTO1WW | B5N7 | ThinkSystem 32GB TruDDR4 Performance+ 2933MHz (2Rx4 1.2V) RDIMM | 1379
7D5RCTO1WW | B5RZ | Intel Xeon Platinum 8253 16C 125W 2.2GHz Processor | 5299
7D5RCTO1WW | B5S0 | Intel Xeon Gold 5218N 16C 110W 2.3GHz Processor | 2625
7D5RCTO1WW | B6CJ | Intel Xeon Gold 6238 22C 140W 2.1GHz Processor | 4799
7D5RCTO1WW | B6CK | Intel Xeon Gold 6234 8C 130W 3.3GHz Processor | 3999
7D5RCTO1WW | B6CL | Intel Xeon Gold 6226 12C 125W 2.7GHz Processor | 3299
7D5RCTO1WW | B6CR | Intel Xeon Gold 6238L 22C 140W 2.1GHz Processor | 14599
7D5RCTO1WW | B6CS | Intel Xeon Gold 6240L 18C 150W 2.6GHz Processor | 14299
7D5RCTO1WW | B6CU | Intel Xeon Gold 6262V 24C 135W 1.9GHz Processor | 5399
7D5RCTO1WW | B6CV | Intel Xeon Gold 6222V 20C 115W 1.8GHz Processor | 2999
7D5RCTO1WW | B7N5 | Intel Xeon Silver 4210R 10C 100W 2.4GHz Processor | 899
7D5RCTO1WW | B7N6 | Intel Xeon Silver 4214R 12C 100W 2.4GHz Processor | 1259
7D5RCTO1WW | B7N9 | Intel Xeon Gold 5220R 24C 150W 2.2GHz Processor | 2739
7D5RCTO1WW | B8HT | ThinkSystem 3.5" PM1645a 800GB Mainstream SAS 12Gb Hot Swap SSD | 829
7D5RCTO1WW | B8JK | ThinkSystem 3.5" PM1645a 3.2TB Mainstream SAS 12Gb Hot Swap SSD | 2589
7D5RCTO1WW | B8JN | ThinkSystem 3.5" PM1645a 1.6TB Mainstream SAS 12Gb Hot Swap SSD | 1389
7D5RCTO1WW | B919 | ThinkSystem M.2 5300 480GB SATA 6Gbps Non-Hot Swap SSD | 369
7D5RCTO1WW | BAZL | Intel Xeon Gold 6238R 28C 165W 2.2GHz Processor | 4599
7D5RCTO1WW | BAZM | Intel Xeon Gold 6240R 24C 165W 2.4GHz Processor | 3859
7D5RCTO1WW | BAZS | Intel Xeon Gold 5218R 20C 125W 2.1GHz Processor | 2259
7D5RCTO1WW | BAZU | Intel Xeon Silver 4215R 8C 130W 3.2GHz Processor | 1429
7D5RCTO1WW | BAZW | Intel Xeon Gold 6226R 16C 150W 2.9GHz Processor | 2289
7D5RCTO1WW | BAZX | Intel Xeon Gold 6230R 26C 150W 2.1GHz Processor | 3349
7D5RCTO1WW | BB0P | Intel Transparent Supply Chain. Lenovo has paired our industry leading supply chain with Intel's innovative Transparent Supply Chain program to add a layer of protection to your data center and bring peace of mind that the server hardware you bring into ... | 0
7D5RCTO1WW | BB2E | ThinkSystem NVIDIA Tesla V100S 32GB PCIe Passive GPU | 26079
7D5RCTO1WW | BCFJ | ThinkSystem 3.5" Intel P5600 3.2TB Mainstream NVMe PCIe 4.0 x4 Hot Swap SSD | 3829
7D5RCTO1WW | BCFM | ThinkSystem 3.5" Intel P5600 1.6TB Mainstream NVMe PCIe 4.0 x4 Hot Swap SSD | 1929
7D5RCTO1WW | BCFQ | ThinkSystem 3.5" Intel P5600 6.4TB Mainstream NVMe PCIe 4.0 x4 Hot Swap SSD | 7649
7D5RCTO2WW | 747 | UID Asset Tag Label | 20
7D5RCTO2WW | 2306 | Integration >1U Component | 125
7D5RCTO2WW | 3801 | 0.6m Blue Cat5e Cable | 24
7D5RCTO2WW | 3802 | 1.5m Blue Cat5e Cable | 14
7D5RCTO2WW | 3803 | 3m Blue Cat5e Cable | 25
7D5RCTO2WW | 3804 | 10m Blue Cat5e Cable | 34
7D5RCTO2WW | 3805 | 25m Blue Cat5e Cable | 69
7D5RCTO2WW | 5053 | SFP+ SR Transceiver | 699
7D5RCTO2WW | 5977 | Select Storage devices - no configured RAID required | 0
7D5RCTO2WW | 6201 | 1.5m, 10A/100-250V, C13 to IEC 320-C14 Rack Power Cable | 19
7D5RCTO2WW | 6204 | 2.8m, 10A/100-250V, C13 to IEC 320-C20 Rack Power Cable | 19
7D5RCTO2WW | 6263 | 4.3m, 10A/100-250V, C13 to IEC 320-C14 Rack Power Cable | 19
7D5RCTO2WW | 6311 | 2.8m, 10A/100-250V, C13 to IEC 320-C14 Rack Power Cable | 9
7D5RCTO2WW | 6313 | 2.8m, 10A/120V, C13 to NEMA 5-15P (US) Line Cord | 19
7D5RCTO2WW | 6370 | 4.3m, 10A/125V, C13 to NEMA 5-15P (US) Line Cord | 10
7D5RCTO2WW | 6373 | 4.3m, 10A/250V, C13 to NEMA 6-15P (US) Line Cord | 15
7D5RCTO2WW | 6400 | 2.8m, 13A/100-250V, C13 to C14 Jumper Cord | 9
7D5RCTO2WW | 6401 | 2.8m, 13A/120V, C13 to NEMA 5-15P (US) Line Cord | 29
7D5RCTO2WW | 6570 | 2.0m, 13A/100-250V, C13 to C14 Jumper Cord | 19
7D5RCTO2WW | 6583 | 4.3m, 13A/100-250V, C13 to C14 Rack Power Cable | 19
7D5RCTO2WW | 8067 | TAA Compliant Order | 0
7D5RCTO2WW | 8086 | No Publications Selected | 0
7D5RCTO2WW | A1DP | 1m QSFP to QSFP+ Cable | 269
7D5RCTO2WW | A1DQ | 3m QSFP+ to QSFP+ Cable | 329
7D5RCTO2WW | A1MT | 10m Green Cat6 Cable | 49
7D5RCTO2WW | A1MW | 25m Green Cat6 Cable | 105
7D5RCTO2WW | A1PH | 1m Passive DAC SFP+ Cable | 69
7D5RCTO2WW | A1PJ | 3m Passive DAC SFP+ Cable | 89
7D5RCTO2WW | A1PK | 5m Passive DAC SFP+ Cable | 159
7D5RCTO2WW | A1RF | 2.8m, 10A/250V, C13 to NEMA 6-15P Line Cord | 15
7D5RCTO2WW | A2X8 | 5m QSFP+ to QSFP+ Cable | 379
7D5RCTO2WW | A2X9 | 7m QSFP+ to QSFP+ Cable | 429
7D5RCTO2WW | A3RG | 0.5m Passive DAC SFP+ Cable | 79
7D5RCTO2WW | A3RH | 7m Passive DAC SFP+ Cable | 179
7D5RCTO2WW | A3SW | 1.2m, 16A/100-250V, 2 Short C13s to Short C20 Rack Power Cable | 55
7D5RCTO2WW | A3SX | 2.5m, 16A/100-250V, 2 Long C13s to Short C20 Rack Power Cable | 75
7D5RCTO2WW | A3SY | 2.8m, 16A/100-250V, 2 Short C13s to Long C20 Rack Power Cable | 79
7D5RCTO2WW | A3SZ | 4.1m, 16A/100-250V, 2 Long C13s to Long C20 Rack Power Cable | 85
7D5RCTO2WW | A4VP | 1.0m, 10A/100-250V, C13 to IEC 320-C14 Rack Power Cable | 19
7D5RCTO2WW | A51N | 1.5m Passive DAC SFP+ Cable | 89
7D5RCTO2WW | A51P | 2m Passive DAC SFP+ Cable | 89
7D5RCTO2WW | ASR5 | Lenovo 0.5m LC-LC OM3 MMF Cable | 24
7D5RCTO2WW | ASR6 | Lenovo 1m LC-LC OM3 MMF Cable | 24
7D5RCTO2WW | ASR7 | Lenovo 3m LC-LC OM3 MMF Cable | 24
7D5RCTO2WW | ASR8 | Lenovo 5m LC-LC OM3 MMF Cable | 29
7D5RCTO2WW | ASR9 | Lenovo 10m LC-LC OM3 MMF Cable | 39
7D5RCTO2WW | ASRA | Lenovo 15m LC-LC OM3 MMF Cable | 45
7D5RCTO2WW | ASRB | Lenovo 25m LC-LC OM3 MMF Cable | 54
7D5RCTO2WW | ASRC | Lenovo 30m LC-LC OM3 MMF Cable | 64
7D5RCTO2WW | ASWQ | Mellanox ConnectX-4 1x100GbE/EDR IB QSFP28 VPI Adapter | 1849
7D5RCTO2WW | AT2U | Lenovo 10m QSFP+ MPO-MPO OM3 MMF Cable | 169
7D5RCTO2WW | AT2V | Lenovo 30m QSFP+ MPO-MPO OM3 MMF Cable | 329
7D5RCTO2WW | ATRN | Mellanox ConnectX-4 Lx 1x40GbE QSFP+ Adapter | 709
7D5RCTO2WW | ATRP | Mellanox ConnectX-4 2x100GbE/EDR IB QSFP28 VPI Adapter | 2059
7D5RCTO2WW | ATZ3 | Lenovo 3m 40G QSFP+ to QSFP+ Active Optical Cable | 489
7D5RCTO2WW | ATZ4 | Lenovo 5m 40G QSFP+ to QSFP+ Active Optical Cable | 499
7D5RCTO2WW | ATZ5 | Lenovo 7m 40G QSFP+ to QSFP+ Active Optical Cable | 529
7D5RCTO2WW | ATZ6 | Lenovo 15m 40G QSFP+ to QSFP+ Active Optical Cable | 589
7D5RCTO2WW | ATZ7 | Lenovo 20m 40G QSFP+ to QSFP+ Active Optical Cable | 629
7D5RCTO2WW | AUAJ | Mellanox ConnectX-4 Lx 10/25GbE SFP28 2-port PCIe Ethernet Adapter | 499
7D5RCTO2WW | AUK7 | TPM 2.0 and Secure Boot | 0
7D5RCTO2WW | AUKG | ThinkSystem 1Gb 2-port RJ45 LOM | 79
7D5RCTO2WW | AUKH | ThinkSystem 1Gb 4-port RJ45 LOM | 99
7D5RCTO2WW | AUKJ | ThinkSystem 10Gb 2-port SFP+ LOM | 169
7D5RCTO2WW | AUKK | ThinkSystem 10Gb 4-port SFP+ LOM | 209
7D5RCTO2WW | AUKL | ThinkSystem 10Gb 2-port Base-T LOM | 259
7D5RCTO2WW | AUKM | ThinkSystem 10Gb 4-port Base-T LOM | 439
7D5RCTO2WW | AUMJ | ThinkSystem U.2 Intel Optane P4800X 375GB Performance NVMe PCIe 3.0 x4 Hot Swap SSD | 3589
7D5RCTO2WW | AUMV | ThinkSystem M.2 with Mirroring Enablement Kit | 149
7D5RCTO2WW | AUNC | ThinkSystem 16GB TruDDR4 2666 MHz (2Rx8 1.2V) RDIMM | 319
7D5RCTO2WW | AUND | ThinkSystem 32GB TruDDR4 2666 MHz (2Rx4 1.2V) RDIMM | 609
7D5RCTO2WW | AUNL | ThinkSystem 430-8i SAS/SATA 12Gb HBA | 299
7D5RCTO2WW | AUNM | ThinkSystem 430-16i SAS/SATA 12Gb HBA | 589
7D5RCTO2WW | AUPW | ThinkSystem XClarity Controller Standard to Enterprise Upgrade | 100
7D5RCTO2WW | AUR3 | ThinkSystem SR550/SR650 x16/x8 PCIe FH Riser 1 Kit | 49
7D5RCTO2WW | AUR4 | ThinkSystem 2U x8/x8/x8 PCIE FH Riser 1 | 45
7D5RCTO2WW | AUR5 | ThinkSystem 2U/Twr 2.5" AnyBay 8-Bay Backplane | 499
7D5RCTO2WW | AURA | ThinkSystem 2U/Twr 2.5" SATA/SAS 8-Bay Backplane | 229
7D5RCTO2WW | AURC | ThinkSystem SR550/SR590/SR650 x16/x8(or x16) PCIe FH Riser 2 Kit | 59
7D5RCTO2WW | AURD | ThinkSystem 2U left EIA Latch Standard | 15
7D5RCTO2WW | AURP | Lenovo ThinkSystem 2U 2FH Riser Bracket | 25
7D5RCTO2WW | AURQ | Lenovo ThinkSystem 2U 3FH Riser Bracket | 29
7D5RCTO2WW | AURR | ThinkSystem M3.5 Screw for Riser 2x2pcs and Planar 5pcs | 0
7D5RCTO2WW | AURU | ThinkSystem SR650 2nd GPU Upgrade Kit | 25
7D5RCTO2WW | AUSA | Lenovo ThinkSystem M3.5" Screw for EIA | 0
7D5RCTO2WW | AUV2 | ThinkSystem 1610-4P NVMe Switch Adapter | 929
7D5RCTO2WW | AUZY | ThinkSystem I350-T2 PCIe 1Gb 2-Port RJ45 Ethernet Adapter | 179
7D5RCTO2WW | AV1B | Lenovo 25GBase-SR SFP28 Transceiver | 449
7D5RCTO2WW | AV1D | Lenovo 100GBase-SR4 QSFP28 Transceiver | 1539
7D5RCTO2WW | AV1F | Lenovo 3m 25G SFP28 Active Optical Cable | 489
7D5RCTO2WW | AV1G | Lenovo 5m 25G SFP28 Active Optical Cable | 489
7D5RCTO2WW | AV1H | Lenovo 10m 25G SFP28 Active Optical Cable | 499
7D5RCTO2WW | AV1J | Lenovo 15m 25G SFP28 Active Optical Cable | 497
7D5RCTO2WW | AV1K | Lenovo 20m 25G SFP28 Active Optical Cable | 519
7D5RCTO2WW | AV1L | Lenovo 3m 100G QSFP28 Active Optical Cable | 1059
7D5RCTO2WW | AV1M | Lenovo 5m 100G QSFP28 Active Optical Cable | 1069
7D5RCTO2WW | AV1N | Lenovo 10m 100G QSFP28 Active Optical Cable | 1099
7D5RCTO2WW | AV1P | Lenovo 15m 100G QSFP28 Active Optical Cable | 1079
7D5RCTO2WW | AV1Q | Lenovo 20m 100G QSFP28 Active Optical Cable | 1179
7D5RCTO2WW | AV1W | Lenovo 1m Passive 25G SFP28 DAC Cable | 69
7D5RCTO2WW | AV1X | Lenovo 3m Passive 25G SFP28 DAC Cable | 79
7D5RCTO2WW | AV1Y | Lenovo 5m Passive 25G SFP28 DAC Cable | 159
7D5RCTO2WW | AV1Z | Lenovo 1m Passive 100G QSFP28 DAC Cable | 99
7D5RCTO2WW | AV20 | Lenovo 3m Passive 100G QSFP28 DAC Cable | 159
7D5RCTO2WW | AV21 | Lenovo 5m Passive 100G QSFP28 DAC Cable | 299
7D5RCTO2WW | AVFT | 0.75m Blue Cat5e Cable | 15
7D5RCTO2WW | AVFU | 1.0m Blue Cat5e Cable | 19
7D5RCTO2WW | AVFV | 1.25m Blue Cat5e Cable | 19
7D5RCTO2WW | AVFW | 0.75m Green Cat6 Cable | 19
7D5RCTO2WW | AVFX | 1.0m Green Cat6 Cable | 19
7D5RCTO2WW | AVFY | 1.25m Green Cat6 Cable | 19
7D5RCTO2WW | AVFZ | 1.5m Green Cat6 Cable | 19
7D5RCTO2WW | AVG0 | 3m Green Cat6 Cable | 25
7D5RCTO2WW | AVWF | ThinkSystem 1100W (230V/115V) Platinum Hot-Swap Power Supply | 499
7D5RCTO2WW | AVWG | ThinkSystem 1600W (230V) Platinum Hot-Swap Power Supply | 549
7D5RCTO2WW | AX42 | Lenovo 1m 40G QSFP+ Active Optical Cable | 689
7D5RCTO2WW | AX4F | ThinkSystem SR650 Air Duct for GPU | 30
7D5RCTO2WW | AX8A | 4.3m, 13A/120V, C13 to NEMA 5-15P (US) Line Cord | 19
7D5RCTO2WW | AXCA | ThinkSystem Toolless Slide Rail | 99
7D5RCTO2WW | AXCH | ThinkSystem Toolless Slide Rail Kit with 2U CMA | 149
7D5RCTO2WW | B0ML | Feature Enable TPM on MB | 0
7D5RCTO2WW | B0N4 | 2.0m, 10A/100-250V, C13 to IEC 320-C14 Rack Power Cable | 29
7D5RCTO2WW | B0N5 | 1.0m, 13A/100-250V, C13 to C14 Jumper Cord | 25
7D5RCTO2WW | B0N6 | 1.5m, 13A/100-250V, C13 to C14 Jumper Cord | 29
7D5RCTO2WW | B0RJ | 10GBASE-LR SFP+Transceiver | 350
7D5RCTO2WW | B173 | Companion Part for XClarity Controller Standard to Enterprise Upgrade in Factory | 0
7D5RCTO2WW | B21R | ThinkSystem QLogic QL41262 10/25GbE SFP28 2-Port PCIe Ethernet Adapter | 409
7D5RCTO2WW | B275 | ThinkSystem SR650 Planar for ThinkAgile | 1769
7D5RCTO2WW | B2UZ | Lenovo 1m 100G QSFP28 Active Optical Cable | 949
7D5RCTO2WW | B2X4 | ThinkSystem 2.5" 5200 1.92TB Entry SATA 6Gb Hot Swap SSD | 899
7D5RCTO2WW | B2ZJ | ThinkSystem U.2 Intel Optane P4800X 750GB Performance NVMe PCIe 3.0 x4 Hot Swap SSD | 7169
7D5RCTO2WW | B31F | ThinkSystem M.2 480GB SSD Thermal Kit | 40
7D5RCTO2WW | B32D | ThinkSystem NVIDIA Tesla V100 FHHL 16GB GPU PCIe | 22909
7D5RCTO2WW | B34S | ThinkSystem NVIDIA Tesla V100 32GB PCIe Passive GPU | 25819
7D5RCTO2WW | B37F | ThinkSystem SR650 V100 FHHL Air Duct Companion Kit | 149
7D5RCTO2WW | B3VS | Single Point of Support for SXM SR650 | 1400
7D5RCTO2WW | B48B | ThinkSystem 2.5" 5200 1.92TB Mainstream SATA 6Gb Hot Swap SSD | 2129
7D5RCTO2WW | B49B | ThinkSystem 2.5" Intel S4510 1.92TB Entry SATA 6Gb Hot Swap SSD | 1049
7D5RCTO2WW | B49C | ThinkSystem 2.5" Intel S4510 3.84TB Entry SATA 6Gb Hot Swap SSD | 1979
7D5RCTO2WW | B4E3 | ThinkAgile MX Certified Node - All Flash | 815
7D5RCTO2WW | B4H1 | ThinkSystem 8GB TruDDR4 2933MHz (1Rx8 1.2V) RDIMM | 219
7D5RCTO2WW | B4H2 | ThinkSystem 16GB TruDDR4 2933MHz (2Rx8 1.2V) RDIMM | 319
7D5RCTO2WW | B4H3 | ThinkSystem 32GB TruDDR4 2933MHz (2Rx4 1.2V) RDIMM | 619
7D5RCTO2WW | B4H4 | ThinkSystem 64GB TruDDR4 2933MHz (2Rx4 1.2V) RDIMM | 1279
7D5RCTO2WW | B4H7 | Intel Xeon Platinum 8280 28C 205W 2.7GHz Processor | 18089
7D5RCTO2WW | B4H8 | Intel Xeon Platinum 8276 28C 165W 2.2GHz Processor | 15099
7D5RCTO2WW | B4H9 | Intel Xeon Platinum 8270 26C 205W 2.7GHz Processor | 12739
7D5RCTO2WW | B4HA | Intel Xeon Platinum 8268 24C 205W 2.9GHz Processor | 10929
7D5RCTO2WW | B4HB | Intel Xeon Platinum 8260 24C 165W 2.4GHz Processor | 8159
7D5RCTO2WW | B4HC | Intel Xeon Gold 6252 24C 150W 2.1GHz Processor | 5909
7D5RCTO2WW | B4HE | Intel Xeon Gold 6248 20C 150W 2.5GHz Processor | 5049
7D5RCTO2WW | B4HF | Intel Xeon Gold 6244 8C 150W 3.6GHz Processor | 4699
7D5RCTO2WW | B4HG | Intel Xeon Gold 6242 16C 150W 2.8GHz Processor | 4419
7D5RCTO2WW | B4HH | Intel Xeon Gold 6240 18C 150W 2.6GHz Processor | 3819
7D5RCTO2WW | B4HJ | Intel Xeon Gold 6230 20C 125W 2.1GHz Processor | 3099
7D5RCTO2WW | B4HK | Intel Xeon Gold 5220 18C 125W 2.2GHz Processor | 2599
7D5RCTO2WW | B4HL | Intel Xeon Gold 5218 16C 125W 2.3GHz Processor | 2019
7D5RCTO2WW | B4HM | Intel Xeon Gold 5217 8C 115W 3.0GHz Processor | 2659
7D5RCTO2WW | B4HN | Intel Xeon Gold 5215 10C 85W 2.5GHz Processor | 2019
7D5RCTO2WW | B4HP | Intel Xeon Silver 4216 16C 100W 2.1GHz Processor | 1649
7D5RCTO2WW | B4HQ | Intel Xeon Silver 4215 8C 85W 2.5GHz Processor | 1399
7D5RCTO2WW | B4HR | Intel Xeon Silver 4214 12C 85W 2.2GHz Processor | 1169
7D5RCTO2WW | B4HS | Intel Xeon Silver 4210 10C 85W 2.2GHz Processor | 859
7D5RCTO2WW | B4HT | Intel Xeon Silver 4208 8C 85W 2.1GHz Processor | 799
7D5RCTO2WW | B4LV | ThinkSystem 128GB TruDDR4 2666MHz (1.2V) Intel Optane DC Persistent Memory | 1089
7D5RCTO2WW | B4LW | ThinkSystem 256GB TruDDR4 2666MHz (1.2V) Intel Optane DC Persistent Memory | 4689
7D5RCTO2WW | B4LY | ThinkSystem 16GB TruDDR4 2933 MHz (1Rx4 1.2V) RDIMM | 289
7D5RCTO2WW | B4NL | ThinkSystem SR650 Refresh MB | 1600
7D5RCTO2WW | B4P5 | Intel Xeon Platinum 8280L 28C 205W 2.7GHz Processor | 29099
7D5RCTO2WW | B4P6 | Intel Xeon Platinum 8276L 28C 165W 2.2GHz Processor | 26689
7D5RCTO2WW | B4P7 | Intel Xeon Platinum 8260L 24C 165W 2.4GHz Processor | 19249
7D5RCTO2WW | B4P9 | Intel Xeon Gold 5215L 10C 85W 2.5GHz Processor | 17019
7D5RCTO2WW | B4R9 | ThinkSystem Mellanox ConnectX-6 HDR100/100GbE QSFP56 1-port PCIe VPI Adapter | 1779
7D5RCTO2WW | B4RA | ThinkSystem Mellanox ConnectX-6 HDR100/100GbE QSFP56 2-port PCIe VPI Adapter | 2099
7D5RCTO2WW | B4YB | ThinkSystem NVIDIA T4 16GB PCIe Passive GPU | 6279
7D5RCTO2WW | B528 | Intel Optane DC Persistent Memory - Memory Mode only | 0
7D5RCTO2WW | B5N7 | ThinkSystem 32GB TruDDR4 Performance+ 2933MHz (2Rx4 1.2V) RDIMM | 1379
7D5RCTO2WW | B5RZ | Intel Xeon Platinum 8253 16C 125W 2.2GHz Processor | 5299
7D5RCTO2WW | B5S0 | Intel Xeon Gold 5218N 16C 110W 2.3GHz Processor | 2625
7D5RCTO2WW | B6CJ | Intel Xeon Gold 6238 22C 140W 2.1GHz Processor | 4799
7D5RCTO2WW | B6CK | Intel Xeon Gold 6234 8C 130W 3.3GHz Processor | 3999
7D5RCTO2WW | B6CL | Intel Xeon Gold 6226 12C 125W 2.7GHz Processor | 3299
7D5RCTO2WW | B6CR | Intel Xeon Gold 6238L 22C 140W 2.1GHz Processor | 14599
7D5RCTO2WW | B6CS | Intel Xeon Gold 6240L 18C 150W 2.6GHz Processor | 14299
7D5RCTO2WW | B6CU | Intel Xeon Gold 6262V 24C 135W 1.9GHz Processor | 5399
7D5RCTO2WW | B6CV | Intel Xeon Gold 6222V 20C 115W 1.8GHz Processor | 2999
7D5RCTO2WW | B7N5 | Intel Xeon Silver 4210R 10C 100W 2.4GHz Processor | 899
7D5RCTO2WW | B7N6 | Intel Xeon Silver 4214R 12C 100W 2.4GHz Processor | 1259
7D5RCTO2WW | B7N9 | Intel Xeon Gold 5220R 24C 150W 2.2GHz Processor | 2739
7D5RCTO2WW | B8HU | ThinkSystem 2.5" PM1645a 800GB Mainstream SAS 12Gb Hot Swap SSD | 819
7D5RCTO2WW | B8HY | ThinkSystem 2.5" 5300 480GB Mainstream SATA 6Gb Hot Swap SSD | 429
7D5RCTO2WW | B8J2 | ThinkSystem 2.5" 5300 7.68TB Entry SATA 6Gb Hot Swap SSD | 3649
7D5RCTO2WW | B8J4 | ThinkSystem 2.5" PM1645a 1.6TB Mainstream SAS 12Gb Hot Swap SSD | 1379
7D5RCTO2WW | B8J5 | ThinkSystem 2.5" 5300 1.92TB Entry SATA 6Gb Hot Swap SSD | 939
7D5RCTO2WW | B8J6 | ThinkSystem 2.5" 5300 960GB Mainstream SATA 6Gb Hot Swap SSD | 729
7D5RCTO2WW | B8J7 | ThinkSystem 2.5" 5300 3.84TB Mainstream SATA 6Gb Hot Swap SSD | 2179
7D5RCTO2WW | B8JD | ThinkSystem 2.5" PM1645a 3.2TB Mainstream SAS 12Gb Hot Swap SSD | 2579
7D5RCTO2WW | B8JE | ThinkSystem 2.5" 5300 1.92TB Mainstream SATA 6Gb Hot Swap SSD | 1279
7D5RCTO2WW | B8JP | ThinkSystem 2.5" 5300 3.84TB Entry SATA 6Gb Hot Swap SSD | 1789
7D5RCTO2WW | B919 | ThinkSystem M.2 5300 480GB SATA 6Gbps Non-Hot Swap SSD | 369
7D5RCTO2WW | B91B | ThinkSystem 2.5" PM1643a 1.92TB Entry SAS 12Gb Hot Swap SSD | 1379
7D5RCTO2WW | B91C | ThinkSystem 2.5" PM1643a 3.84TB Entry SAS 12Gb Hot Swap SSD | 2579
7D5RCTO2WW | B91D | ThinkSystem 2.5" PM1643a 7.68TB Entry SAS 12Gb Hot Swap SSD | 5019
7D5RCTO2WW | BAZL | Intel Xeon Gold 6238R 28C 165W 2.2GHz Processor | 4599
7D5RCTO2WW | BAZM | Intel Xeon Gold 6240R 24C 165W 2.4GHz Processor | 3859
7D5RCTO2WW | BAZS | Intel Xeon Gold 5218R 20C 125W 2.1GHz Processor | 2259
7D5RCTO2WW | BAZU | Intel Xeon Silver 4215R 8C 130W 3.2GHz Processor | 1429
7D5RCTO2WW | BAZW | Intel Xeon Gold 6226R 16C 150W 2.9GHz Processor | 2289
7D5RCTO2WW | BAZX | Intel Xeon Gold 6230R 26C 150W 2.1GHz Processor | 3349
7D5RCTO2WW | BB0P | Intel Transparent Supply Chain. Lenovo has paired our industry leading supply chain with Intel's innovative Transparent Supply Chain program to add a layer of protection to your data center and bring peace of mind that the server hardware you bring into ... | 0
7D5RCTO2WW | BB2E | ThinkSystem NVIDIA Tesla V100S 32GB PCIe Passive GPU | 26079
7D5RCTO2WW | BCFR | ThinkSystem U.2 Intel P5600 3.2TB Mainstream NVMe PCIe 4.0 x4 Hot Swap SSD | 3829
7D5RCTO2WW | BCFS | ThinkSystem U.2 Intel P5600 6.4TB Mainstream NVMe PCIe 4.0 x4 Hot Swap SSD | 7639
7D5RCTO2WW | BCFV | ThinkSystem U.2 Intel P5600 1.6TB Mainstream NVMe PCIe 4.0 x4 Hot Swap SSD | 1919
7D5SCTO1WW | 747 | UID Asset Tag Label | 20
7D5SCTO1WW | 2321 | Custom MFG SVCS Fee - Small Increment | 3
7D5SCTO1WW | 5977 | Select Storage devices - no configured RAID required | 0
7D5SCTO1WW | 6201 | 1.5m, 10A/100-250V, C13 to IEC 320-C14 Rack Power Cable | 19
7D5SCTO1WW | 6263 | 4.3m, 10A/100-250V, C13 to IEC 320-C14 Rack Power Cable | 19
7D5SCTO1WW | 6311 | 2.8m, 10A/100-250V, C13 to IEC 320-C14 Rack Power Cable | 9
7D5SCTO1WW | 6313 | 2.8m, 10A/120V, C13 to NEMA 5-15P (US) Line Cord | 19
7D5SCTO1WW | 6370 | 4.3m, 10A/125V, C13 to NEMA 5-15P (US) Line Cord | 10
7D5SCTO1WW | 6373 | 4.3m, 10A/250V, C13 to NEMA 6-15P (US) Line Cord | 15
7D5SCTO1WW | 7831 | Customer Solution Center Services | 0
7D5SCTO1WW | 8067 | TAA Compliant Order | 0
7D5SCTO1WW | 8086 | No Publications Selected | 0
7D5SCTO1WW | A1PH | 1m Passive DAC SFP+ Cable | 69
7D5SCTO1WW | A1PJ | 3m Passive DAC SFP+ Cable | 89
7D5SCTO1WW | A1RF | 2.8m, 10A/250V, C13 to NEMA 6-15P Line Cord | 15
7D5SCTO1WW | A2N7 | Planar Not Integrated With Chassis | 0
7D5SCTO1WW | A3RG | 0.5m Passive DAC SFP+ Cable | 79
7D5SCTO1WW | A4VP | 1.0m, 10A/100-250V, C13 to IEC 320-C14 Rack Power Cable | 19
7D5SCTO1WW | A51N | 1.5m Passive DAC SFP+ Cable | 89
7D5SCTO1WW | A51P | 2m Passive DAC SFP+ Cable | 89
7D5SCTO1WW | AUNC | ThinkSystem 16GB TruDDR4 2666 MHz (2Rx8 1.2V) RDIMM | 319
7D5SCTO1WW | AUND | ThinkSystem 32GB TruDDR4 2666 MHz (2Rx4 1.2V) RDIMM | 609
7D5SCTO1WW | AUNE | ThinkSystem 64GB TruDDR4 2666 MHz (4Rx4 1.2V) LRDIMM | 1259
7D5SCTO1WW | AUPW | ThinkSystem XClarity Controller Standard to Enterprise Upgrade | 100
7D5SCTO1WW | AVFW | 0.75m Green Cat6 Cable | 19
7D5SCTO1WW | AVFX | 1.0m Green Cat6 Cable | 19
7D5SCTO1WW | AVFY | 1.25m Green Cat6 Cable | 19
7D5SCTO1WW | AVFZ | 1.5m Green Cat6 Cable | 19
7D5SCTO1WW | AVG0 | 3m Green Cat6 Cable | 25
7D5SCTO1WW | B0ML | Feature Enable TPM on MB | 0
7D5SCTO1WW | B0N4 | 2.0m, 10A/100-250V, C13 to IEC 320-C14 Rack Power Cable | 29
7D5SCTO1WW | B173 | Companion Part for XClarity Controller Standard to Enterprise Upgrade in Factory | 0
7D5SCTO1WW | B30W | Custom MFG SVCS Fee - Medium Increment | 30
7D5SCTO1WW | B30X | Custom MFG SVCS Fee - Large Increment | 300
7D5SCTO1WW | B4YB | ThinkSystem NVIDIA T4 16GB PCIe Passive GPU | 6279
7D5SCTO1WW | B6EX | ThinkSystem SE350 - Console RJ45 to RS232 Cable | 12
7D5SCTO1WW | B6EZ | ThinkSystem SE350 Node Sleeve | 79
7D5SCTO1WW | B6F0 | ThinkSystem SE350 AC Adapter Bracket | 59
7D5SCTO1WW | B6F1 | ThinkSystem SE350 DIN Rail Kit | 14
7D5SCTO1WW | B6F3 | ThinkSystem SE350 10GbE SFP+ 2-Port, 1GbE SFP 2-Port Switch, Wireless Capable | 1009
7D5SCTO1WW | B6F4 | ThinkSystem SE350 10GbE SFP+ 2-Port, 10/100/1GbE RJ45 2-Port Intel i350 | 389
7D5SCTO1WW | B6FD | ThinkSystem SE350 PCIe Riser Cage | 119
7D5SCTO1WW | B6FE | ThinkSystem SE350 M.2 Riser Cage Assembly | 129
7D5SCTO1WW | B6FF | ThinkSystem SE350 M.2 SATA/NVMe 4-bay Data Drive Enablement Kit | 139
7D5SCTO1WW | B6FH | ThinkSystem SE350 M.2 Adapter SATA Cable | 19
7D5SCTO1WW | B6FU | ThinkSystem SE350 - 12V PDM | 119
7D5SCTO1WW | B6FW | ThinkSystem SE350 240W AC Adapter | 149
7D5SCTO1WW | B6GD | ThinkSystem SE350 Sleeve Locking Bezel with Dust Filter Holders | 29
7D5SCTO1WW | B6KT | ThinkSystem SE350 - Mini USB to USB Type A (F) Console Cable | 5
7D5SCTO1WW | B6KU | ThinkSystem SE350 Locking Bezel Dust Filter | 49
7D5SCTO1WW | B6Q2 | ThinkSystem SE350 Tamper Detection Kit with Security Lock | 29
7D5SCTO1WW | B6Q3 | ThinkSystem SE350 Rubber Feet | 14
7D5SCTO1WW | B6XJ | ThinkSystem M.2 WiFi Module | 49
7D5SCTO1WW | B6XK | ThinkSystem M.2 WWAN LTE Module | 419
7D5SCTO1WW | B75B | ThinkSystem M.2 1.92TB 5100 Pro SATA 6Gbps Non-Hot Swap SSD | 1909
7D5SCTO1WW | B75C | ThinkSystem M.2 650GB P4511 NVMe SED High Endurance SSD | 569
7D5SCTO1WW | B75D | ThinkSystem M.2 1TB P4511 NVMe SED SSD | 549
7D5SCTO1WW | B75E | ThinkSystem M.2 2TB P4511 NVMe SED SSD | 1099
7D5SCTO1WW | B7FE | ThinkSystem SE350 - 48V DC Power Cord | 19
7D5SCTO1WW | B7Z7 | ThinkSystem SE350 10GBase-T 2-Port, 10/100/1GbE RJ45 2-Port Intel i350 | 519
7D5SCTO1WW | B7ZA | M.2 x4 PCIe/SATA Carrier Card Placement - Left | 0
7D5SCTO1WW | B7ZB | M.2 SATA HW RAID Adapter Placement - Left | 0
7D5SCTO1WW | B87S | ThinkSystem SE350 DIN Mount Kit (Extreme Shock & Vibe) | 129
7D5SCTO1WW | B88P | ThinkSystem SE350 M.2 Mirroring Enablement Kit | 139
7D5SCTO1WW | B8HU | ThinkSystem 2.5" PM1645a 800GB Mainstream SAS 12Gb Hot Swap SSD | 819
7D5SCTO1WW | B8JJ | ThinkSystem M.2 5300 960GB SATA 6Gbps Non-Hot Swap SSD | 539
7D5SCTO1WW | B919 | ThinkSystem M.2 5300 480GB SATA 6Gbps Non-Hot Swap SSD | 369
7D5SCTO1WW | B91K | ThinkSystem M.2 480GB Industrial A600i SATA SSD | 379
7D5SCTO1WW | B93A | ThinkSystem SE350 Edge Server Intel Xeon D-2143IT 8C 65W 2.20 GHz | 1669
7D5SCTO1WW | B93B | ThinkSystem SE350 Edge Server Intel Xeon D-2183IT 16C 100W 2.20 GHz | 4019
7D5SCTO1WW | B93C | ThinkSystem SE350 Edge Server Intel Xeon D-2163IT 12C 75W 2.10 GHz | 2919
7D5SCTO1WW | B93D | ThinkSystem SE350 Edge Server Intel Xeon D-2166NT 12C 85W 2.00 GHz | 3129
7D5SCTO1WW | BAG6 | ThinkSystem SE350 -48VDC PDM (-40VDC to -72VDC) | 309
7D5SCTO1WW | BAGF | ThinkSystem SE350 PCIe Riser Cage (Extreme Shock & Vibe) | 159
7D5SCTO1WW | BAGG | ThinkSystem SE350 M.2 Riser Cage Assembly (Extreme Shock & Vibe) | 169
7D5SCTO1WW | BAGM | ThinkSystem SE350 NVIDIA T4 Holder (Extreme Shock & Vibe) | 2
7D5SCTO1WW | BB0P | Intel Transparent Supply Chain. Lenovo has paired our industry leading supply chain with Intel's innovative Transparent Supply Chain program to add a layer of protection to your data center and bring peace of mind that the server hardware you bring into ... | 0
7D5SCTO1WW | BBZ5 | ThinkSystem SE350 M.2 SATA/NVMe 4-bay Data Drive Enablement Kit (Extreme Shock & Vibe) | 139
7D5SCTO1WW | BBZ6 | ThinkSystem SE350 10GbE SFP+ 2-Port, 1GbE SFP 2-Port Switch, Wireless Capable (Extreme Shock & Vibe) | 1219
7D5SCTO1WW | BBZ7 | ThinkSystem SE350 10GbE SFP+ 2-Port, 10/100/1GbE RJ45 2-Port Intel i350 (Extreme Shock & Vibe) | 389
7D5SCTO1WW | BCGF | ThinkAgile MX SE350 Edge Server Chassis | 439
7D5SCTO1WW | BCNZ | ThinkSystem M.2 5300 1.92TB SATA 6Gbps Non-Hot Swap SSD | 1319
7D5UCTO1WW | 64 | QLogic 10Gb SFP+ SR Optical Transceiver | 909
7D5UCTO1WW | 69 | Brocade 10Gb SFP+ SR Optical Transceiver | 909
7D5UCTO1WW | 747 | UID Asset Tag Label | 20
7D5UCTO1WW | 2305 | Integration 1U Component | 59
7D5UCTO1WW | 5053 | SFP+ SR Transceiver | 699
7D5UCTO1WW | 5977 | Select Storage devices - no configured RAID required | 0
7D5UCTO1WW | 6201 | 1.5m, 10A/100-250V, C13 to IEC 320-C14 Rack Power Cable | 19
7D5UCTO1WW | 6204 | 2.8m, 10A/100-250V, C13 to IEC 320-C20 Rack Power Cable | 19
7D5UCTO1WW | 6263 | 4.3m, 10A/100-250V, C13 to IEC 320-C14 Rack Power Cable | 19
7D5UCTO1WW | 6311 | 2.8m, 10A/100-250V, C13 to IEC 320-C14 Rack Power Cable | 9
7D5UCTO1WW | 6313 | 2.8m, 10A/120V, C13 to NEMA 5-15P (US) Line Cord | 19
7D5UCTO1WW | 6370 | 4.3m, 10A/125V, C13 to NEMA 5-15P (US) Line Cord | 10
7D5UCTO1WW | 6373 | 4.3m, 10A/250V, C13 to NEMA 6-15P (US) Line Cord | 15
7D5UCTO1WW | 6400 | 2.8m, 13A/100-250V, C13 to C14 Jumper Cord | 9
7D5UCTO1WW | 6401 | 2.8m, 13A/120V, C13 to NEMA 5-15P (US) Line Cord | 29
7D5UCTO1WW | 6570 | 2.0m, 13A/100-250V, C13 to C14 Jumper Cord | 19
7D5UCTO1WW | 6583 | 4.3m, 13A/100-250V, C13 to C14 Rack Power Cable | 19
7D5UCTO1WW | 7831 | Customer Solution Center Services | 0
7D5UCTO1WW | 8031 | Consolidate Shipment | 0
7D5UCTO1WW | 8072 | General Racking Solution | 0
7D5UCTO1WW | 8086 | No Publications Selected | 0
7D5UCTO1WW | 8971 | Integrate in manufacturing | 0
7D5UCTO1WW | 8972 | Ship Uninstalled (Safety) | 0
7D5UCTO1WW | A102 | Advanced Grouping | 0
7D5UCTO1WW | A1PH | 1m Passive DAC SFP+ Cable | 69
7D5UCTO1WW | A1PJ | 3m Passive DAC SFP+ Cable | 89
7D5UCTO1WW | A1PK | 5m Passive DAC SFP+ Cable | 159
7D5UCTO1WW | A1RF | 2.8m, 10A/250V, C13 to NEMA 6-15P Line Cord | 15
7D5UCTO1WW | A3RG | 0.5m Passive DAC SFP+ Cable | 79
7D5UCTO1WW | A3RH | 7m Passive DAC SFP+ Cable | 179
7D5UCTO1WW | A3SW | 1.2m, 16A/100-250V, 2 Short C13s to Short C20 Rack Power Cable | 55
7D5UCTO1WW | A3SX | 2.5m, 16A/100-250V, 2 Long C13s to Short C20 Rack Power Cable | 75
7D5UCTO1WW | A3SY | 2.8m, 16A/100-250V, 2 Short C13s to Long C20 Rack Power Cable | 79
7D5UCTO1WW | A3SZ | 4.1m, 16A/100-250V, 2 Long C13s to Long C20 Rack Power Cable | 85
7D5UCTO1WW | A4EY | No x Network Adapter | 0
7D5UCTO1WW | A4VP | 1.0m, 10A/100-250V, C13 to IEC 320-C14 Rack Power Cable | 19
7D5UCTO1WW | A51N | 1.5m Passive DAC SFP+ Cable | 89
7D5UCTO1WW | A51P | 2m Passive DAC SFP+ Cable | 89
7D5UCTO1WW | A5DL | SFP 1000Base-T (RJ-45) Transceiver | 89
7D5UCTO1WW | A5UA | Lenovo 1m MPO-4xLC OM3 MMF Breakout Cable | 279
7D5UCTO1WW | A5UB | Lenovo 3m MPO-4xLC OM3 MMF Breakout Cable | 329
7D5UCTO1WW | A5UC | Lenovo 5m MPO-4xLC OM3 MMF Breakout Cable | 379
7D5UCTO1WW | ASR5 | Lenovo 0.5m LC-LC OM3 MMF Cable | 24
7D5UCTO1WW | ASR6 | Lenovo 1m LC-LC OM3 MMF Cable | 24
7D5UCTO1WW | ASR7 | Lenovo 3m LC-LC OM3 MMF Cable | 24
7D5UCTO1WW | ASR8 | Lenovo 5m LC-LC OM3 MMF Cable | 29
7D5UCTO1WW | ASR9 | Lenovo 10m LC-LC OM3 MMF Cable | 39
7D5UCTO1WW | ASRA | Lenovo 15m LC-LC OM3 MMF Cable | 45
7D5UCTO1WW | ASRB | Lenovo 25m LC-LC OM3 MMF Cable | 54
7D5UCTO1WW | ASRC | Lenovo 30m LC-LC OM3 MMF Cable | 64
7D5UCTO1WW | AT2R | Lenovo 1m Active DAC SFP+ Cables | 129
7D5UCTO1WW | AT2S | Lenovo 3m Active DAC SFP+ Cables | 139
7D5UCTO1WW | AT2T | Lenovo 5m Active DAC SFP+ Cables | 159
7D5UCTO1WW | AT2U | Lenovo 10m QSFP+ MPO-MPO OM3 MMF Cable | 169
7D5UCTO1WW | AT2V | Lenovo 30m QSFP+ MPO-MPO OM3 MMF Cable | 329
7D5UCTO1WW | ATSB | Nutanix Solution Code MFG Instruction | 0
7D5UCTO1WW | ATTJ | Lenovo Dual Rate 1G/10GB SFP Transceiver | 119
7D5UCTO1WW | ATYY | Lenovo 3m SFP+ to SFP+ Active Optical Cable | 99
7D5UCTO1WW | ATYZ | Lenovo 5m SFP+ to SFP+ Active Optical Cable | 114
7D5UCTO1WW | ATZ0 | Lenovo 7m SFP+ to SFP+ Active Optical Cable | 129
7D5UCTO1WW | ATZ1 | Lenovo 15m SFP+ to SFP+ Active Optical Cable | 169
7D5UCTO1WW | ATZ2 | Lenovo 20m SFP+ to SFP+ Active Optical Cable | 169
7D5UCTO1WW | AU0M | 5m Intel OPA 100 Series Active Optical QSFP28 Cable | 899
7D5UCTO1WW | AU0N | 10m Intel OPA 100 Series Active Optical QSFP28 Cable | 929
7D5UCTO1WW | AU0P | 15m Intel OPA 100 Series Active Optical QSFP28 Cable | 949
7D5UCTO1WW | AU0Q | 20m Intel OPA 100 Series Active Optical QSFP28 Cable | 979
7D5UCTO1WW | AUNM | ThinkSystem 430-16i SAS/SATA 12Gb HBA | 589
7D5UCTO1WW | AUNP | FBU345 SuperCap | 135
7D5UCTO1WW | AUPW | ThinkSystem XClarity Controller Standard to Enterprise Upgrade | 100
7D5UCTO1WW | AURR | ThinkSystem M3.5 Screw for Riser 2x2pcs and Planar 5pcs | 0
7D5UCTO1WW | AUSL | ThinkSystem COM Port Upgrade Kit | 19
7D5UCTO1WW | AUUE | ThinkSystem 2.5" 1TB 7.2K SATA 6Gb Hot Swap 512n HDD | 469
7D5UCTO1WW | AUUJ | ThinkSystem 2.5" 2TB 7.2K SATA 6Gb Hot Swap 512e HDD | 849
7D5UCTO1WW | AV1B | Lenovo 25GBase-SR SFP28 Transceiver | 449
7D5UCTO1WW | AV1F | Lenovo 3m 25G SFP28 Active Optical Cable | 489
7D5UCTO1WW | AV1G | Lenovo 5m 25G SFP28 Active Optical Cable | 489
7D5UCTO1WW | AV1H | Lenovo 10m 25G SFP28 Active Optical Cable | 499
7D5UCTO1WW | AV1J | Lenovo 15m 25G SFP28 Active Optical Cable | 497
7D5UCTO1WW | AV1K | Lenovo 20m 25G SFP28 Active Optical Cable | 519
7D5UCTO1WW | AV1L | Lenovo 3m 100G QSFP28 Active Optical Cable | 1059
7D5UCTO1WW | AV1M | Lenovo 5m 100G QSFP28 Active Optical Cable | 1069
7D5UCTO1WW | AV1N | Lenovo 10m 100G QSFP28 Active Optical Cable | 1099
7D5UCTO1WW | AV1P | Lenovo 15m 100G QSFP28 Active Optical Cable | 1079
7D5UCTO1WW | AV1Q | Lenovo 20m 100G QSFP28 Active Optical Cable | 1179
7D5UCTO1WW | AV1R | Lenovo 3m 100G to 4x25G Breakout Active Optical Cable | 1949
7D5UCTO1WW | AV1S | Lenovo 5m 100G to 4x25G Breakout Active Optical Cable | 1975
7D5UCTO1WW | AV1T | Lenovo 10m 100G to 4x25G Breakout Active Optical Cable | 2035
7D5UCTO1WW | AV1U | Lenovo 15m 100G to 4x25G Breakout Active Optical Cable | 2095
7D5UCTO1WW | AV1V | Lenovo 20m 100G to 4x25G Breakout Active Optical Cable | 2149
7D5UCTO1WW | AV1W | Lenovo 1m Passive 25G SFP28 DAC Cable | 69
7D5UCTO1WW | AV1X | Lenovo 3m Passive 25G SFP28 DAC Cable | 79
7D5UCTO1WW | AV1Y | Lenovo 5m Passive 25G SFP28 DAC Cable | 159
7D5UCTO1WW | AV1Z | Lenovo 1m Passive 100G QSFP28 DAC Cable | 99
7D5UCTO1WW | AV20 | Lenovo 3m Passive 100G QSFP28 DAC Cable | 159
7D5UCTO1WW | AV21 | Lenovo 5m Passive 100G QSFP28 DAC Cable | 299
7D5UCTO1WW | AV22 | Lenovo 1m 100G QSFP28 to 4x25G SFP28 Breakout DAC Cable | 179
7D5UCTO1WW | AV23 | Lenovo 3m 100G QSFP28 to 4x25G SFP28 Breakout DAC Cable | 299
7D5UCTO1WW | AV24 | Lenovo 5m 100G QSFP28 to 4x25G SFP28 Breakout DAC Cable | 459
7D5UCTO1WW | AV25 | Lenovo 5m MPO-MPO OM4 MMF Cable | 114
7D5UCTO1WW | AV26 | Lenovo 7m MPO-MPO OM4 MMF Cable | 135
7D5UCTO1WW | AV27 | Lenovo 10m MPO-MPO OM4 MMF Cable | 159
7D5UCTO1WW | AV28 | Lenovo 15m MPO-MPO OM4 MMF Cable | 205
7D5UCTO1WW | AV29 | Lenovo 20m MPO-MPO OM4 MMF Cable | 259
7D5UCTO1WW | AV2A | Lenovo 30m MPO-MPO OM4 MMF Cable | 349
7D5UCTO1WW | AV2B | Lenovo 1m MPO to 4x LC Breakout OM4 MMF Cable | 149
7D5UCTO1WW | AV2C | Lenovo 3m MPO to 4x LC Breakout OM4 MMF Cable | 179
7D5UCTO1WW | AV2D | Lenovo 5m MPO to 4x LC Breakout OM4 MMF Cable | 239
7D5UCTO1WW | AVUX | On Board SATA AHCI Mode | 0
7D5UCTO1WW | AX8A | 4.3m, 13A/120V, C13 to NEMA 5-15P (US) Line Cord | 19
7D5UCTO1WW | B0ML | Feature Enable TPM on MB | 0
7D5UCTO1WW | B0N4 | 2.0m, 10A/100-250V, C13 to IEC 320-C14 Rack Power Cable | 29
7D5UCTO1WW | B0N5 | 1.0m, 13A/100-250V, C13 to C14 Jumper Cord | 25
7D5UCTO1WW | B0N6 | 1.5m, 13A/100-250V, C13 to C14 Jumper Cord | 29
7D5UCTO1WW | B0RJ | 10GBASE-LR SFP+Transceiver | 350
7D5UCTO1WW | B0SU | SVT Validation | 0
7D5UCTO1WW | B0YS | ThinkSystem 2.5" 2.4TB 10K SAS 12Gb Hot Swap 512e HDD | 629
7D5UCTO1WW | B173 | Companion Part for XClarity Controller Standard to Enterprise Upgrade in Factory | 0
7D5UCTO1WW | B21X | ThinkSystem U.2 Toshiba CM5-V 1.6TB Mainstream NVMe PCIe 3.0 x4 Hot Swap SSD | 3449
7D5UCTO1WW | B22J | 5m Intel OPA 100 Series Active Optical QSFP28 Low Power Cable | 809
7D5UCTO1WW | B22K | 10m Intel OPA 100 Series Active Optical QSFP28 Low Power Cable | 829
7D5UCTO1WW | B22L | 15m Intel OPA 100 Series Active Optical QSFP28 Low Power Cable | 839
7D5UCTO1WW | B22M | 20m Intel OPA 100 Series Active Optical QSFP28 Low Power Cable | 849
7D5UCTO1WW | B2P9 | Lenovo 0.5m LC-LC OM4 MMF Cable | 34
7D5UCTO1WW | B2PA | Lenovo 1m LC-LC OM4 MMF Cable | 29
7D5UCTO1WW | B2PB | Lenovo 3m LC-LC OM4 MMF Cable | 34
7D5UCTO1WW | B2PC | Lenovo 5m LC-LC OM4 MMF Cable | 44
7D5UCTO1WW | B2PD | Lenovo 10m LC-LC OM4 MMF Cable | 69
7D5UCTO1WW | B2PE | Lenovo 15m LC-LC OM4 MMF Cable | 79
7D5UCTO1WW | B2PF | Lenovo 25m LC-LC OM4 MMF Cable | 114
7D5UCTO1WW | B2UZ | Lenovo 1m 100G QSFP28 Active Optical Cable | 949
7D5UCTO1WW | B42B | ThinkSystem Toolless Friction Rail v2 | 99
7D5UCTO1WW | B49B | ThinkSystem 2.5" Intel S4510 1.92TB Entry SATA 6Gb Hot Swap SSD | 1049
7D5UCTO1WW | B49C | ThinkSystem 2.5" Intel S4510 3.84TB Entry SATA 6Gb Hot Swap SSD | 1979
7D5UCTO1WW | B49N | ThinkSystem 2.5" Intel S4610 960GB Mainstream SATA 6Gb Hot Swap SSD | 699
7D5UCTO1WW | B49P | ThinkSystem 2.5" Intel S4610 1.92TB Mainstream SATA 6Gb Hot Swap SSD | 1289
7D5UCTO1WW | B4YB | ThinkSystem NVIDIA T4 16GB PCIe Passive GPU | 6279
7D5UCTO1WW | B5SV | ThinkSystem Broadcom 57454 10/25GbE SFP28 4-port OCP Ethernet Adapter | 539
7D5UCTO1WW | B5WJ | ThinkSystem OCP3 Filler | 19
7D5UCTO1WW | B5X6 | ThinkSystem 1U 2x2.5" Fixed Filler | 9
7D5UCTO1WW | B5XC | ThinkSystem 64GB TruDDR4 3200MHz (2Rx4 1.2V) RDIMM-A | 1089
7D5UCTO1WW | B5XD | ThinkSystem 16GB TruDDR4 3200MHz (2Rx8 1.2V) RDIMM-A | 299
7D5UCTO1WW | B5XE | ThinkSystem 32GB TruDDR4 3200MHz (2Rx4 1.2V) RDIMM-A | 539
7D5UCTO1WW | B5XF | ThinkSystem AMD EPYC 7742 64C 225W 2.25 GHz Processor | 12289
7D5UCTO1WW | B5XG | ThinkSystem AMD EPYC 7502 32C 180W 2.5GHz Processor | 4599
7D5UCTO1WW | B5XH | ThinkSystem M.2 SATA 2-Bay RAID Enablement Kit | 119
7D5UCTO1WW | B6TR | ThinkSystem AMD EPYC 7702 64C 200W 2.0GHz Processor | 11399
7D5UCTO1WW | B6TS | ThinkSystem AMD EPYC 7262 8C 155W 3.2GHz Processor | 1059
7D5UCTO1WW | B6TU | ThinkSystem AMD EPYC 7452 32C 155W 2.35 GHz Processor | 3579
7D5UCTO1WW | B6TV | ThinkSystem AMD EPYC 7302 16C 155W 3.0GHz Processor | 1729
7D5UCTO1WW | B6VU | ThinkSystem AMD EPYC 7252 8C 120W 3.1GHz Processor | 1129
7D5UCTO1WW | B6VW | ThinkSystem AMD EPYC 7402 24C 180W 2.8GHz Processor | 3149
7D5UCTO1WW | B6VZ | ThinkSystem AMD EPYC 7282 16C 120W 2.8GHz Processor | 1539
7D5UCTO1WW | B6W0 | ThinkSystem AMD EPYC 7352 24C 155W 2.3GHz Processor | 3069
7D5UCTO1WW | B6W1 | ThinkSystem AMD EPYC 7552 48C 200W 2.2GHz Processor | 9159
7D5UCTO1WW | B6W2 | ThinkSystem AMD EPYC 7542 32C 225W 2.9GHz Processor | 7739
7D5UCTO1WW | B6W3 | ThinkSystem AMD EPYC 7642 48C 225W 2.3GHz Processor | 10869
7D5UCTO1WW | B767 | ThinkSystem AMD EPYC 7272 12C 120W 2.9GHz Processor | 1479
7D5UCTO1WW | B8HS | ThinkSystem M.2 5300 240GB SATA 6Gbps Non-Hot Swap SSD | 359
7D5UCTO1WW | B8HU | ThinkSystem 2.5" PM1645a 800GB Mainstream SAS 12Gb Hot Swap SSD | 819
7D5UCTO1WW | B8J4 | ThinkSystem 2.5" PM1645a 1.6TB Mainstream SAS 12Gb Hot Swap SSD | 1379
7D5UCTO1WW | B8L2 | ThinkSystem SR645 1U MB | 2239
7D5UCTO1WW | B8L4 | ThinkSystem 7mm Tray Filler | 9
7D5UCTO1WW | B8L5 | ThinkSystem 1U MS Height CPU dummy | 9
7D5UCTO1WW | B8L8 | ThinkSystem CFF V4 PSU Dummy | 9
7D5UCTO1WW | B8LA | ThinkSystem Toolless Slide Rail Kit v2 | 109
7D5UCTO1WW | B8LC | ThinkSystem Toolless Slide Rail Kit v2 with 1U CMA | 159
7D5UCTO1WW | B8MV | ThinkSystem 1U PCIe Gen4 x16 Riser 2 | 79
7D5UCTO1WW | B8MW | ThinkSystem 1U PCIe Gen3 x16/x16 Riser 1 | 69
7D5UCTO1WW | B8MX | ThinkSystem 1U 2.5" 6 SAS/SATA 4 AnyBay Backplane | 379
7D5UCTO1WW | B8MY | ThinkSystem 1U 2x2.5" SAS/SATA Rear Backplane | 79
7D5UCTO1WW | B8N3 | ThinkSystem 1U Standard Fan Option Kit | 39
7D5UCTO1WW | B8N4 | ThinkSystem 1U Performance Fan Option Kit | 49
7D5UCTO1WW | B8N7 | ThinkSystem 1U MS LP Riser Cage Riser1&2 | 29
7D5UCTO1WW | B8NA | ThinkSystem 1U MS LP+LP Riser Filler | 9
7D5UCTO1WW | B8NB | ThinkSystem 1U MS LP Riser Filler | 2
7D5UCTO1WW | B8NC | ThinkSystem 1U LP+LP BF Riser Cage Riser 1 | 19
7D5UCTO1WW | B8ND | ThinkSystem 1U MS 10x2.5" Media Bay | 119
7D5UCTO1WW | B8NF | ThinkSystem 1U Rear 2.5" HDD Sequence SAS/SATA | 29
7D5UCTO1WW | B8NG | ThinkSystem 1U LP+FH BF Riser Cage Riser1 | 29
7D5UCTO1WW | B8NJ | ThinkSystem 1U MS Fan Dummy | 2
7D5UCTO1WW | B8NK | ThinkSystem 1U Super Cap Holder Dummy | 2
7D5UCTO1WW | B8NL | ThinkSystem 1U Security Bezel v2 | 49
7D5UCTO1WW | B8NM | ThinkSystem 1U MS Air Duct | 9
7D5UCTO1WW | B8NN | ThinkSystem 1U MS 8x2.5" Media Bay | 39
7D5UCTO1WW | B8NT | ThinkSystem 128GB TruDDR4 3200MHz (4Rx4, 1.2V) 3DS RDIMM-A | 3549
7D5UCTO1WW | B8NU | ThinkSystem 32GB TruDDR4 3200 MHz (2Rx8 1.2V) RDIMM-A | 589
7D5UCTO1WW | B8QA | ThinkSystem 750W (230/115V) V2 Platinum Hot-Swap Power Supply | 259
7D5UCTO1WW | B8QB | ThinkSystem V2 1800W (230V) Platinum Hot-Swap Power Supply | 519
7D5UCTO1WW | B8QC | ThinkSystem 1100W (230V/115V) V2 Platinum Hot-Swap Power Supply | 369
7D5UCTO1WW | B919 | ThinkSystem M.2 5300 480GB SATA 6Gbps Non-Hot Swap SSD | 369
7D5UCTO1WW | B91C | ThinkSystem 2.5" PM1643a 3.84TB Entry SAS 12Gb Hot Swap SSD | 2579
7D5UCTO1WW | B91D | ThinkSystem 2.5" PM1643a 7.68TB Entry SAS 12Gb Hot Swap SSD | 5019
7D5UCTO1WW | B91Z | ThinkSystem 1U PCIe Gen4 x16 Riser 1 w/ Rear Drive | 149
7D5UCTO1WW | B984 | ThinkSystem 1U PLV Top Cover Sponge | 9
7D5UCTO1WW | BA2Y | ThinkSystem 1U Front VGA Cable | 19
7D5UCTO1WW | BABN | ThinkSystem AMD EPYC 7662 64C 225W 2.0GHz Processor | 11549
7D5UCTO1WW | BABP | ThinkSystem AMD EPYC 7532 32C 200W 2.4GHz Processor | 6289
7D5UCTO1WW | BAEC | ThinkSystem 1U MS Rear 2.5" HDD Sequence SATA | 29
7D5UCTO1WW | BC4V | Non RAID NVMe | 0
7D5UCTO1WW | BC74 | ThinkSystem 1U 10x2.5" AnyBay Backplane | 0
7D5UCTO1WW | BC75 | ThinkSystem 1U 2.5" 6SATA/SAS 4 AnyBay Backplane | 0
7D5UCTO1WW | BCAC | 1U MS Super Cap Holder on PCIe slot | 59
7D5UCTO1WW | BCE8 | ThinkSystem AMD EPYC 7F52 16C 240W 3.5GHz Processor | 5819
7D5UCTO1WW | BCE9 | ThinkSystem AMD EPYC 7F32 8C 180W 3.7GHz Processor | 3939
7D5UCTO1WW | BCEA | ThinkSystem AMD EPYC 7F72 24C 240W 3.2GHz Processor | 6759
7D5UCTO1WW | BCEB | ThinkSystem 1U V2 2x3 2.5" HDD Dummy | 19
7D5UCTO1WW | BCFS | ThinkSystem U.2 Intel P5600 6.4TB Mainstream NVMe PCIe 4.0 x4 Hot Swap SSD | 7639
7D5UCTO1WW | BCGY | ThinkSystem 1U Rear 2x2.5" HDD Cage | 29
7D5UCTO1WW | BCZY | ThinkSystem 32GB TruDDR4 Performance+ 3200 MHz (2Rx8 1.2V) RDIMM-A | 449
7D5UCTO1WW | BCZZ | ThinkSystem 64GB TruDDR4 Performance+ 3200 MHz (2Rx4 1.2V) RDIMM-A | 899
7D5UCTO1WW | BEL7 | Mfg Short-Ship Preload Exception | 0
7D5UCTO1WW | BEUX | ThinkSystem External Diagnostics Handset | 139
7D5UCTO1WW | BF10 | Lenovo Dual Rate 10G/25G SFP28 85C Transceiver | 399
7D5UCTO1WW | BF6Y | ThinkSystem SR645 1U Refresh MB | 2249
7D5UCTO1WW | BF70 | ThinkSystem AMD EPYC 7713P 64C 225W 2.0GHz Processor | 10599
7D5UCTO1WW | BF71 | ThinkSystem AMD EPYC 7543P 32C 225W 2.8GHz Processor | 5519
7D5UCTO1WW | BF72 | ThinkSystem AMD EPYC 7443 24C 200W 2.85GHz Processor | 3979
7D5UCTO1WW | BF74 | ThinkSystem AMD EPYC 7453 28C 225W 2.75GHz Processor | 3879
7D5UCTO1WW | BF75 | ThinkSystem AMD EPYC 7663 56C 240W 2.0GHz Processor | 13169
7D5UCTO1WW | BF76 | ThinkSystem AMD EPYC 7313 16C 155W 3.0GHz Processor | 2139
7D5UCTO1WW | BF77 | ThinkSystem AMD EPYC 7543 32C 225W 2.8GHz Processor | 7519
7D5UCTO1WW | BF78 | ThinkSystem AMD EPYC 7413 24C 180W 2.65GHz Processor | 3609
7D5UCTO1WW | BF79 | ThinkSystem AMD EPYC 7443P 24C 200W 2.85GHz Processor | 2639
7D5UCTO1WW | BF7A | ThinkSystem AMD EPYC 7513 32C 200W 2.6GHz Processor | 5749
7D5UCTO1WW | BF7B | ThinkSystem AMD EPYC 7313P 16C 155W 3.0GHz Processor | 1809
7D5UCTO1WW | BF7C | ThinkSystem AMD EPYC 7713 64C 225W 2.0GHz Processor | 14939
7D5UCTO1WW | BF7D | ThinkSystem AMD EPYC 73F3 16C 240W 3.5GHz Processor | 7449
7D5UCTO1WW | BF7E | ThinkSystem AMD EPYC 7343 16C 190W 3.2GHz Processor | 3099
7D5UCTO1WW | BF7G | ThinkSystem AMD EPYC 74F3 24C 240W 3.2GHz Processor | 6139
7D5UCTO1WW | BF9B | ThinkAgile HX337x Base | 549
7D5UCTO1WW | BGQ5 | ThinkSystem AMD EPYC 7643 48C 225W 2.3GHz Processor | 10109
7D5UCTO1WW | BHU8 | ThinkSystem 1U 2.5" 10 SAS/SATA Backplane | 329
7D5UCTO2WW | 64 | QLogic 10Gb SFP+ SR Optical Transceiver | 909
7D5UCTO2WW | 69 | Brocade 10Gb SFP+ SR Optical Transceiver | 909
7D5UCTO2WW | 747 | UID Asset Tag Label | 20
7D5UCTO2WW | 2305 | Integration 1U Component | 59
7D5UCTO2WW | 5053 | SFP+ SR Transceiver | 699
7D5UCTO2WW | 5977 | Select Storage devices - no configured RAID required | 0
7D5UCTO2WW | 6201 | 1.5m, 10A/100-250V, C13 to IEC 320-C14 Rack Power Cable | 19
7D5UCTO2WW | 6204 | 2.8m, 10A/100-250V, C13 to IEC 320-C20 Rack Power Cable | 19
7D5UCTO2WW | 6263 | 4.3m, 10A/100-250V, C13 to IEC 320-C14 Rack Power Cable | 19
7D5UCTO2WW | 6311 | 2.8m, 10A/100-250V, C13 to IEC 320-C14 Rack Power Cable | 9
7D5UCTO2WW | 6313 | 2.8m, 10A/120V, C13 to NEMA 5-15P (US) Line Cord | 19
7D5UCTO2WW | 6370 | 4.3m, 10A/125V, C13 to NEMA 5-15P (US) Line Cord | 10
7D5UCTO2WW | 6373 | 4.3m, 10A/250V, C13 to NEMA 6-15P (US) Line Cord | 15
7D5UCTO2WW | 6400 | 2.8m, 13A/100-250V, C13 to C14 Jumper Cord | 9
7D5UCTO2WW | 6401 | 2.8m, 13A/120V, C13 to NEMA 5-15P (US) Line Cord | 29
7D5UCTO2WW | 6570 | 2.0m, 13A/100-250V, C13 to C14 Jumper Cord | 19
7D5UCTO2WW | 6583 | 4.3m, 13A/100-250V, C13 to C14 Rack Power Cable | 19
7D5UCTO2WW | 7831 | Customer Solution Center Services | 0
7D5UCTO2WW | 8031 | Consolidate Shipment | 0
7D5UCTO2WW | 8072 | General Racking Solution | 0
7D5UCTO2WW | 8086 | No Publications Selected | 0
7D5UCTO2WW | 8971 | Integrate in manufacturing | 0
7D5UCTO2WW | 8972 | Ship Uninstalled (Safety) | 0
7D5UCTO2WW | A102 | Advanced Grouping | 0
7D5UCTO2WW | A1PH | 1m Passive DAC SFP+ Cable | 69
7D5UCTO2WW | A1PJ | 3m Passive DAC SFP+ Cable | 89
7D5UCTO2WW | A1PK | 5m Passive DAC SFP+ Cable | 159
7D5UCTO2WW | A1RF | 2.8m, 10A/250V, C13 to NEMA 6-15P Line Cord | 15
7D5UCTO2WW | A3RG | 0.5m Passive DAC SFP+ Cable | 79
7D5UCTO2WW | A3RH | 7m Passive DAC SFP+ Cable | 179
7D5UCTO2WW | A3SW | 1.2m, 16A/100-250V, 2 Short C13s to Short C20 Rack Power Cable | 55
7D5UCTO2WW | A3SX | 2.5m, 16A/100-250V, 2 Long C13s to Short C20 Rack Power Cable | 75
7D5UCTO2WW | A3SY | 2.8m, 16A/100-250V, 2 Short C13s to Long C20 Rack Power Cable | 79
7D5UCTO2WW | A3SZ | 4.1m, 16A/100-250V, 2 Long C13s to Long C20 Rack Power Cable | 85
7D5UCTO2WW | A4EY | No x Network Adapter | 0
7D5UCTO2WW | A4VP | 1.0m, 10A/100-250V, C13 to IEC 320-C14 Rack Power Cable | 19
7D5UCTO2WW | A51N | 1.5m Passive DAC SFP+ Cable | 89
7D5UCTO2WW | A51P | 2m Passive DAC SFP+ Cable | 89
7D5UCTO2WW | A5DL | SFP 1000Base-T (RJ-45) Transceiver | 89
7D5UCTO2WW | A5UA | Lenovo 1m MPO-4xLC OM3 MMF Breakout Cable | 279
7D5UCTO2WW | A5UB | Lenovo 3m MPO-4xLC OM3 MMF Breakout Cable | 329
7D5UCTO2WW | A5UC | Lenovo 5m MPO-4xLC OM3 MMF Breakout Cable | 379
7D5UCTO2WW | ASR5 | Lenovo 0.5m LC-LC OM3 MMF Cable | 24
7D5UCTO2WW | ASR6 | Lenovo 1m LC-LC OM3 MMF Cable | 24
7D5UCTO2WW | ASR7 | Lenovo 3m LC-LC OM3 MMF Cable | 24
7D5UCTO2WW | ASR8 | Lenovo 5m LC-LC OM3 MMF Cable | 29
7D5UCTO2WW | ASR9 | Lenovo 10m LC-LC OM3 MMF Cable | 39
7D5UCTO2WW | ASRA | Lenovo 15m LC-LC OM3 MMF Cable | 45
7D5UCTO2WW | ASRB | Lenovo 25m LC-LC OM3 MMF Cable | 54
7D5UCTO2WW | ASRC | Lenovo 30m LC-LC OM3 MMF Cable | 64
7D5UCTO2WW | AT2R | Lenovo 1m Active DAC SFP+ Cables | 129
7D5UCTO2WW | AT2S | Lenovo 3m Active DAC SFP+ Cables | 139
7D5UCTO2WW | AT2T | Lenovo 5m Active DAC SFP+ Cables | 159
7D5UCTO2WW | AT2U | Lenovo 10m QSFP+ MPO-MPO OM3 MMF Cable | 169
7D5UCTO2WW | AT2V | Lenovo 30m QSFP+ MPO-MPO OM3 MMF Cable | 329
7D5UCTO2WW | ATSB | Nutanix Solution Code MFG Instruction | 0
7D5UCTO2WW | ATTJ | Lenovo Dual Rate 1G/10GB SFP Transceiver | 119
7D5UCTO2WW | ATYY | Lenovo 3m SFP+ to SFP+ Active Optical Cable | 99
7D5UCTO2WW | ATYZ | Lenovo 5m SFP+ to SFP+ Active Optical Cable | 114
7D5UCTO2WW | ATZ0 | Lenovo 7m SFP+ to SFP+ Active Optical Cable | 129
7D5UCTO2WW | ATZ1 | Lenovo 15m SFP+ to SFP+ Active Optical Cable | 169
7D5UCTO2WW | ATZ2 | Lenovo 20m SFP+ to SFP+ Active Optical Cable | 169
7D5UCTO2WW | AU0M | 5m Intel OPA 100 Series Active Optical QSFP28 Cable | 899
7D5UCTO2WW | AU0N | 10m Intel OPA 100 Series Active Optical QSFP28 Cable | 929
7D5UCTO2WW | AU0P | 15m Intel OPA 100 Series Active Optical QSFP28 Cable | 949
7D5UCTO2WW | AU0Q | 20m Intel OPA 100 Series Active Optical QSFP28 Cable | 979
7D5UCTO2WW | AUNM | ThinkSystem 430-16i SAS/SATA 12Gb HBA | 589
7D5UCTO2WW | AUNP | FBU345 SuperCap | 135
7D5UCTO2WW | AUPW | ThinkSystem XClarity Controller Standard to Enterprise Upgrade | 100
7D5UCTO2WW | AURR | ThinkSystem M3.5 Screw for Riser 2x2pcs and Planar 5pcs | 0
7D5UCTO2WW | AUSL | ThinkSystem COM Port Upgrade Kit | 19
7D5UCTO2WW | AUUE | ThinkSystem 2.5" 1TB 7.2K SATA 6Gb Hot Swap 512n HDD | 469
7D5UCTO2WW | AUUJ | ThinkSystem 2.5" 2TB 7.2K SATA 6Gb Hot Swap 512e HDD | 849
7D5UCTO2WW | AV1B | Lenovo 25GBase-SR SFP28 Transceiver | 449
7D5UCTO2WW | AV1F | Lenovo 3m 25G SFP28 Active Optical Cable | 489
7D5UCTO2WW | AV1G | Lenovo 5m 25G SFP28 Active Optical Cable | 489
7D5UCTO2WW | AV1H | Lenovo 10m 25G SFP28 Active Optical Cable | 499
7D5UCTO2WW | AV1J | Lenovo 15m 25G SFP28 Active Optical Cable | 497
7D5UCTO2WW | AV1K | Lenovo 20m 25G SFP28 Active Optical Cable | 519
7D5UCTO2WW | AV1L | Lenovo 3m 100G QSFP28 Active Optical Cable | 1059
7D5UCTO2WW | AV1M | Lenovo 5m 100G QSFP28 Active Optical Cable | 1069
7D5UCTO2WW | AV1N | Lenovo 10m 100G QSFP28 Active Optical Cable | 1099
7D5UCTO2WW | AV1P | Lenovo 15m 100G QSFP28 Active Optical Cable | 1079
7D5UCTO2WW | AV1Q | Lenovo 20m 100G QSFP28 Active Optical Cable | 1179
7D5UCTO2WW | AV1R | Lenovo 3m 100G to 4x25G Breakout Active Optical Cable | 1949
7D5UCTO2WW | AV1S | Lenovo 5m 100G to 4x25G Breakout Active Optical Cable | 1975
7D5UCTO2WW | AV1T | Lenovo 10m 100G to 4x25G Breakout Active Optical Cable | 2035
7D5UCTO2WW | AV1U | Lenovo 15m 100G to 4x25G Breakout Active Optical Cable | 2095
7D5UCTO2WW | AV1V | Lenovo 20m 100G to 4x25G Breakout Active Optical Cable | 2149
7D5UCTO2WW | AV1W | Lenovo 1m Passive 25G SFP28 DAC Cable | 69
7D5UCTO2WW | AV1X | Lenovo 3m Passive 25G SFP28 DAC Cable | 79
7D5UCTO2WW | AV1Y | Lenovo 5m Passive 25G SFP28 DAC Cable | 159
7D5UCTO2WW | AV1Z | Lenovo 1m Passive 100G QSFP28 DAC Cable | 99
7D5UCTO2WW | AV20 | Lenovo 3m Passive 100G QSFP28 DAC Cable | 159
7D5UCTO2WW | AV21 | Lenovo 5m Passive 100G QSFP28 DAC Cable | 299
7D5UCTO2WW | AV22 | Lenovo 1m 100G QSFP28 to 4x25G SFP28 Breakout DAC Cable | 179
7D5UCTO2WW | AV23 | Lenovo 3m 100G QSFP28 to 4x25G SFP28 Breakout DAC Cable | 299
7D5UCTO2WW | AV24 | Lenovo 5m 100G QSFP28 to 4x25G SFP28 Breakout DAC Cable | 459
7D5UCTO2WW | AV25 | Lenovo 5m MPO-MPO OM4 MMF Cable | 114
7D5UCTO2WW | AV26 | Lenovo 7m MPO-MPO OM4 MMF Cable | 135
7D5UCTO2WW | AV27 | Lenovo 10m MPO-MPO OM4 MMF Cable | 159
7D5UCTO2WW | AV28 | Lenovo 15m MPO-MPO OM4 MMF Cable | 205
7D5UCTO2WW | AV29 | Lenovo 20m MPO-MPO OM4 MMF Cable | 259
7D5UCTO2WW | AV2A | Lenovo 30m MPO-MPO OM4 MMF Cable | 349
7D5UCTO2WW | AV2B | Lenovo 1m MPO to 4x LC Breakout OM4 MMF Cable | 149
7D5UCTO2WW | AV2C | Lenovo 3m MPO to 4x LC Breakout OM4 MMF Cable | 179
7D5UCTO2WW | AV2D | Lenovo 5m MPO to 4x LC Breakout OM4 MMF Cable | 239
7D5UCTO2WW | AVUX | On Board SATA AHCI Mode | 0
7D5UCTO2WW | AX8A | 4.3m, 13A/120V, C13 to NEMA 5-15P (US) Line Cord | 19
7D5UCTO2WW | B0ML | Feature Enable TPM on MB | 0
7D5UCTO2WW | B0N4 | 2.0m, 10A/100-250V, C13 to IEC 320-C14 Rack Power Cable | 29
7D5UCTO2WW | B0N5 | 1.0m, 13A/100-250V, C13 to C14 Jumper Cord | 25
7D5UCTO2WW | B0N6 | 1.5m, 13A/100-250V, C13 to C14 Jumper Cord | 29
7D5UCTO2WW | B0RJ | 10GBASE-LR SFP+Transceiver | 350
7D5UCTO2WW | B0SU | SVT Validation | 0
7D5UCTO2WW | B0YS | ThinkSystem 2.5" 2.4TB 10K SAS 12Gb Hot Swap 512e HDD | 629
7D5UCTO2WW | B173 | Companion Part for XClarity Controller Standard to Enterprise Upgrade in Factory | 0
7D5UCTO2WW | B21X | ThinkSystem U.2 Toshiba CM5-V 1.6TB Mainstream NVMe PCIe 3.0 x4 Hot Swap SSD | 3449
7D5UCTO2WW | B22J | 5m Intel OPA 100 Series Active Optical QSFP28 Low Power Cable | 809
7D5UCTO2WW | B22K | 10m Intel OPA 100 Series Active Optical QSFP28 Low Power Cable | 829
7D5UCTO2WW | B22L | 15m Intel OPA 100 Series Active Optical QSFP28 Low Power Cable | 839
7D5UCTO2WW | B22M | 20m Intel OPA 100 Series Active Optical QSFP28 Low Power Cable | 849
7D5UCTO2WW | B2P9 | Lenovo 0.5m LC-LC OM4 MMF Cable | 34
7D5UCTO2WW | B2PA | Lenovo 1m LC-LC OM4 MMF Cable | 29
7D5UCTO2WW | B2PB | Lenovo 3m LC-LC OM4 MMF Cable | 34
7D5UCTO2WW | B2PC | Lenovo 5m LC-LC OM4 MMF Cable | 44
7D5UCTO2WW | B2PD | Lenovo 10m LC-LC OM4 MMF Cable | 69
7D5UCTO2WW | B2PE | Lenovo 15m LC-LC OM4 MMF Cable | 79
7D5UCTO2WW | B2PF | Lenovo 25m LC-LC OM4 MMF Cable | 114
7D5UCTO2WW | B2UZ | Lenovo 1m 100G QSFP28 Active Optical Cable | 949
7D5UCTO2WW | B42B | ThinkSystem Toolless Friction Rail v2 | 99
7D5UCTO2WW | B49B | ThinkSystem 2.5" Intel S4510 1.92TB Entry SATA 6Gb Hot Swap SSD | 1049
7D5UCTO2WW | B49C | ThinkSystem 2.5" Intel S4510 3.84TB Entry SATA 6Gb Hot Swap SSD | 1979
7D5UCTO2WW | B49N | ThinkSystem 2.5" Intel S4610 960GB Mainstream SATA 6Gb Hot Swap SSD | 699
7D5UCTO2WW | B49P | ThinkSystem 2.5" Intel S4610 1.92TB Mainstream SATA 6Gb Hot Swap SSD | 1289
7D5UCTO2WW | B4YB | ThinkSystem NVIDIA T4 16GB PCIe Passive GPU | 6279
7D5UCTO2WW | B5SV | ThinkSystem Broadcom 57454 10/25GbE SFP28 4-port OCP Ethernet Adapter | 539
7D5UCTO2WW | B5WJ | ThinkSystem OCP3 Filler | 19
7D5UCTO2WW | B5X6 | ThinkSystem 1U 2x2.5" Fixed Filler | 9
7D5UCTO2WW | B5XC | ThinkSystem 64GB TruDDR4 3200MHz (2Rx4 1.2V) RDIMM-A | 1089
7D5UCTO2WW | B5XD | ThinkSystem 16GB TruDDR4 3200MHz (2Rx8 1.2V) RDIMM-A | 299
7D5UCTO2WW | B5XE | ThinkSystem 32GB TruDDR4 3200MHz (2Rx4 1.2V) RDIMM-A | 539
7D5UCTO2WW | B5XF | ThinkSystem AMD EPYC 7742 64C 225W 2.25 GHz Processor | 12289
7D5UCTO2WW | B5XG | ThinkSystem AMD EPYC 7502 32C 180W 2.5GHz Processor | 4599
7D5UCTO2WW | B5XH | ThinkSystem M.2 SATA 2-Bay RAID Enablement Kit | 119
7D5UCTO2WW | B6TR | ThinkSystem AMD EPYC 7702 64C 200W 2.0GHz Processor | 11399
7D5UCTO2WW | B6TS | ThinkSystem AMD EPYC 7262 8C 155W 3.2GHz Processor | 1059
7D5UCTO2WW | B6TU | ThinkSystem AMD EPYC 7452 32C 155W 2.35 GHz Processor | 3579
7D5UCTO2WW | B6TV | ThinkSystem AMD EPYC 7302 16C 155W 3.0GHz Processor | 1729
7D5UCTO2WW | B6VU | ThinkSystem AMD EPYC 7252 8C 120W 3.1GHz Processor | 1129
7D5UCTO2WW | B6VW | ThinkSystem AMD EPYC 7402 24C 180W 2.8GHz Processor | 3149
7D5UCTO2WW | B6VZ | ThinkSystem AMD EPYC 7282 16C 120W 2.8GHz Processor | 1539
7D5UCTO2WW | B6W0 | ThinkSystem AMD EPYC 7352 24C 155W 2.3GHz Processor | 3069
7D5UCTO2WW | B6W1 | ThinkSystem AMD EPYC 7552 48C 200W 2.2GHz Processor | 9159
7D5UCTO2WW | B6W2 | ThinkSystem AMD EPYC 7542 32C 225W 2.9GHz Processor | 7739
7D5UCTO2WW | B6W3 | ThinkSystem AMD EPYC 7642 48C 225W 2.3GHz Processor | 10869
7D5UCTO2WW | B767 | ThinkSystem AMD EPYC 7272 12C 120W 2.9GHz Processor | 1479
7D5UCTO2WW | B8HS | ThinkSystem M.2 5300 240GB SATA 6Gbps Non-Hot Swap SSD | 359
7D5UCTO2WW | B8HU | ThinkSystem 2.5" PM1645a 800GB Mainstream SAS 12Gb Hot Swap SSD | 819
7D5UCTO2WW | B8J4 | ThinkSystem 2.5" PM1645a 1.6TB Mainstream SAS 12Gb Hot Swap SSD | 1379
7D5UCTO2WW | B8L2 | ThinkSystem SR645 1U MB | 2239
7D5UCTO2WW | B8L4 | ThinkSystem 7mm Tray Filler | 9
7D5UCTO2WW | B8L5 | ThinkSystem 1U MS Height CPU dummy | 9
7D5UCTO2WW | B8L8 | ThinkSystem CFF V4 PSU Dummy | 9
7D5UCTO2WW | B8LA | ThinkSystem Toolless Slide Rail Kit v2 | 109
7D5UCTO2WW | B8LC | ThinkSystem Toolless Slide Rail Kit v2 with 1U CMA | 159
7D5UCTO2WW | B8MV | ThinkSystem 1U PCIe Gen4 x16 Riser 2 | 79
7D5UCTO2WW | B8MW | ThinkSystem 1U PCIe Gen3 x16/x16 Riser 1 | 69
7D5UCTO2WW | B8MX | ThinkSystem 1U 2.5" 6 SAS/SATA 4 AnyBay Backplane | 379
7D5UCTO2WW | B8MY | ThinkSystem 1U 2x2.5" SAS/SATA Rear Backplane | 79
7D5UCTO2WW | B8N3 | ThinkSystem 1U Standard Fan Option Kit | 39
7D5UCTO2WW | B8N4 | ThinkSystem 1U Performance Fan Option Kit | 49
7D5UCTO2WW | B8N7 | ThinkSystem 1U MS LP Riser Cage Riser1&2 | 29
7D5UCTO2WW | B8NA | ThinkSystem 1U MS LP+LP Riser Filler | 9
7D5UCTO2WW | B8NB | ThinkSystem 1U MS LP Riser Filler | 2
7D5UCTO2WW | B8NC | ThinkSystem 1U LP+LP BF Riser Cage Riser 1 | 19
7D5UCTO2WW | B8ND | ThinkSystem 1U MS 10x2.5" Media Bay | 119
7D5UCTO2WW | B8NF | ThinkSystem 1U Rear 2.5" HDD Sequence SAS/SATA | 29
7D5UCTO2WW | B8NG | ThinkSystem 1U LP+FH BF Riser Cage Riser1 | 29
7D5UCTO2WW | B8NJ | ThinkSystem 1U MS Fan Dummy | 2
7D5UCTO2WW | B8NK | ThinkSystem 1U Super Cap Holder Dummy | 2
7D5UCTO2WW | B8NL | ThinkSystem 1U Security Bezel v2 | 49
7D5UCTO2WW | B8NM | ThinkSystem 1U MS Air Duct | 9
7D5UCTO2WW | B8NN | ThinkSystem 1U MS 8x2.5" Media Bay | 39
7D5UCTO2WW | B8NT | ThinkSystem 128GB TruDDR4 3200MHz (4Rx4, 1.2V) 3DS RDIMM-A | 3549
7D5UCTO2WW | B8NU | ThinkSystem 32GB TruDDR4 3200 MHz (2Rx8 1.2V) RDIMM-A | 589
7D5UCTO2WW | B8QA | ThinkSystem 750W (230/115V) V2 Platinum Hot-Swap Power Supply | 259
7D5UCTO2WW | B8QB | ThinkSystem V2 1800W (230V) Platinum Hot-Swap Power Supply | 519
7D5UCTO2WW | B8QC | ThinkSystem 1100W (230V/115V) V2 Platinum Hot-Swap Power Supply | 369
7D5UCTO2WW | B919 | ThinkSystem M.2 5300 480GB SATA 6Gbps Non-Hot Swap SSD | 369
7D5UCTO2WW | B91C | ThinkSystem 2.5" PM1643a 3.84TB Entry SAS 12Gb Hot Swap SSD | 2579
7D5UCTO2WW | B91D | ThinkSystem 2.5" PM1643a 7.68TB Entry SAS 12Gb Hot Swap SSD | 5019
7D5UCTO2WW | B91Z | ThinkSystem 1U PCIe Gen4 x16 Riser 1 w/ Rear Drive | 149
7D5UCTO2WW | B984 | ThinkSystem 1U PLV Top Cover Sponge | 9
7D5UCTO2WW | BA2Y | ThinkSystem 1U Front VGA Cable | 19
7D5UCTO2WW | BABN | ThinkSystem AMD EPYC 7662 64C 225W 2.0GHz Processor | 11549
7D5UCTO2WW | BABP | ThinkSystem AMD EPYC 7532 32C 200W 2.4GHz Processor | 6289
7D5UCTO2WW | BAEC | ThinkSystem 1U MS Rear 2.5" HDD Sequence SATA | 29
7D5UCTO2WW | BC4V | Non RAID NVMe | 0
7D5UCTO2WW | BC74 | ThinkSystem 1U 10x2.5" AnyBay Backplane | 0
7D5UCTO2WW | BC75 | ThinkSystem 1U 2.5" 6SATA/SAS 4 AnyBay Backplane | 0
7D5UCTO2WW | BCAC | 1U MS Super Cap Holder on PCIe slot | 59
7D5UCTO2WW | BCE8 | ThinkSystem AMD EPYC 7F52 16C 240W 3.5GHz Processor | 5819
7D5UCTO2WW | BCE9 | ThinkSystem AMD EPYC 7F32 8C 180W 3.7GHz Processor | 3939
7D5UCTO2WW | BCEA | ThinkSystem AMD EPYC 7F72 24C 240W 3.2GHz Processor | 6759
7D5UCTO2WW | BCEB | ThinkSystem 1U V2 2x3 2.5" HDD Dummy | 19
7D5UCTO2WW | BCFS | ThinkSystem U.2 Intel P5600 6.4TB Mainstream NVMe PCIe 4.0 x4 Hot Swap SSD | 7639
7D5UCTO2WW | BCGY | ThinkSystem 1U Rear 2x2.5" HDD Cage | 29
7D5UCTO2WW | BCZY | ThinkSystem 32GB TruDDR4 Performance+ 3200 MHz (2Rx8 1.2V) RDIMM-A | 449
7D5UCTO2WW | BCZZ | ThinkSystem 64GB TruDDR4 Performance+ 3200 MHz (2Rx4 1.2V) RDIMM-A | 899
7D5UCTO2WW | BEL7 | Mfg Short-Ship Preload Exception | 0
7D5UCTO2WW | BEUX | ThinkSystem External Diagnostics Handset | 139
7D5UCTO2WW | BF10 | Lenovo Dual Rate 10G/25G SFP28 85C Transceiver | 399
7D5UCTO2WW | BF6Y | ThinkSystem SR645 1U Refresh MB | 2249
7D5UCTO2WW | BF70 | ThinkSystem AMD EPYC 7713P 64C 225W 2.0GHz Processor | 10599
7D5UCTO2WW | BF71 | ThinkSystem AMD EPYC 7543P 32C 225W 2.8GHz Processor | 5519
7D5UCTO2WW | BF72 | ThinkSystem AMD EPYC 7443 24C 200W 2.85GHz Processor | 3979
7D5UCTO2WW | BF74 | ThinkSystem AMD EPYC 7453 28C 225W 2.75GHz Processor | 3879
7D5UCTO2WW | BF75 | ThinkSystem AMD EPYC 7663 56C 240W 2.0GHz Processor | 13169
7D5UCTO2WW | BF76 | ThinkSystem AMD EPYC 7313 16C 155W 3.0GHz Processor | 2139
7D5UCTO2WW | BF77 | ThinkSystem AMD EPYC 7543 32C 225W 2.8GHz Processor | 7519
7D5UCTO2WW | BF78 | ThinkSystem AMD EPYC 7413 24C 180W 2.65GHz Processor | 3609
7D5UCTO2WW | BF79 | ThinkSystem AMD EPYC 7443P 24C 200W 2.85GHz Processor | 2639
7D5UCTO2WW | BF7A | ThinkSystem AMD EPYC 7513 32C 200W 2.6GHz Processor | 5749
7D5UCTO2WW | BF7B | ThinkSystem AMD EPYC 7313P 16C 155W 3.0GHz Processor | 1809
7D5UCTO2WW | BF7C | ThinkSystem AMD EPYC 7713 64C 225W 2.0GHz Processor | 14939
7D5UCTO2WW | BF7D | ThinkSystem AMD EPYC 73F3 16C 240W 3.5GHz Processor | 7449
7D5UCTO2WW | BF7E | ThinkSystem AMD EPYC 7343 16C 190W 3.2GHz Processor | 3099
7D5UCTO2WW | BF7G | ThinkSystem AMD EPYC 74F3 24C 240W 3.2GHz Processor | 6139
7D5UCTO2WW | BF9B | ThinkAgile HX337x Base | 549
7D5UCTO2WW | BGQ5 | ThinkSystem AMD EPYC 7643 48C 225W 2.3GHz Processor | 10109
7D5UCTO2WW | BHU8 | ThinkSystem 1U 2.5" 10 SAS/SATA Backplane | 329
7D5YCTO1WW | BFH3 | Genie Lift GL-8 (Standard Base) | 6799
7D5YCTO1WW | BFPV | Load Platform | 3849
7D5YCTO1WW | BFPW | Foot-release brake | 2729
7D6JCTO1WW | 747 | UID Asset Tag Label | 20
7D6JCTO1WW | 2321 | Custom MFG SVCS Fee - Small Increment | 3
7D6JCTO1WW | 7831 | Customer Solution Center Services | 0
7D6JCTO1WW | 8086 | No Publications Selected | 0
7D6JCTO1WW | A2N6 | Chassis Not Integrated With Planar | 0
7D6JCTO1WW | AVAL | 1U and 2U Slide Rail | 109
7D6JCTO1WW | AVAX | CMA (1U) | 34
7D6JCTO1WW | B30W | Custom MFG SVCS Fee - Medium Increment | 30
7D6JCTO1WW | B30X | Custom MFG SVCS Fee - Large Increment | 300
7D6JCTO1WW | B6PY | ThinkSystem Enclosure Edge Server - Rack Dust Filter | 24
7D6JCTO1WW | B7ZF | ThinkSystem Toolless Friction Rail Kit | 59
7D6JCTO1WW | BCGG | ThinkAgile MX Enclosure for Mounting SE350 Side by Side in Rack | 489
7D6JCTO2WW | 747 | UID Asset Tag Label | 20
7D6JCTO2WW | 2321 | Custom MFG SVCS Fee - Small Increment | 3
7D6JCTO2WW | 7831 | Customer Solution Center Services | 0
7D6JCTO2WW | 8086 | No Publications Selected | 0
7D6JCTO2WW | A2N6 | Chassis Not Integrated With Planar | 0
7D6JCTO2WW | B30W | Custom MFG SVCS Fee - Medium Increment | 30
7D6JCTO2WW | B30X | Custom MFG SVCS Fee - Large Increment | 300
7D6JCTO2WW | B6H2 | ThinkSystem Friction 2-Post Screw-in Rail Kit | 79
7D6JCTO2WW | B6PY | ThinkSystem Enclosure Edge Server - Rack Dust Filter | 24
7D6JCTO2WW | B7L3 | ThinkSystem Enclosure Short Rack Rail Kit | 59
7D6JCTO2WW | BCGG | ThinkAgile MX Enclosure for Mounting SE350 Side by Side in Rack | 489
7D6KCTO1WW | 747 | UID Asset Tag Label | 20
7D6KCTO1WW | 2305 | Integration 1U Component | 59
7D6KCTO1WW | 2321 | Custom MFG SVCS Fee - Small Increment | 3
7D6KCTO1WW | 3791 | 0.6m Yellow Cat5e Cable | 24
7D6KCTO1WW | 3792 | 1.5m Yellow Cat5e Cable | 24
7D6KCTO1WW | 3793 | 3m Yellow Cat5e Cable | 25
7D6KCTO1WW | 3794 | 10m Yellow Cat5e Cable | 34
7D6KCTO1WW | 3795 | 25m Yellow Cat5e Cable | 69
7D6KCTO1WW | 3796 | 0.6m Green Cat5e Cable | 16
7D6KCTO1WW | 3797 | 1.5m Green Cat5e Cable | 17
7D6KCTO1WW | 3798 | 3m Green Cat5e Cable | 19
7D6KCTO1WW | 3799 | 10m Green Cat5e Cable | 29
7D6KCTO1WW | 3800 | 25m Green Cat5e Cable | 69
7D6KCTO1WW | 3801 | 0.6m Blue Cat5e Cable | 24
7D6KCTO1WW | 3802 | 1.5m Blue Cat5e Cable | 14
7D6KCTO1WW | 3803 | 3m Blue Cat5e Cable | 25
7D6KCTO1WW | 3804 | 10m Blue Cat5e Cable | 34
7D6KCTO1WW | 3805 | 25m Blue Cat5e Cable | 69
7D6KCTO1WW | 5053 | SFP+ SR Transceiver | 699
7D6KCTO1WW | 6124 | SOFS Solution Code MFG Instruction | 0
7D6KCTO1WW | 6125 | SAP-BWA Solution Code MFG Instruction | 0
7D6KCTO1WW | 6126 | InfoSphere-BWA Solution Code MFG Instruction | 0
7D6KCTO1WW | 6127 | GMAS Solution Code MFG Instruction | 0
7D6KCTO1WW | 6128 | IBW-SSD Solution Code MFG Instruction | 0
7D6KCTO1WW | 6129 | Cloudburst Solution Code MFG Instruction | 0
7D6KCTO1WW | 6130 | SoNAS Solution Code MFG Instruction | 0
7D6KCTO1WW | 6201 | 1.5m, 10A/100-250V, C13 to IEC 320-C14 Rack Power Cable | 19
7D6KCTO1WW | 6204 | 2.8m, 10A/100-250V, C13 to IEC 320-C20 Rack Power Cable | 19
7D6KCTO1WW | 6263 | 4.3m, 10A/100-250V, C13 to IEC 320-C14 Rack Power Cable | 19
7D6KCTO1WW | 6311 | 2.8m, 10A/100-250V, C13 to IEC 320-C14 Rack Power Cable | 9
7D6KCTO1WW | 7829 | Integrate Network Switch in MFG | 0
7D6KCTO1WW | 7831 | Customer Solution Center Services | 0
7D6KCTO1WW | 8034 | LeSI Solution Component | 0
7D6KCTO1WW | 8067 | TAA Compliant Order | 0
7D6KCTO1WW | 8072 | General Racking Solution | 0
7D6KCTO1WW | 8971 | Integrate in manufacturing | 0
7D6KCTO1WW | 8972 | Ship Uninstalled (Safety) | 0
7D6KCTO1WW | A0ZZ | InfoSphere-BWA R2 Solution Code Mfg Instruction | 0
7D6KCTO1WW | A102 | Advanced Grouping | 0
7D6KCTO1WW | A103 | System x Cluster Upgrade | 0
7D6KCTO1WW | A193 | Integrated Solutions | 0
7D6KCTO1WW | A1DL | 1m QSFP+ DAC Break Out Cable | 319
7D6KCTO1WW | A1DM | 3m QSFP+ DAC Break Out Cable | 419
7D6KCTO1WW | A1DN | 5m QSFP+ DAC Break Out Cable | 529
7D6KCTO1WW | A1DP | 1m QSFP to QSFP+ Cable | 269
7D6KCTO1WW | A1DQ | 3m QSFP+ to QSFP+ Cable | 329
7D6KCTO1WW | A1MS | 10m Cat6 Yellow Cable | 49
7D6KCTO1WW | A1MT | 10m Green Cat6 Cable | 49
7D6KCTO1WW | A1MU | 10m Cat6 Blue Cable | 49
7D6KCTO1WW | A1MV | 25m Cat6 Yellow Cable | 105
7D6KCTO1WW | A1MW | 25m Green Cat6 Cable | 105
7D6KCTO1WW | A1MX | 25m Cat6 Blue Cable | 105
7D6KCTO1WW | A1NN | High Performance Analytics Appliance | 0
7D6KCTO1WW | A1PH | 1m Passive DAC SFP+ Cable | 69
7D6KCTO1WW | A1PJ | 3m Passive DAC SFP+ Cable | 89
7D6KCTO1WW | A1PK | 5m Passive DAC SFP+ Cable | 159
7D6KCTO1WW | A2EE | BCFC for SCEntry Solution | 0
7D6KCTO1WW | A2HM | BladeCenter Foundation for Cloud | 0
7D6KCTO1WW | A2VZ | Smart Analytics 5700 | 0
7D6KCTO1WW | A2X8 | 5m QSFP+ to QSFP+ Cable | 379
7D6KCTO1WW | A2X9 | 7m QSFP+ to QSFP+ Cable | 429
7D6KCTO1WW | A39S | System x Integrated Offering for Cloud | 0
7D6KCTO1WW | A3BA | Integrated Platform HPC Solution | 0
7D6KCTO1WW | A3BB | GNRx Solution | 0
7D6KCTO1WW | A3BC | Netezza Network Analytics Accelerator (NAA) | 0
7D6KCTO1WW | A3BD | BigInsights Integrated Cluster | 0
7D6KCTO1WW | A3MU | Digital Analytics on Premise for Netezza | 0
7D6KCTO1WW | A3RG | 0.5m Passive DAC SFP+ Cable | 79
7D6KCTO1WW | A3RH | 7m Passive DAC SFP+ Cable | 179
7D6KCTO1WW | A463 | Flex SAP/BWA | 0
7D6KCTO1WW | A4P1 | xIOC High Density Solution | 0
7D6KCTO1WW | A4P3 | Application Ready Solutions | 0
7D6KCTO1WW | A51N | 1.5m Passive DAC SFP+ Cable | 89
7D6KCTO1WW | A51P | 2m Passive DAC SFP+ Cable | 89
7D6KCTO1WW | A5DL | SFP 1000Base-T (RJ-45) Transceiver | 89
7D6KCTO1WW | A5UA | Lenovo 1m MPO-4xLC OM3 MMF Breakout Cable | 279
7D6KCTO1WW | A5UB | Lenovo 3m MPO-4xLC OM3 MMF Breakout Cable | 329
7D6KCTO1WW | A5UC | Lenovo 5m MPO-4xLC OM3 MMF Breakout Cable | 379
7D6KCTO1WW | ASR5 | Lenovo 0.5m LC-LC OM3 MMF Cable | 24
7D6KCTO1WW | ASR6 | Lenovo 1m LC-LC OM3 MMF Cable | 24
7D6KCTO1WW | ASR7 | Lenovo 3m LC-LC OM3 MMF Cable | 24
7D6KCTO1WW | ASR8 | Lenovo 5m LC-LC OM3 MMF Cable | 29
7D6KCTO1WW | ASR9 | Lenovo 10m LC-LC OM3 MMF Cable | 39
7D6KCTO1WW | ASRA | Lenovo 15m LC-LC OM3 MMF Cable | 45
7D6KCTO1WW | ASRB | Lenovo 25m LC-LC OM3 MMF Cable | 54
7D6KCTO1WW | ASRC | Lenovo 30m LC-LC OM3 MMF Cable | 64
7D6KCTO1WW | ASTM | Lenovo QSFP+ 40GBASE-iSR4 Transceiver | 1999
7D6KCTO1WW | AT2R | Lenovo 1m Active DAC SFP+ Cables | 129
7D6KCTO1WW | AT2S | Lenovo 3m Active DAC SFP+ Cables | 139
7D6KCTO1WW | AT2T | Lenovo 5m Active DAC SFP+ Cables | 159
7D6KCTO1WW | AT2U | Lenovo 10m QSFP+ MPO-MPO OM3 MMF Cable | 169
7D6KCTO1WW | AT2V | Lenovo 30m QSFP+ MPO-MPO OM3 MMF Cable | 329
7D6KCTO1WW | ATYW | Lenovo 40GBase QSFP+ Bi-Directional Transceiver | 529
7D6KCTO1WW | ATYX | Lenovo 1m SFP+ to SFP+ Active Optical Cable | 104
7D6KCTO1WW | ATYY | Lenovo 3m SFP+ to SFP+ Active Optical Cable | 99
7D6KCTO1WW | ATYZ | Lenovo 5m SFP+ to SFP+ Active Optical Cable | 114
7D6KCTO1WW | ATZ0 | Lenovo 7m SFP+ to SFP+ Active Optical Cable | 129
7D6KCTO1WW | ATZ1 | Lenovo 15m SFP+ to SFP+ Active Optical Cable | 169
7D6KCTO1WW | ATZ2 | Lenovo 20m SFP+ to SFP+ Active Optical Cable | 169
7D6KCTO1WW | ATZ3 | Lenovo 3m 40G QSFP+ to QSFP+ Active Optical Cable | 489
7D6KCTO1WW | ATZ4 | Lenovo 5m 40G QSFP+ to QSFP+ Active Optical Cable | 499
7D6KCTO1WW | ATZ5 | Lenovo 7m 40G QSFP+ to QSFP+ Active Optical Cable | 529
7D6KCTO1WW | ATZ6 | Lenovo 15m 40G QSFP+ to QSFP+ Active Optical Cable | 589
7D6KCTO1WW | ATZ7 | Lenovo 20m 40G QSFP+ to QSFP+ Active Optical Cable | 629
7D6KCTO1WW | ATZ8 | Lenovo 1m QSFP+ to 4xSFP+ Active Optical Cable | 709
7D6KCTO1WW | ATZ9 | Lenovo 3m QSFP+ to 4xSFP+ Active Optical Cable | 729
7D6KCTO1WW | ATZA | Lenovo 5m QSFP+ to 4xSFP+ Active Optical Cable | 749
7D6KCTO1WW | AV1B | Lenovo 25GBase-SR SFP28 Transceiver | 449
7D6KCTO1WW | AV1D | Lenovo 100GBase-SR4 QSFP28 Transceiver | 1539
7D6KCTO1WW | AV1E | Lenovo 100GBase-LR4 QSFP28 Transceiver | 12599
7D6KCTO1WW | AV1F | Lenovo 3m 25G SFP28 Active Optical Cable | 489
7D6KCTO1WW | AV1G | Lenovo 5m 25G SFP28 Active Optical Cable | 489
7D6KCTO1WW | AV1H | Lenovo 10m 25G SFP28 Active Optical Cable | 499
7D6KCTO1WW | AV1J | Lenovo 15m 25G SFP28 Active Optical Cable | 497
7D6KCTO1WW | AV1K | Lenovo 20m 25G SFP28 Active Optical Cable | 519
7D6KCTO1WW | AV1L | Lenovo 3m 100G QSFP28 Active Optical Cable | 1059
7D6KCTO1WW | AV1M | Lenovo 5m 100G QSFP28 Active Optical Cable | 1069
7D6KCTO1WW | AV1N | Lenovo 10m 100G QSFP28 Active Optical Cable | 1099
7D6KCTO1WW | AV1P | Lenovo 15m 100G QSFP28 Active Optical Cable | 1079
7D6KCTO1WW | AV1Q | Lenovo 20m 100G QSFP28 Active Optical Cable | 1179
7D6KCTO1WW | AV1R | Lenovo 3m 100G to 4x25G Breakout Active Optical Cable | 1949
7D6KCTO1WW | AV1S | Lenovo 5m 100G to 4x25G Breakout Active Optical Cable | 1975
7D6KCTO1WW | AV1T | Lenovo 10m 100G to 4x25G Breakout Active Optical Cable | 2035
7D6KCTO1WW | AV1U | Lenovo 15m 100G to 4x25G Breakout Active Optical Cable | 2095
7D6KCTO1WW | AV1V | Lenovo 20m 100G to 4x25G Breakout Active Optical Cable | 2149
7D6KCTO1WW | AV1W | Lenovo 1m Passive 25G SFP28 DAC Cable | 69
7D6KCTO1WW | AV1X | Lenovo 3m Passive 25G SFP28 DAC Cable | 79
7D6KCTO1WW | AV1Y | Lenovo 5m Passive 25G SFP28 DAC Cable | 159
7D6KCTO1WW | AV1Z | Lenovo 1m Passive 100G QSFP28 DAC Cable | 99
7D6KCTO1WW | AV20 | Lenovo 3m Passive 100G QSFP28 DAC Cable | 159
7D6KCTO1WW | AV21 | Lenovo 5m Passive 100G QSFP28 DAC Cable | 299
7D6KCTO1WW | AV22 | Lenovo 1m 100G QSFP28 to 4x25G SFP28 Breakout DAC Cable | 179
7D6KCTO1WW | AV23 | Lenovo 3m 100G QSFP28 to 4x25G SFP28 Breakout DAC Cable | 299
7D6KCTO1WW | AV24 | Lenovo 5m 100G QSFP28 to 4x25G SFP28 Breakout DAC Cable | 459
7D6KCTO1WW | AV25 | Lenovo 5m MPO-MPO OM4 MMF Cable | 114
7D6KCTO1WW | AV26 | Lenovo 7m MPO-MPO OM4 MMF Cable | 135
7D6KCTO1WW | AV27 | Lenovo 10m MPO-MPO OM4 MMF Cable | 159
7D6KCTO1WW | AV28 | Lenovo 15m MPO-MPO OM4 MMF Cable | 205
7D6KCTO1WW | AV29 | Lenovo 20m MPO-MPO OM4 MMF Cable | 259
7D6KCTO1WW | AV2A | Lenovo 30m MPO-MPO OM4 MMF Cable | 349
7D6KCTO1WW | AV2B | Lenovo 1m MPO to 4x LC Breakout OM4 MMF Cable | 149
7D6KCTO1WW | AV2C | Lenovo 3m MPO to 4x LC Breakout OM4 MMF Cable | 179
7D6KCTO1WW | AV2D | Lenovo 5m MPO to 4x LC Breakout OM4 MMF Cable | 239
7D6KCTO1WW | AVFW | 0.75m Green Cat6 Cable | 19
7D6KCTO1WW | AVFX | 1.0m Green Cat6 Cable | 19
7D6KCTO1WW | AVFY | 1.25m Green Cat6 Cable | 19
7D6KCTO1WW | AVFZ | 1.5m Green Cat6 Cable | 19
7D6KCTO1WW | AVG0 | 3m Green Cat6 Cable | 25
7D6KCTO1WW | AVV1 | Lenovo 10GBaseT SFP+ Transceiver | 599
7D6KCTO1WW | B2P9 | Lenovo 0.5m LC-LC OM4 MMF Cable | 34
7D6KCTO1WW | B2PA | Lenovo 1m LC-LC OM4 MMF Cable | 29
7D6KCTO1WW | B2PB | Lenovo 3m LC-LC OM4 MMF Cable | 34
7D6KCTO1WW | B2PC | Lenovo 5m LC-LC OM4 MMF Cable | 44
7D6KCTO1WW | B2PD | Lenovo 10m LC-LC OM4 MMF Cable | 69
7D6KCTO1WW | B2PE | Lenovo 15m LC-LC OM4 MMF Cable | 79
7D6KCTO1WW | B2PF | Lenovo 25m LC-LC OM4 MMF Cable | 114
7D6KCTO1WW | B2PG | Lenovo 30m LC-LC OM4 MMF Cable | 129
7D6KCTO1WW | B2UZ | Lenovo 1m 100G QSFP28 Active Optical Cable | 949
7D6KCTO1WW | B306 | Mellanox QSA 100G to 25G Cable Adapter | 149
7D6KCTO1WW | B30W | Custom MFG SVCS Fee - Medium Increment | 30
7D6KCTO1WW | B30X | Custom MFG SVCS Fee - Large Increment | 300
7D6KCTO1WW | BEGH | Mellanox SN2xxx Enterprise Dual RMK | 1389
7D6KCTO1WW | BGM6 | Mellanox SN2010 25GbE Managed Switch with Onyx (PSE) | 13029
7D6KCTO2WW | 747 | UID Asset Tag Label | 20
7D6KCTO2WW | 2305 | Integration 1U Component | 59
7D6KCTO2WW | 2321 | Custom MFG SVCS Fee - Small Increment | 3
7D6KCTO2WW | 3791 | 0.6m Yellow Cat5e Cable | 24
7D6KCTO2WW | 3792 | 1.5m Yellow Cat5e Cable | 24
7D6KCTO2WW | 3793 | 3m Yellow Cat5e Cable | 25
7D6KCTO2WW | 3794 | 10m Yellow Cat5e Cable | 34
7D6KCTO2WW | 3795 | 25m Yellow Cat5e Cable | 69
7D6KCTO2WW | 3796 | 0.6m Green Cat5e Cable | 16
7D6KCTO2WW | 3797 | 1.5m Green Cat5e Cable | 17
7D6KCTO2WW | 3798 | 3m Green Cat5e Cable | 19
7D6KCTO2WW | 3799 | 10m Green Cat5e Cable | 29
7D6KCTO2WW | 3800 | 25m Green Cat5e Cable | 69
7D6KCTO2WW | 3801 | 0.6m Blue Cat5e Cable | 24
7D6KCTO2WW | 3802 | 1.5m Blue Cat5e Cable | 14
7D6KCTO2WW | 3803 | 3m Blue Cat5e Cable | 25
7D6KCTO2WW | 3804 | 10m Blue Cat5e Cable | 34
7D6KCTO2WW | 3805 | 25m Blue Cat5e Cable | 69
7D6KCTO2WW | 5053 | SFP+ SR Transceiver | 699
7D6KCTO2WW | 6124 | SOFS Solution Code MFG Instruction | 0
7D6KCTO2WW | 6125 | SAP-BWA Solution Code MFG Instruction | 0
7D6KCTO2WW | 6126 | InfoSphere-BWA Solution Code MFG Instruction | 0
7D6KCTO2WW | 6127 | GMAS Solution Code MFG Instruction | 0
7D6KCTO2WW | 6128 | IBW-SSD Solution Code MFG Instruction | 0
7D6KCTO2WW | 6129 | Cloudburst Solution Code MFG Instruction | 0
7D6KCTO2WW | 6130 | SoNAS Solution Code MFG Instruction | 0
7D6KCTO2WW | 6201 | 1.5m, 10A/100-250V, C13 to IEC 320-C14 Rack Power Cable | 19
7D6KCTO2WW | 6204 | 2.8m, 10A/100-250V, C13 to IEC 320-C20 Rack Power Cable | 19
7D6KCTO2WW | 6263 | 4.3m, 10A/100-250V, C13 to IEC 320-C14 Rack Power Cable | 19
7D6KCTO2WW | 6311 | 2.8m, 10A/100-250V, C13 to IEC 320-C14 Rack Power Cable | 9
7D6KCTO2WW | 7829 | Integrate Network Switch in MFG | 0
7D6KCTO2WW | 7831 | Customer Solution Center Services | 0
7D6KCTO2WW | 8034 | LeSI Solution Component | 0
7D6KCTO2WW | 8067 | TAA Compliant Order | 0
7D6KCTO2WW | 8072 | General Racking Solution | 0
7D6KCTO2WW | 8971 | Integrate in manufacturing | 0
7D6KCTO2WW | 8972 | Ship Uninstalled (Safety) | 0
7D6KCTO2WW | A0ZZ | InfoSphere-BWA R2 Solution Code Mfg Instruction | 0
7D6KCTO2WW | A102 | Advanced Grouping | 0
7D6KCTO2WW | A103 | System x Cluster Upgrade | 0
7D6KCTO2WW | A193 | Integrated Solutions | 0
7D6KCTO2WW | A1DL | 1m QSFP+ DAC Break Out Cable | 319
7D6KCTO2WW | A1DM | 3m QSFP+ DAC Break Out Cable | 419
7D6KCTO2WW | A1DN | 5m QSFP+ DAC Break Out Cable | 529
7D6KCTO2WW | A1DP | 1m QSFP to QSFP+ Cable | 269
7D6KCTO2WW | A1DQ | 3m QSFP+ to QSFP+ Cable | 329
7D6KCTO2WW | A1MS | 10m Cat6 Yellow Cable | 49
7D6KCTO2WW | A1MT | 10m Green Cat6 Cable | 49
7D6KCTO2WW | A1MU | 10m Cat6 Blue Cable | 49
7D6KCTO2WW | A1MV | 25m Cat6 Yellow Cable | 105
7D6KCTO2WW | A1MW | 25m Green Cat6 Cable | 105
7D6KCTO2WW | A1MX | 25m Cat6 Blue Cable | 105
7D6KCTO2WW | A1NN | High Performance Analytics Appliance | 0
7D6KCTO2WW | A1PH | 1m Passive DAC SFP+ Cable | 69
7D6KCTO2WW | A1PJ | 3m Passive DAC SFP+ Cable | 89
7D6KCTO2WW | A1PK | 5m Passive DAC SFP+ Cable | 159
7D6KCTO2WW | A2EE | BCFC for SCEntry Solution | 0
7D6KCTO2WW | A2HM | BladeCenter Foundation for Cloud | 0
7D6KCTO2WW | A2VZ | Smart Analytics 5700 | 0
7D6KCTO2WW | A2X8 | 5m QSFP+ to QSFP+ Cable | 379
7D6KCTO2WW | A2X9 | 7m QSFP+ to QSFP+ Cable | 429
7D6KCTO2WW | A39S | System x Integrated Offering for Cloud | 0
7D6KCTO2WW | A3BA | Integrated Platform HPC Solution | 0
7D6KCTO2WW | A3BB | GNRx Solution | 0
7D6KCTO2WW | A3BC | Netezza Network Analytics Accelerator (NAA) | 0
7D6KCTO2WW | A3BD | BigInsights Integrated Cluster | 0
7D6KCTO2WW | A3MU | Digital Analytics on Premise for Netezza | 0
7D6KCTO2WW | A3RG | 0.5m Passive DAC SFP+ Cable | 79
7D6KCTO2WW | A3RH | 7m Passive DAC SFP+ Cable | 179
7D6KCTO2WW | A463 | Flex SAP/BWA | 0
7D6KCTO2WW | A4P1 | xIOC High Density Solution | 0
7D6KCTO2WW | A4P3 | Application Ready Solutions | 0
7D6KCTO2WW | A51N | 1.5m Passive DAC SFP+ Cable | 89
7D6KCTO2WW | A51P | 2m Passive DAC SFP+ Cable | 89
7D6KCTO2WW | A5DL | SFP 1000Base-T (RJ-45) Transceiver | 89
7D6KCTO2WW | A5UA | Lenovo 1m MPO-4xLC OM3 MMF Breakout Cable | 279
7D6KCTO2WW | A5UB | Lenovo 3m MPO-4xLC OM3 MMF Breakout Cable | 329
7D6KCTO2WW | A5UC | Lenovo 5m MPO-4xLC OM3 MMF Breakout Cable | 379
7D6KCTO2WW | ASR5 | Lenovo 0.5m LC-LC OM3 MMF Cable | 24
7D6KCTO2WW | ASR6 | Lenovo 1m LC-LC OM3 MMF Cable | 24
7D6KCTO2WW | ASR7 | Lenovo 3m LC-LC OM3 MMF Cable | 24
7D6KCTO2WW | ASR8 | Lenovo 5m LC-LC OM3 MMF Cable | 29
7D6KCTO2WW | ASR9 | Lenovo 10m LC-LC OM3 MMF Cable | 39
7D6KCTO2WW | ASRA | Lenovo 15m LC-LC OM3 MMF Cable | 45
7D6KCTO2WW | ASRB | Lenovo 25m LC-LC OM3 MMF Cable | 54
7D6KCTO2WW | ASRC | Lenovo 30m LC-LC OM3 MMF Cable | 64
7D6KCTO2WW | ASTM | Lenovo QSFP+ 40GBASE-iSR4 Transceiver | 1999
7D6KCTO2WW | AT2R | Lenovo 1m Active DAC SFP+ Cables | 129
7D6KCTO2WW | AT2S | Lenovo 3m Active DAC SFP+ Cables | 139
7D6KCTO2WW | AT2T | Lenovo 5m Active DAC SFP+ Cables | 159
7D6KCTO2WW | AT2U | Lenovo 10m QSFP+ MPO-MPO OM3 MMF Cable | 169
7D6KCTO2WW | AT2V | Lenovo 30m QSFP+ MPO-MPO OM3 MMF Cable | 329
7D6KCTO2WW | ATYW | Lenovo 40GBase QSFP+ Bi-Directional Transceiver | 529
7D6KCTO2WW | ATYX | Lenovo 1m SFP+ to SFP+ Active Optical Cable | 104
7D6KCTO2WW | ATYY | Lenovo 3m SFP+ to SFP+ Active Optical Cable | 99
7D6KCTO2WW | ATYZ | Lenovo 5m SFP+ to SFP+ Active Optical Cable | 114
7D6KCTO2WW | ATZ0 | Lenovo 7m SFP+ to SFP+ Active Optical Cable | 129
7D6KCTO2WW | ATZ1 | Lenovo 15m SFP+ to SFP+ Active Optical Cable | 169
7D6KCTO2WW | ATZ2 | Lenovo 20m SFP+ to SFP+ Active Optical Cable | 169
7D6KCTO2WW | ATZ3 | Lenovo 3m 40G QSFP+ to QSFP+ Active Optical Cable | 489
7D6KCTO2WW | ATZ4 | Lenovo 5m 40G QSFP+ to QSFP+ Active Optical Cable | 499
7D6KCTO2WW | ATZ5 | Lenovo 7m 40G QSFP+ to QSFP+ Active Optical Cable | 529
7D6KCTO2WW | ATZ6 | Lenovo 15m 40G QSFP+ to QSFP+ Active Optical Cable | 589
7D6KCTO2WW | ATZ7 | Lenovo 20m 40G QSFP+ to QSFP+ Active Optical Cable | 629
7D6KCTO2WW | ATZ8 | Lenovo 1m QSFP+ to 4xSFP+ Active Optical Cable | 709
7D6KCTO2WW | ATZ9 | Lenovo 3m QSFP+ to 4xSFP+ Active Optical Cable | 729
7D6KCTO2WW | ATZA | Lenovo 5m QSFP+ to 4xSFP+ Active Optical Cable | 749
7D6KCTO2WW | AV1B | Lenovo 25GBase-SR SFP28 Transceiver | 449
7D6KCTO2WW | AV1D | Lenovo 100GBase-SR4 QSFP28 Transceiver | 1539
7D6KCTO2WW | AV1E | Lenovo 100GBase-LR4 QSFP28 Transceiver | 12599
7D6KCTO2WW | AV1F | Lenovo 3m 25G SFP28 Active Optical Cable | 489
7D6KCTO2WW | AV1G | Lenovo 5m 25G SFP28 Active Optical Cable | 489
7D6KCTO2WW | AV1H | Lenovo 10m 25G SFP28 Active Optical Cable | 499
7D6KCTO2WW | AV1J | Lenovo 15m 25G SFP28 Active Optical Cable | 497
7D6KCTO2WW | AV1K | Lenovo 20m 25G SFP28 Active Optical Cable | 519
7D6KCTO2WW | AV1L | Lenovo 3m 100G QSFP28 Active Optical Cable | 1059
7D6KCTO2WW | AV1M | Lenovo 5m 100G QSFP28 Active Optical Cable | 1069
7D6KCTO2WW | AV1N | Lenovo 10m 100G QSFP28 Active Optical Cable | 1099
7D6KCTO2WW | AV1P | Lenovo 15m 100G QSFP28 Active Optical Cable | 1079
7D6KCTO2WW | AV1Q | Lenovo 20m 100G QSFP28 Active Optical Cable | 1179
7D6KCTO2WW | AV1R | Lenovo 3m 100G to 4x25G Breakout Active Optical Cable | 1949
7D6KCTO2WW | AV1S | Lenovo 5m 100G to 4x25G Breakout Active Optical Cable | 1975
7D6KCTO2WW | AV1T | Lenovo 10m 100G to 4x25G Breakout Active Optical Cable | 2035
7D6KCTO2WW | AV1U | Lenovo 15m 100G to 4x25G Breakout Active Optical Cable | 2095
7D6KCTO2WW | AV1V | Lenovo 20m 100G to 4x25G Breakout Active Optical Cable | 2149
7D6KCTO2WW | AV1W | Lenovo 1m Passive 25G SFP28 DAC Cable | 69
7D6KCTO2WW | AV1X | Lenovo 3m Passive 25G SFP28 DAC Cable | 79
7D6KCTO2WW | AV1Y | Lenovo 5m Passive 25G SFP28 DAC Cable | 159
7D6KCTO2WW | AV1Z | Lenovo 1m Passive 100G QSFP28 DAC Cable | 99
7D6KCTO2WW | AV20 | Lenovo 3m Passive 100G QSFP28 DAC Cable | 159
7D6KCTO2WW | AV21 | Lenovo 5m Passive 100G QSFP28 DAC Cable | 299
7D6KCTO2WW | AV22 | Lenovo 1m 100G QSFP28 to 4x25G SFP28 Breakout DAC Cable | 179
7D6KCTO2WW | AV23 | Lenovo 3m 100G QSFP28 to 4x25G SFP28 Breakout DAC Cable | 299
7D6KCTO2WW | AV24 | Lenovo 5m 100G QSFP28 to 4x25G SFP28 Breakout DAC Cable | 459
7D6KCTO2WW | AV25 | Lenovo 5m MPO-MPO OM4 MMF Cable | 114
7D6KCTO2WW | AV26 | Lenovo 7m MPO-MPO OM4 MMF Cable | 135
7D6KCTO2WW | AV27 | Lenovo 10m MPO-MPO OM4 MMF Cable | 159
7D6KCTO2WW | AV28 | Lenovo 15m MPO-MPO OM4 MMF Cable | 205
7D6KCTO2WW | AV29 | Lenovo 20m MPO-MPO OM4 MMF Cable | 259
7D6KCTO2WW | AV2A | Lenovo 30m MPO-MPO OM4 MMF Cable | 349
7D6KCTO2WW | AV2B | Lenovo 1m MPO to 4x LC Breakout OM4 MMF Cable | 149
7D6KCTO2WW | AV2C | Lenovo 3m MPO to 4x LC Breakout OM4 MMF Cable | 179
7D6KCTO2WW | AV2D | Lenovo 5m MPO to 4x LC Breakout OM4 MMF Cable | 239
7D6KCTO2WW | AVFW | 0.75m Green Cat6 Cable | 19
7D6KCTO2WW | AVFX | 1.0m Green Cat6 Cable | 19
7D6KCTO2WW | AVFY | 1.25m Green Cat6 Cable | 19
7D6KCTO2WW | AVFZ | 1.5m Green Cat6 Cable | 19
7D6KCTO2WW | AVG0 | 3m Green Cat6 Cable | 25
7D6KCTO2WW | AVV1 | Lenovo 10GBaseT SFP+ Transceiver | 599
7D6KCTO2WW | B2P9 | Lenovo 0.5m LC-LC OM4 MMF Cable | 34
7D6KCTO2WW | B2PA | Lenovo 1m LC-LC OM4 MMF Cable | 29
7D6KCTO2WW | B2PB | Lenovo 3m LC-LC OM4 MMF Cable | 34
7D6KCTO2WW | B2PC | Lenovo 5m LC-LC OM4 MMF Cable | 44
7D6KCTO2WW | B2PD | Lenovo 10m LC-LC OM4 MMF Cable | 69
7D6KCTO2WW | B2PE | Lenovo 15m LC-LC OM4 MMF Cable | 79
7D6KCTO2WW | B2PF | Lenovo 25m LC-LC OM4 MMF Cable | 114
7D6KCTO2WW | B2PG | Lenovo 30m LC-LC OM4 MMF Cable | 129
7D6KCTO2WW | B2UZ | Lenovo 1m 100G QSFP28 Active Optical Cable | 949
7D6KCTO2WW | B306 | Mellanox QSA 100G to 25G Cable Adapter | 149
7D6KCTO2WW | B30W | Custom MFG SVCS Fee - Medium Increment | 30
7D6KCTO2WW | B30X | Custom MFG SVCS Fee - Large Increment | 300
7D6KCTO2WW | BEGH | Mellanox SN2xxx Enterprise Dual RMK | 1389
7D6KCTO2WW | BGM7 | Mellanox SN2010 25GbE Managed Switch with Onyx (oPSE) | 13029
7D6KCTO3WW | 747 | UID Asset Tag Label | 20
7D6KCTO3WW | 2305 | Integration 1U Component | 59
7D6KCTO3WW | 2321 | Custom MFG SVCS Fee - Small Increment | 3
7D6KCTO3WW | 3791 | 0.6m Yellow Cat5e Cable | 24
7D6KCTO3WW | 3792 | 1.5m Yellow Cat5e Cable | 24
7D6KCTO3WW | 3793 | 3m Yellow Cat5e Cable | 25
7D6KCTO3WW | 3794 | 10m Yellow Cat5e Cable | 34
7D6KCTO3WW | 3795 | 25m Yellow Cat5e Cable | 69
7D6KCTO3WW | 3796 | 0.6m Green Cat5e Cable | 16
7D6KCTO3WW | 3797 | 1.5m Green Cat5e Cable | 17
7D6KCTO3WW | 3798 | 3m Green Cat5e Cable | 19
7D6KCTO3WW | 3799 | 10m Green Cat5e Cable | 29
7D6KCTO3WW | 3800 | 25m Green Cat5e Cable | 69
7D6KCTO3WW | 3801 | 0.6m Blue Cat5e Cable | 24
7D6KCTO3WW | 3802 | 1.5m Blue Cat5e Cable | 14
7D6KCTO3WW | 3803 | 3m Blue Cat5e Cable | 25
7D6KCTO3WW | 3804 | 10m Blue Cat5e Cable | 34
7D6KCTO3WW | 3805 | 25m Blue Cat5e Cable | 69
7D6KCTO3WW | 5053 | SFP+ SR Transceiver | 699
7D6KCTO3WW | 6124 | SOFS Solution Code MFG Instruction | 0
7D6KCTO3WW | 6125 | SAP-BWA Solution Code MFG Instruction | 0
7D6KCTO3WW | 6126 | InfoSphere-BWA Solution Code MFG Instruction | 0
7D6KCTO3WW | 6127 | GMAS Solution Code MFG Instruction | 0
7D6KCTO3WW | 6128 | IBW-SSD Solution Code MFG Instruction | 0
7D6KCTO3WW | 6129 | Cloudburst Solution Code MFG Instruction | 0
7D6KCTO3WW | 6130 | SoNAS Solution Code MFG Instruction | 0
7D6KCTO3WW | 6201 | 1.5m, 10A/100-250V, C13 to IEC 320-C14 Rack Power Cable | 19
7D6KCTO3WW | 6204 | 2.8m, 10A/100-250V, C13 to IEC 320-C20 Rack Power Cable | 19
7D6KCTO3WW | 6263 | 4.3m, 10A/100-250V, C13 to IEC 320-C14 Rack Power Cable | 19
7D6KCTO3WW | 6311 | 2.8m, 10A/100-250V, C13 to IEC 320-C14 Rack Power Cable | 9
7D6KCTO3WW | 7829 | Integrate Network Switch in MFG | 0
7D6KCTO3WW | 7831 | Customer Solution Center Services | 0
7D6KCTO3WW | 8034 | LeSI Solution Component | 0
7D6KCTO3WW | 8067 | TAA Compliant Order | 0
7D6KCTO3WW | 8072 | General Racking Solution | 0
7D6KCTO3WW | 8971 | Integrate in manufacturing | 0
7D6KCTO3WW | 8972 | Ship Uninstalled (Safety) | 0
7D6KCTO3WW | A0ZZ | InfoSphere-BWA R2 Solution Code Mfg Instruction | 0
7D6KCTO3WW | A102 | Advanced Grouping | 0
7D6KCTO3WW | A103 | System x Cluster Upgrade | 0
7D6KCTO3WW | A193 | Integrated Solutions | 0
7D6KCTO3WW | A1DL | 1m QSFP+ DAC Break Out Cable | 319
7D6KCTO3WW | A1DM | 3m QSFP+ DAC Break Out Cable | 419
7D6KCTO3WW | A1DN | 5m QSFP+ DAC Break Out Cable | 529
7D6KCTO3WW | A1DP | 1m QSFP to QSFP+ Cable | 269
7D6KCTO3WW | A1DQ | 3m QSFP+ to QSFP+ Cable | 329
7D6KCTO3WW | A1MS | 10m Cat6 Yellow Cable | 49
7D6KCTO3WW | A1MT | 10m Green Cat6 Cable | 49
7D6KCTO3WW | A1MU | 10m Cat6 Blue Cable | 49
7D6KCTO3WW | A1MV | 25m Cat6 Yellow Cable | 105
7D6KCTO3WW | A1MW | 25m Green Cat6 Cable | 105
7D6KCTO3WW | A1MX | 25m Cat6 Blue Cable | 105
7D6KCTO3WW | A1NN | High Performance Analytics Appliance | 0
7D6KCTO3WW | A1PH | 1m Passive DAC SFP+ Cable | 69
7D6KCTO3WW | A1PJ | 3m Passive DAC SFP+ Cable | 89
7D6KCTO3WW | A1PK | 5m Passive DAC SFP+ Cable | 159
7D6KCTO3WW | A2EE | BCFC for SCEntry Solution | 0
7D6KCTO3WW | A2HM | BladeCenter Foundation for Cloud | 0
7D6KCTO3WW | A2VZ | Smart Analytics 5700 | 0
7D6KCTO3WW | A2X8 | 5m QSFP+ to QSFP+ Cable | 379
7D6KCTO3WW | A2X9 | 7m QSFP+ to QSFP+ Cable | 429
7D6KCTO3WW | A39S | System x Integrated Offering for Cloud | 0
7D6KCTO3WW | A3BA | Integrated Platform HPC Solution | 0
7D6KCTO3WW | A3BB | GNRx Solution | 0
7D6KCTO3WW | A3BC | Netezza Network Analytics Accelerator (NAA) | 0
7D6KCTO3WW | A3BD | BigInsights Integrated Cluster | 0
7D6KCTO3WW | A3MU | Digital Analytics on Premise for Netezza | 0
7D6KCTO3WW | A3RG | 0.5m Passive DAC SFP+ Cable | 79
7D6KCTO3WW | A3RH | 7m Passive DAC SFP+ Cable | 179
7D6KCTO3WW | A463 | Flex SAP/BWA | 0
7D6KCTO3WW | A4P1 | xIOC High Density Solution | 0
7D6KCTO3WW | A4P3 | Application Ready Solutions | 0
7D6KCTO3WW | A51N | 1.5m Passive DAC SFP+ Cable | 89
7D6KCTO3WW | A51P | 2m Passive DAC SFP+ Cable | 89
7D6KCTO3WW | A5DL | SFP 1000Base-T (RJ-45) Transceiver | 89
7D6KCTO3WW | A5UA | Lenovo 1m MPO-4xLC OM3 MMF Breakout Cable | 279
7D6KCTO3WW | A5UB | Lenovo 3m MPO-4xLC OM3 MMF Breakout Cable | 329
7D6KCTO3WW | A5UC | Lenovo 5m MPO-4xLC OM3 MMF Breakout Cable | 379
7D6KCTO3WW | ASR5 | Lenovo 0.5m LC-LC OM3 MMF Cable | 24
7D6KCTO3WW | ASR6 | Lenovo 1m LC-LC OM3 MMF Cable | 24
7D6KCTO3WW | ASR7 | Lenovo 3m LC-LC OM3 MMF Cable | 24
7D6KCTO3WW | ASR8 | Lenovo 5m LC-LC OM3 MMF Cable | 29
7D6KCTO3WW | ASR9 | Lenovo 10m LC-LC OM3 MMF Cable | 39
7D6KCTO3WW | ASRA | Lenovo 15m LC-LC OM3 MMF Cable | 45
7D6KCTO3WW | ASRB | Lenovo 25m LC-LC OM3 MMF Cable | 54
7D6KCTO3WW | ASRC | Lenovo 30m LC-LC OM3 MMF Cable | 64
7D6KCTO3WW | ASTM | Lenovo QSFP+ 40GBASE-iSR4 Transceiver | 1999
7D6KCTO3WW | AT2R | Lenovo 1m Active DAC SFP+ Cables | 129
7D6KCTO3WW | AT2S | Lenovo 3m Active DAC SFP+ Cables | 139
7D6KCTO3WW | AT2T | Lenovo 5m Active DAC SFP+ Cables | 159
7D6KCTO3WW | AT2U | Lenovo 10m QSFP+ MPO-MPO OM3 MMF Cable | 169
7D6KCTO3WW | AT2V | Lenovo 30m QSFP+ MPO-MPO OM3 MMF Cable | 329
7D6KCTO3WW | ATYW | Lenovo 40GBase QSFP+ Bi-Directional Transceiver | 529
7D6KCTO3WW | ATYX | Lenovo 1m SFP+ to SFP+ Active Optical Cable | 104
7D6KCTO3WW | ATYY | Lenovo 3m SFP+ to SFP+ Active Optical Cable | 99
7D6KCTO3WW | ATYZ | Lenovo 5m SFP+ to SFP+ Active Optical Cable | 114
7D6KCTO3WW | ATZ0 | Lenovo 7m SFP+ to SFP+ Active Optical Cable | 129
7D6KCTO3WW | ATZ1 | Lenovo 15m SFP+ to SFP+ Active Optical Cable | 169
7D6KCTO3WW | ATZ2 | Lenovo 20m SFP+ to SFP+ Active Optical Cable | 169
7D6KCTO3WW | ATZ3 | Lenovo 3m 40G QSFP+ to QSFP+ Active Optical Cable | 489
7D6KCTO3WW | ATZ4 | Lenovo 5m 40G QSFP+ to QSFP+ Active Optical Cable | 499
7D6KCTO3WW | ATZ5 | Lenovo 7m 40G QSFP+ to QSFP+ Active Optical Cable | 529
7D6KCTO3WW | ATZ6 | Lenovo 15m 40G QSFP+ to QSFP+ Active Optical Cable | 589
7D6KCTO3WW | ATZ7 | Lenovo 20m 40G QSFP+ to QSFP+ Active Optical Cable | 629
7D6KCTO3WW | ATZ8 | Lenovo 1m QSFP+ to 4xSFP+ Active Optical Cable | 709
7D6KCTO3WW | ATZ9 | Lenovo 3m QSFP+ to 4xSFP+ Active Optical Cable | 729
7D6KCTO3WW | ATZA | Lenovo 5m QSFP+ to 4xSFP+ Active Optical Cable | 749
7D6KCTO3WW | AV1B | Lenovo 25GBase-SR SFP28 Transceiver | 449
7D6KCTO3WW | AV1D | Lenovo 100GBase-SR4 QSFP28 Transceiver | 1539
7D6KCTO3WW | AV1E | Lenovo 100GBase-LR4 QSFP28 Transceiver | 12599
7D6KCTO3WW | AV1F | Lenovo 3m 25G SFP28 Active Optical Cable | 489
7D6KCTO3WW | AV1G | Lenovo 5m 25G SFP28 Active Optical Cable | 489
7D6KCTO3WW | AV1H | Lenovo 10m 25G SFP28 Active Optical Cable | 499
7D6KCTO3WW | AV1J | Lenovo 15m 25G SFP28 Active Optical Cable | 497
7D6KCTO3WW | AV1K | Lenovo 20m 25G SFP28 Active Optical Cable | 519
7D6KCTO3WW | AV1L | Lenovo 3m 100G QSFP28 Active Optical Cable | 1059
7D6KCTO3WW | AV1M | Lenovo 5m 100G QSFP28 Active Optical Cable | 1069
7D6KCTO3WW | AV1N | Lenovo 10m 100G QSFP28 Active Optical Cable | 1099
7D6KCTO3WW | AV1P | Lenovo 15m 100G QSFP28 Active Optical Cable | 1079
7D6KCTO3WW | AV1Q | Lenovo 20m 100G QSFP28 Active Optical Cable | 1179
7D6KCTO3WW | AV1R | Lenovo 3m 100G to 4x25G Breakout Active Optical Cable | 1949
7D6KCTO3WW | AV1S | Lenovo 5m 100G to 4x25G Breakout Active Optical Cable | 1975
7D6KCTO3WW | AV1T | Lenovo 10m 100G to 4x25G Breakout Active Optical Cable | 2035
7D6KCTO3WW | AV1U | Lenovo 15m 100G to 4x25G Breakout Active Optical Cable | 2095
7D6KCTO3WW | AV1V | Lenovo 20m 100G to 4x25G Breakout Active Optical Cable | 2149
7D6KCTO3WW | AV1W | Lenovo 1m Passive 25G SFP28 DAC Cable | 69
7D6KCTO3WW | AV1X | Lenovo 3m Passive 25G SFP28 DAC Cable | 79
7D6KCTO3WW | AV1Y | Lenovo 5m Passive 25G SFP28 DAC Cable | 159
7D6KCTO3WW | AV1Z | Lenovo 1m Passive 100G QSFP28 DAC Cable | 99
7D6KCTO3WW | AV20 | Lenovo 3m Passive 100G QSFP28 DAC Cable | 159
7D6KCTO3WW | AV21 | Lenovo 5m Passive 100G QSFP28 DAC Cable | 299
7D6KCTO3WW | AV22 | Lenovo 1m 100G QSFP28 to 4x25G SFP28 Breakout DAC Cable | 179
7D6KCTO3WW | AV23 | Lenovo 3m 100G QSFP28 to 4x25G SFP28 Breakout DAC Cable | 299
7D6KCTO3WW | AV24 | Lenovo 5m 100G QSFP28 to 4x25G SFP28 Breakout DAC Cable | 459
7D6KCTO3WW | AV25 | Lenovo 5m MPO-MPO OM4 MMF Cable | 114
7D6KCTO3WW | AV26 | Lenovo 7m MPO-MPO OM4 MMF Cable | 135
7D6KCTO3WW | AV27 | Lenovo 10m MPO-MPO OM4 MMF Cable | 159
7D6KCTO3WW | AV28 | Lenovo 15m MPO-MPO OM4 MMF Cable | 205
7D6KCTO3WW | AV29 | Lenovo 20m MPO-MPO OM4 MMF Cable | 259
7D6KCTO3WW | AV2A | Lenovo 30m MPO-MPO OM4 MMF Cable | 349
7D6KCTO3WW | AV2B | Lenovo 1m MPO to 4x LC Breakout OM4 MMF Cable | 149
7D6KCTO3WW | AV2C | Lenovo 3m MPO to 4x LC Breakout OM4 MMF Cable | 179
7D6KCTO3WW | AV2D | Lenovo 5m MPO to 4x LC Breakout OM4 MMF Cable | 239
7D6KCTO3WW | AVFW | 0.75m Green Cat6 Cable | 19
7D6KCTO3WW | AVFX | 1.0m Green Cat6 Cable | 19
7D6KCTO3WW | AVFY | 1.25m Green Cat6 Cable | 19
7D6KCTO3WW | AVFZ | 1.5m Green Cat6 Cable | 19
7D6KCTO3WW | AVG0 | 3m Green Cat6 Cable | 25
7D6KCTO3WW | AVV1 | Lenovo 10GBaseT SFP+ Transceiver | 599
7D6KCTO3WW | B2P9 | Lenovo 0.5m LC-LC OM4 MMF Cable | 34
7D6KCTO3WW | B2PA | Lenovo 1m LC-LC OM4 MMF Cable | 29
7D6KCTO3WW | B2PB | Lenovo 3m LC-LC OM4 MMF Cable | 34
7D6KCTO3WW | B2PC | Lenovo 5m LC-LC OM4 MMF Cable | 44
7D6KCTO3WW | B2PD | Lenovo 10m LC-LC OM4 MMF Cable | 69
7D6KCTO3WW | B2PE | Lenovo 15m LC-LC OM4 MMF Cable | 79
7D6KCTO3WW | B2PF | Lenovo 25m LC-LC OM4 MMF Cable | 114
7D6KCTO3WW | B2PG | Lenovo 30m LC-LC OM4 MMF Cable | 129
7D6KCTO3WW | B2UZ | Lenovo 1m 100G QSFP28 Active Optical Cable | 949
7D6KCTO3WW | B306 | Mellanox QSA 100G to 25G Cable Adapter | 149
7D6KCTO3WW | B30W | Custom MFG SVCS Fee - Medium Increment | 30
7D6KCTO3WW | B30X | Custom MFG SVCS Fee - Large Increment | 300
7D6KCTO3WW | BEGK | Mellanox SN24xx 1U Enterprise RMK w/Air Duct | 1169
7D6KCTO3WW | BEGL | Mellanox SN24xx 2U Enterprise RMK w/Air Duct | 1359
7D6KCTO3WW | BGM8 | Mellanox SN2410B 10GbE Managed Switch with Onyx (PSE) | 24149
7D6KCTO4WW | 747 | UID Asset Tag Label | 20
7D6KCTO4WW | 2305 | Integration 1U Component | 59
7D6KCTO4WW | 2321 | Custom MFG SVCS Fee - Small Increment | 3
7D6KCTO4WW | 3791 | 0.6m Yellow Cat5e Cable | 24
7D6KCTO4WW | 3792 | 1.5m Yellow Cat5e Cable | 24
7D6KCTO4WW | 3793 | 3m Yellow Cat5e Cable | 25
7D6KCTO4WW | 3794 | 10m Yellow Cat5e Cable | 34
7D6KCTO4WW | 3795 | 25m Yellow Cat5e Cable | 69
7D6KCTO4WW | 3796 | 0.6m Green Cat5e Cable | 16
7D6KCTO4WW | 3797 | 1.5m Green Cat5e Cable | 17
7D6KCTO4WW | 3798 | 3m Green Cat5e Cable | 19
7D6KCTO4WW | 3799 | 10m Green Cat5e Cable | 29
7D6KCTO4WW | 3800 | 25m Green Cat5e Cable | 69
7D6KCTO4WW | 3801 | 0.6m Blue Cat5e Cable | 24
7D6KCTO4WW | 3802 | 1.5m Blue Cat5e Cable | 14
7D6KCTO4WW | 3803 | 3m Blue Cat5e Cable | 25
7D6KCTO4WW | 3804 | 10m Blue Cat5e Cable | 34
7D6KCTO4WW | 3805 | 25m Blue Cat5e Cable | 69
7D6KCTO4WW | 5053 | SFP+ SR Transceiver | 699
7D6KCTO4WW | 6124 | SOFS Solution Code MFG Instruction | 0
7D6KCTO4WW | 6125 | SAP-BWA Solution Code MFG Instruction | 0
7D6KCTO4WW | 6126 | InfoSphere-BWA Solution Code MFG Instruction | 0
7D6KCTO4WW | 6127 | GMAS Solution Code MFG Instruction | 0
7D6KCTO4WW | 6128 | IBW-SSD Solution Code MFG Instruction | 0
7D6KCTO4WW | 6129 | Cloudburst Solution Code MFG Instruction | 0
7D6KCTO4WW | 6130 | SoNAS Solution Code MFG Instruction | 0
7D6KCTO4WW | 6201 | 1.5m, 10A/100-250V, C13 to IEC 320-C14 Rack Power Cable | 19
7D6KCTO4WW | 6204 | 2.8m, 10A/100-250V, C13 to IEC 320-C20 Rack Power Cable | 19
7D6KCTO4WW | 6263 | 4.3m, 10A/100-250V, C13 to IEC 320-C14 Rack Power Cable | 19
7D6KCTO4WW | 6311 | 2.8m, 10A/100-250V, C13 to IEC 320-C14 Rack Power Cable | 9
7D6KCTO4WW | 7829 | Integrate Network Switch in MFG | 0
7D6KCTO4WW | 7831 | Customer Solution Center Services | 0
7D6KCTO4WW | 8034 | LeSI Solution Component | 0
7D6KCTO4WW | 8067 | TAA Compliant Order | 0
7D6KCTO4WW | 8072 | General Racking Solution | 0
7D6KCTO4WW | 8971 | Integrate in manufacturing | 0
7D6KCTO4WW | 8972 | Ship Uninstalled (Safety) | 0
7D6KCTO4WW | A0ZZ | InfoSphere-BWA R2 Solution Code Mfg Instruction | 0
7D6KCTO4WW | A102 | Advanced Grouping | 0
7D6KCTO4WW | A103 | System x Cluster Upgrade | 0
7D6KCTO4WW | A193 | Integrated Solutions | 0
7D6KCTO4WW | A1DL | 1m QSFP+ DAC Break Out Cable | 319
7D6KCTO4WW | A1DM | 3m QSFP+ DAC Break Out Cable | 419
7D6KCTO4WW | A1DN | 5m QSFP+ DAC Break Out Cable | 529
7D6KCTO4WW | A1DP | 1m QSFP to QSFP+ Cable | 269
7D6KCTO4WW | A1DQ | 3m QSFP+ to QSFP+ Cable | 329
7D6KCTO4WW | A1MS | 10m Cat6 Yellow Cable | 49
7D6KCTO4WW | A1MT | 10m Green Cat6 Cable | 49
7D6KCTO4WW | A1MU | 10m Cat6 Blue Cable | 49
7D6KCTO4WW | A1MV | 25m Cat6 Yellow Cable | 105
7D6KCTO4WW | A1MW | 25m Green Cat6 Cable | 105
7D6KCTO4WW | A1MX | 25m Cat6 Blue Cable | 105
7D6KCTO4WW | A1NN | High Performance Analytics Appliance | 0
7D6KCTO4WW | A1PH | 1m Passive DAC SFP+ Cable | 69
7D6KCTO4WW | A1PJ | 3m Passive DAC SFP+ Cable | 89
7D6KCTO4WW | A1PK | 5m Passive DAC SFP+ Cable | 159
7D6KCTO4WW | A2EE | BCFC for SCEntry Solution | 0
7D6KCTO4WW | A2HM | BladeCenter Foundation for Cloud | 0
7D6KCTO4WW | A2VZ | Smart Analytics 5700 | 0
7D6KCTO4WW | A2X8 | 5m QSFP+ to QSFP+ Cable | 379
7D6KCTO4WW | A2X9 | 7m QSFP+ to QSFP+ Cable | 429
7D6KCTO4WW | A39S | System x Integrated Offering for Cloud | 0
7D6KCTO4WW | A3BA | Integrated Platform HPC Solution | 0
7D6KCTO4WW | A3BB | GNRx Solution | 0
7D6KCTO4WW | A3BC | Netezza Network Analytics Accelerator (NAA) | 0
7D6KCTO4WW | A3BD | BigInsights Integrated Cluster | 0
7D6KCTO4WW | A3MU | Digital Analytics on Premise for Netezza | 0
7D6KCTO4WW | A3RG | 0.5m Passive DAC SFP+ Cable | 79
7D6KCTO4WW | A3RH | 7m Passive DAC SFP+ Cable | 179
7D6KCTO4WW | A463 | Flex SAP/BWA | 0
7D6KCTO4WW | A4P1 | xIOC High Density Solution | 0
7D6KCTO4WW | A4P3 | Application Ready Solutions | 0
7D6KCTO4WW | A51N | 1.5m Passive DAC SFP+ Cable | 89
7D6KCTO4WW | A51P | 2m Passive DAC SFP+ Cable | 89
7D6KCTO4WW | A5DL | SFP 1000Base-T (RJ-45) Transceiver | 89
7D6KCTO4WW | A5UA | Lenovo 1m MPO-4xLC OM3 MMF Breakout Cable | 279
7D6KCTO4WW | A5UB | Lenovo 3m MPO-4xLC OM3 MMF Breakout Cable | 329
7D6KCTO4WW | A5UC | Lenovo 5m MPO-4xLC OM3 MMF Breakout Cable | 379
7D6KCTO4WW | ASR5 | Lenovo 0.5m LC-LC OM3 MMF Cable | 24
7D6KCTO4WW | ASR6 | Lenovo 1m LC-LC OM3 MMF Cable | 24
7D6KCTO4WW | ASR7 | Lenovo 3m LC-LC OM3 MMF Cable | 24
7D6KCTO4WW | ASR8 | Lenovo 5m LC-LC OM3 MMF Cable | 29
7D6KCTO4WW | ASR9 | Lenovo 10m LC-LC OM3 MMF Cable | 39
7D6KCTO4WW | ASRA | Lenovo 15m LC-LC OM3 MMF Cable | 45
7D6KCTO4WW | ASRB | Lenovo 25m LC-LC OM3 MMF Cable | 54
7D6KCTO4WW | ASRC | Lenovo 30m LC-LC OM3 MMF Cable | 64
7D6KCTO4WW | ASTM | Lenovo QSFP+ 40GBASE-iSR4 Transceiver | 1999
7D6KCTO4WW | AT2R | Lenovo 1m Active DAC SFP+ Cables | 129
7D6KCTO4WW | AT2S | Lenovo 3m Active DAC SFP+ Cables | 139
7D6KCTO4WW | AT2T | Lenovo 5m Active DAC SFP+ Cables | 159
7D6KCTO4WW | AT2U | Lenovo 10m QSFP+ MPO-MPO OM3 MMF Cable | 169
7D6KCTO4WW | AT2V | Lenovo 30m QSFP+ MPO-MPO OM3 MMF Cable | 329
7D6KCTO4WW | ATYW | Lenovo 40GBase QSFP+ Bi-Directional Transceiver | 529
7D6KCTO4WW | ATYX | Lenovo 1m SFP+ to SFP+ Active Optical Cable | 104
7D6KCTO4WW | ATYY | Lenovo 3m SFP+ to SFP+ Active Optical Cable | 99
7D6KCTO4WW | ATYZ | Lenovo 5m SFP+ to SFP+ Active Optical Cable | 114
7D6KCTO4WW | ATZ0 | Lenovo 7m SFP+ to SFP+ Active Optical Cable | 129
7D6KCTO4WW | ATZ1 | Lenovo 15m SFP+ to SFP+ Active Optical Cable | 169
7D6KCTO4WW | ATZ2 | Lenovo 20m SFP+ to SFP+ Active Optical Cable | 169
7D6KCTO4WW | ATZ3 | Lenovo 3m 40G QSFP+ to QSFP+ Active Optical Cable | 489
7D6KCTO4WW | ATZ4 | Lenovo 5m 40G QSFP+ to QSFP+ Active Optical Cable | 499
7D6KCTO4WW | ATZ5 | Lenovo 7m 40G QSFP+ to QSFP+ Active Optical Cable | 529
7D6KCTO4WW | ATZ6 | Lenovo 15m 40G QSFP+ to QSFP+ Active Optical Cable | 589
7D6KCTO4WW | ATZ7 | Lenovo 20m 40G QSFP+ to QSFP+ Active Optical Cable | 629
7D6KCTO4WW | ATZ8 | Lenovo 1m QSFP+ to 4xSFP+ Active Optical Cable | 709
7D6KCTO4WW | ATZ9 | Lenovo 3m QSFP+ to 4xSFP+ Active Optical Cable | 729
7D6KCTO4WW | ATZA | Lenovo 5m QSFP+ to 4xSFP+ Active Optical Cable | 749
7D6KCTO4WW | AV1B | Lenovo 25GBase-SR SFP28 Transceiver | 449
7D6KCTO4WW | AV1D | Lenovo 100GBase-SR4 QSFP28 Transceiver | 1539
7D6KCTO4WW | AV1E | Lenovo 100GBase-LR4 QSFP28 Transceiver | 12599
7D6KCTO4WW | AV1F | Lenovo 3m 25G SFP28 Active Optical Cable | 489
7D6KCTO4WW | AV1G | Lenovo 5m 25G SFP28 Active Optical Cable | 489
7D6KCTO4WW | AV1H | Lenovo 10m 25G SFP28 Active Optical Cable | 499
7D6KCTO4WW | AV1J | Lenovo 15m 25G SFP28 Active Optical Cable | 497
7D6KCTO4WW | AV1K | Lenovo 20m 25G SFP28 Active Optical Cable | 519
7D6KCTO4WW | AV1L | Lenovo 3m 100G QSFP28 Active Optical Cable | 1059
7D6KCTO4WW | AV1M | Lenovo 5m 100G QSFP28 Active Optical Cable | 1069
7D6KCTO4WW | AV1N | Lenovo 10m 100G QSFP28 Active Optical Cable | 1099
7D6KCTO4WW | AV1P | Lenovo 15m 100G QSFP28 Active Optical Cable | 1079
7D6KCTO4WW | AV1Q | Lenovo 20m 100G QSFP28 Active Optical Cable | 1179
7D6KCTO4WW | AV1R | Lenovo 3m 100G to 4x25G Breakout Active Optical Cable | 1949
7D6KCTO4WW | AV1S | Lenovo 5m 100G to 4x25G Breakout Active Optical Cable | 1975
7D6KCTO4WW | AV1T | Lenovo 10m 100G to 4x25G Breakout Active Optical Cable | 2035
7D6KCTO4WW | AV1U | Lenovo 15m 100G to 4x25G Breakout Active Optical Cable | 2095
7D6KCTO4WW | AV1V | Lenovo 20m 100G to 4x25G Breakout Active Optical Cable | 2149
7D6KCTO4WW | AV1W | Lenovo 1m Passive 25G SFP28 DAC Cable | 69
7D6KCTO4WW | AV1X | Lenovo 3m Passive 25G SFP28 DAC Cable | 79
7D6KCTO4WW | AV1Y | Lenovo 5m Passive 25G SFP28 DAC Cable | 159
7D6KCTO4WW | AV1Z | Lenovo 1m Passive 100G QSFP28 DAC Cable | 99
7D6KCTO4WW | AV20 | Lenovo 3m Passive 100G QSFP28 DAC Cable | 159
7D6KCTO4WW | AV21 | Lenovo 5m Passive 100G QSFP28 DAC Cable | 299
7D6KCTO4WW | AV22 | Lenovo 1m 100G QSFP28 to 4x25G SFP28 Breakout DAC Cable | 179
7D6KCTO4WW | AV23 | Lenovo 3m 100G QSFP28 to 4x25G SFP28 Breakout DAC Cable | 299
7D6KCTO4WW | AV24 | Lenovo 5m 100G QSFP28 to 4x25G SFP28 Breakout DAC Cable | 459
7D6KCTO4WW | AV25 | Lenovo 5m MPO-MPO OM4 MMF Cable | 114
7D6KCTO4WW | AV26 | Lenovo 7m MPO-MPO OM4 MMF Cable | 135
7D6KCTO4WW | AV27 | Lenovo 10m MPO-MPO OM4 MMF Cable | 159
7D6KCTO4WW | AV28 | Lenovo 15m MPO-MPO OM4 MMF Cable | 205
7D6KCTO4WW | AV29 | Lenovo 20m MPO-MPO OM4 MMF Cable | 259
7D6KCTO4WW | AV2A | Lenovo 30m MPO-MPO OM4 MMF Cable | 349
7D6KCTO4WW | AV2B | Lenovo 1m MPO to 4x LC Breakout OM4 MMF Cable | 149
7D6KCTO4WW | AV2C | Lenovo 3m MPO to 4x LC Breakout OM4 MMF Cable | 179
7D6KCTO4WW | AV2D | Lenovo 5m MPO to 4x LC Breakout OM4 MMF Cable | 239
7D6KCTO4WW | AVFW | 0.75m Green Cat6 Cable | 19
7D6KCTO4WW | AVFX | 1.0m Green Cat6 Cable | 19
7D6KCTO4WW | AVFY | 1.25m Green Cat6 Cable | 19
7D6KCTO4WW | AVFZ | 1.5m Green Cat6 Cable | 19
7D6KCTO4WW | AVG0 | 3m Green Cat6 Cable | 25
7D6KCTO4WW | AVV1 | Lenovo 10GBaseT SFP+ Transceiver | 599
7D6KCTO4WW | B2P9 | Lenovo 0.5m LC-LC OM4 MMF Cable | 34
7D6KCTO4WW | B2PA | Lenovo 1m LC-LC OM4 MMF Cable | 29
7D6KCTO4WW | B2PB | Lenovo 3m LC-LC OM4 MMF Cable | 34
7D6KCTO4WW | B2PC | Lenovo 5m LC-LC OM4 MMF Cable | 44
7D6KCTO4WW | B2PD | Lenovo 10m LC-LC OM4 MMF Cable | 69
7D6KCTO4WW | B2PE | Lenovo 15m LC-LC OM4 MMF Cable | 79
7D6KCTO4WW | B2PF | Lenovo 25m LC-LC OM4 MMF Cable | 114
7D6KCTO4WW | B2PG | Lenovo 30m LC-LC OM4 MMF Cable | 129
7D6KCTO4WW | B2UZ | Lenovo 1m 100G QSFP28 Active Optical Cable | 949
7D6KCTO4WW | B306 | Mellanox QSA 100G to 25G Cable Adapter | 149
7D6KCTO4WW | B30W | Custom MFG SVCS Fee - Medium Increment | 30
7D6KCTO4WW | B30X | Custom MFG SVCS Fee - Large Increment | 300
7D6KCTO4WW | BEGJ | Mellanox SN24xx Enterprise RMK | 249
7D6KCTO4WW | BGM9 | Mellanox SN2410B 10GbE Managed Switch with Onyx (oPSE) | 24149
7D6KCTO5WW | 747 | UID Asset Tag Label | 20
7D6KCTO5WW | 2305 | Integration 1U Component | 59
7D6KCTO5WW | 2321 | Custom MFG SVCS Fee - Small Increment | 3
7D6KCTO5WW | 3791 | 0.6m Yellow Cat5e Cable | 24
7D6KCTO5WW | 3792 | 1.5m Yellow Cat5e Cable | 24
7D6KCTO5WW | 3793 | 3m Yellow Cat5e Cable | 25
7D6KCTO5WW | 3794 | 10m Yellow Cat5e Cable | 34
7D6KCTO5WW | 3795 | 25m Yellow Cat5e Cable | 69
7D6KCTO5WW | 3796 | 0.6m Green Cat5e Cable | 16
7D6KCTO5WW | 3797 | 1.5m Green Cat5e Cable | 17
7D6KCTO5WW | 3798 | 3m Green Cat5e Cable | 19
7D6KCTO5WW | 3799 | 10m Green Cat5e Cable | 29
7D6KCTO5WW | 3800 | 25m Green Cat5e Cable | 69
7D6KCTO5WW | 3801 | 0.6m Blue Cat5e Cable | 24
7D6KCTO5WW | 3802 | 1.5m Blue Cat5e Cable | 14
7D6KCTO5WW | 3803 | 3m Blue Cat5e Cable | 25
7D6KCTO5WW | 3804 | 10m Blue Cat5e Cable | 34
7D6KCTO5WW | 3805 | 25m Blue Cat5e Cable | 69
7D6KCTO5WW | 5053 | SFP+ SR Transceiver | 699
7D6KCTO5WW | 6124 | SOFS Solution Code MFG Instruction | 0
7D6KCTO5WW | 6125 | SAP-BWA Solution Code MFG Instruction | 0
7D6KCTO5WW | 6126 | InfoSphere-BWA Solution Code MFG Instruction | 0
7D6KCTO5WW | 6127 | GMAS Solution Code MFG Instruction | 0
7D6KCTO5WW | 6128 | IBW-SSD Solution Code MFG Instruction | 0
7D6KCTO5WW | 6129 | Cloudburst Solution Code MFG Instruction | 0
7D6KCTO5WW | 6130 | SoNAS Solution Code MFG Instruction | 0
7D6KCTO5WW | 6201 | 1.5m, 10A/100-250V, C13 to IEC 320-C14 Rack Power Cable | 19
7D6KCTO5WW | 6204 | 2.8m, 10A/100-250V, C13 to IEC 320-C20 Rack Power Cable | 19
7D6KCTO5WW | 6263 | 4.3m, 10A/100-250V, C13 to IEC 320-C14 Rack Power Cable | 19
7D6KCTO5WW | 6311 | 2.8m, 10A/100-250V, C13 to IEC 320-C14 Rack Power Cable | 9
7D6KCTO5WW | 7829 | Integrate Network Switch in MFG | 0
7D6KCTO5WW | 7831 | Customer Solution Center Services | 0
7D6KCTO5WW | 8034 | LeSI Solution Component | 0
7D6KCTO5WW | 8067 | TAA Compliant Order | 0
7D6KCTO5WW | 8072 | General Racking Solution | 0
7D6KCTO5WW | 8971 | Integrate in manufacturing | 0
7D6KCTO5WW | 8972 | Ship Uninstalled (Safety) | 0
7D6KCTO5WW | A0ZZ | InfoSphere-BWA R2 Solution Code Mfg Instruction | 0
7D6KCTO5WW | A102 | Advanced Grouping | 0
7D6KCTO5WW | A103 | System x Cluster Upgrade | 0
7D6KCTO5WW | A193 | Integrated Solutions | 0
7D6KCTO5WW | A1DL | 1m QSFP+ DAC Break Out Cable | 319
7D6KCTO5WW | A1DM | 3m QSFP+ DAC Break Out Cable | 419
7D6KCTO5WW | A1DN | 5m QSFP+ DAC Break Out Cable | 529
7D6KCTO5WW | A1DP | 1m QSFP to QSFP+ Cable | 269
7D6KCTO5WW | A1DQ | 3m QSFP+ to QSFP+ Cable | 329
7D6KCTO5WW | A1MS | 10m Cat6 Yellow Cable | 49
7D6KCTO5WW | A1MT | 10m Green Cat6 Cable | 49
7D6KCTO5WW | A1MU | 10m Cat6 Blue Cable | 49
7D6KCTO5WW | A1MV | 25m Cat6 Yellow Cable | 105
7D6KCTO5WW | A1MW | 25m Green Cat6 Cable | 105
7D6KCTO5WW | A1MX | 25m Cat6 Blue Cable | 105
7D6KCTO5WW | A1NN | High Performance Analytics Appliance | 0
7D6KCTO5WW | A1PH | 1m Passive DAC SFP+ Cable | 69
7D6KCTO5WW | A1PJ | 3m Passive DAC SFP+ Cable | 89
7D6KCTO5WW | A1PK | 5m Passive DAC SFP+ Cable | 159
7D6KCTO5WW | A2EE | BCFC for SCEntry Solution | 0
7D6KCTO5WW | A2HM | BladeCenter Foundation for Cloud | 0
7D6KCTO5WW | A2VZ | Smart Analytics 5700 | 0
7D6KCTO5WW | A2X8 | 5m QSFP+ to QSFP+ Cable | 379
7D6KCTO5WW | A2X9 | 7m QSFP+ to QSFP+ Cable | 429
7D6KCTO5WW | A39S | System x Integrated Offering for Cloud | 0
7D6KCTO5WW | A3BA | Integrated Platform HPC Solution | 0
7D6KCTO5WW | A3BB | GNRx Solution | 0
7D6KCTO5WW | A3BC | Netezza Network Analytics Accelerator (NAA) | 0
7D6KCTO5WW | A3BD | BigInsights Integrated Cluster | 0
7D6KCTO5WW | A3MU | Digital Analytics on Premise for Netezza | 0
7D6KCTO5WW | A3RG | 0.5m Passive DAC SFP+ Cable | 79
7D6KCTO5WW | A3RH | 7m Passive DAC SFP+ Cable | 179
7D6KCTO5WW | A463 | Flex SAP/BWA | 0
7D6KCTO5WW | A4P1 | xIOC High Density Solution | 0
7D6KCTO5WW | A4P3 | Application Ready Solutions | 0
7D6KCTO5WW | A51N | 1.5m Passive DAC SFP+ Cable | 89
7D6KCTO5WW | A51P | 2m Passive DAC SFP+ Cable | 89
7D6KCTO5WW | A5DL | SFP 1000Base-T (RJ-45) Transceiver | 89
7D6KCTO5WW | A5UA | Lenovo 1m MPO-4xLC OM3 MMF Breakout Cable | 279
7D6KCTO5WW | A5UB | Lenovo 3m MPO-4xLC OM3 MMF Breakout Cable | 329
7D6KCTO5WW | A5UC | Lenovo 5m MPO-4xLC OM3 MMF Breakout Cable | 379
7D6KCTO5WW | ASR5 | Lenovo 0.5m LC-LC OM3 MMF Cable | 24
7D6KCTO5WW | ASR6 | Lenovo 1m LC-LC OM3 MMF Cable | 24
7D6KCTO5WW | ASR7 | Lenovo 3m LC-LC OM3 MMF Cable | 24
7D6KCTO5WW | ASR8 | Lenovo 5m LC-LC OM3 MMF Cable | 29
7D6KCTO5WW | ASR9 | Lenovo 10m LC-LC OM3 MMF Cable | 39
7D6KCTO5WW | ASRA | Lenovo 15m LC-LC OM3 MMF Cable | 45
7D6KCTO5WW | ASRB | Lenovo 25m LC-LC OM3 MMF Cable | 54
7D6KCTO5WW | ASRC | Lenovo 30m LC-LC OM3 MMF Cable | 64
7D6KCTO5WW | ASTM | Lenovo QSFP+ 40GBASE-iSR4 Transceiver | 1999
7D6KCTO5WW | AT2R | Lenovo 1m Active DAC SFP+ Cables | 129
7D6KCTO5WW | AT2S | Lenovo 3m Active DAC SFP+ Cables | 139
7D6KCTO5WW | AT2T | Lenovo 5m Active DAC SFP+ Cables | 159
7D6KCTO5WW | AT2U | Lenovo 10m QSFP+ MPO-MPO OM3 MMF Cable | 169
7D6KCTO5WW | AT2V | Lenovo 30m QSFP+ MPO-MPO OM3 MMF Cable | 329
7D6KCTO5WW | ATYW | Lenovo 40GBase QSFP+ Bi-Directional Transceiver | 529
7D6KCTO5WW | ATYX | Lenovo 1m SFP+ to SFP+ Active Optical Cable | 104
7D6KCTO5WW | ATYY | Lenovo 3m SFP+ to SFP+ Active Optical Cable | 99
7D6KCTO5WW | ATYZ | Lenovo 5m SFP+ to SFP+ Active Optical Cable | 114
7D6KCTO5WW | ATZ0 | Lenovo 7m SFP+ to SFP+ Active Optical Cable | 129
7D6KCTO5WW | ATZ1 | Lenovo 15m SFP+ to SFP+ Active Optical Cable | 169
7D6KCTO5WW | ATZ2 | Lenovo 20m SFP+ to SFP+ Active Optical Cable | 169
7D6KCTO5WW | ATZ3 | Lenovo 3m 40G QSFP+ to QSFP+ Active Optical Cable | 489
7D6KCTO5WW | ATZ4 | Lenovo 5m 40G QSFP+ to QSFP+ Active Optical Cable | 499
7D6KCTO5WW | ATZ5 | Lenovo 7m 40G QSFP+ to QSFP+ Active Optical Cable | 529
7D6KCTO5WW | ATZ6 | Lenovo 15m 40G QSFP+ to QSFP+ Active Optical Cable | 589
7D6KCTO5WW | ATZ7 | Lenovo 20m 40G QSFP+ to QSFP+ Active Optical Cable | 629
7D6KCTO5WW | ATZ8 | Lenovo 1m QSFP+ to 4xSFP+ Active Optical Cable | 709
7D6KCTO5WW | ATZ9 | Lenovo 3m QSFP+ to 4xSFP+ Active Optical Cable | 729
7D6KCTO5WW | ATZA | Lenovo 5m QSFP+ to 4xSFP+ Active Optical Cable | 749
7D6KCTO5WW | AV1B | Lenovo 25GBase-SR SFP28 Transceiver | 449
7D6KCTO5WW | AV1D | Lenovo 100GBase-SR4 QSFP28 Transceiver | 1539
7D6KCTO5WW | AV1E | Lenovo 100GBase-LR4 QSFP28 Transceiver | 12599
7D6KCTO5WW | AV1F | Lenovo 3m 25G SFP28 Active Optical Cable | 489
7D6KCTO5WW | AV1G | Lenovo 5m 25G SFP28 Active Optical Cable | 489
7D6KCTO5WW | AV1H | Lenovo 10m 25G SFP28 Active Optical Cable | 499
7D6KCTO5WW | AV1J | Lenovo 15m 25G SFP28 Active Optical Cable | 497
7D6KCTO5WW | AV1K | Lenovo 20m 25G SFP28 Active Optical Cable | 519
7D6KCTO5WW | AV1L | Lenovo 3m 100G QSFP28 Active Optical Cable | 1059
7D6KCTO5WW | AV1M | Lenovo 5m 100G QSFP28 Active Optical Cable | 1069
7D6KCTO5WW | AV1N | Lenovo 10m 100G QSFP28 Active Optical Cable | 1099
7D6KCTO5WW | AV1P | Lenovo 15m 100G QSFP28 Active Optical Cable | 1079
7D6KCTO5WW | AV1Q | Lenovo 20m 100G QSFP28 Active Optical Cable | 1179
7D6KCTO5WW | AV1R | Lenovo 3m 100G to 4x25G Breakout Active Optical Cable | 1949
7D6KCTO5WW | AV1S | Lenovo 5m 100G to 4x25G Breakout Active Optical Cable | 1975
7D6KCTO5WW | AV1T | Lenovo 10m 100G to 4x25G Breakout Active Optical Cable | 2035
7D6KCTO5WW | AV1U | Lenovo 15m 100G to 4x25G Breakout Active Optical Cable | 2095
7D6KCTO5WW | AV1V | Lenovo 20m 100G to 4x25G Breakout Active Optical Cable | 2149
7D6KCTO5WW | AV1W | Lenovo 1m Passive 25G SFP28 DAC Cable | 69
7D6KCTO5WW | AV1X | Lenovo 3m Passive 25G SFP28 DAC Cable | 79
7D6KCTO5WW | AV1Y | Lenovo 5m Passive 25G SFP28 DAC Cable | 159
7D6KCTO5WW | AV1Z | Lenovo 1m Passive 100G QSFP28 DAC Cable | 99
7D6KCTO5WW | AV20 | Lenovo 3m Passive 100G QSFP28 DAC Cable | 159
7D6KCTO5WW | AV21 | Lenovo 5m Passive 100G QSFP28 DAC Cable | 299
7D6KCTO5WW | AV22 | Lenovo 1m 100G QSFP28 to 4x25G SFP28 Breakout DAC Cable | 179
7D6KCTO5WW | AV23 | Lenovo 3m 100G QSFP28 to 4x25G SFP28 Breakout DAC Cable | 299
7D6KCTO5WW | AV24 | Lenovo 5m 100G QSFP28 to 4x25G SFP28 Breakout DAC Cable | 459
7D6KCTO5WW | AV25 | Lenovo 5m MPO-MPO OM4 MMF Cable | 114
7D6KCTO5WW | AV26 | Lenovo 7m MPO-MPO OM4 MMF Cable | 135
7D6KCTO5WW | AV27 | Lenovo 10m MPO-MPO OM4 MMF Cable | 159
7D6KCTO5WW | AV28 | Lenovo 15m MPO-MPO OM4 MMF Cable | 205
7D6KCTO5WW | AV29 | Lenovo 20m MPO-MPO OM4 MMF Cable | 259
7D6KCTO5WW | AV2A | Lenovo 30m MPO-MPO OM4 MMF Cable | 349
7D6KCTO5WW | AV2B | Lenovo 1m MPO to 4x LC Breakout OM4 MMF Cable | 149
7D6KCTO5WW | AV2C | Lenovo 3m MPO to 4x LC Breakout OM4 MMF Cable | 179
7D6KCTO5WW | AV2D | Lenovo 5m MPO to 4x LC Breakout OM4 MMF Cable | 239
7D6KCTO5WW | AVFW | 0.75m Green Cat6 Cable | 19
7D6KCTO5WW | AVFX | 1.0m Green Cat6 Cable | 19
7D6KCTO5WW | AVFY | 1.25m Green Cat6 Cable | 19
7D6KCTO5WW | AVFZ | 1.5m Green Cat6 Cable | 19
7D6KCTO5WW | AVG0 | 3m Green Cat6 Cable | 25
7D6KCTO5WW | AVV1 | Lenovo 10GBaseT SFP+ Transceiver | 599
7D6KCTO5WW | B2P9 | Lenovo 0.5m LC-LC OM4 MMF Cable | 34
7D6KCTO5WW | B2PA | Lenovo 1m LC-LC OM4 MMF Cable | 29
7D6KCTO5WW | B2PB | Lenovo 3m LC-LC OM4 MMF Cable | 34
7D6KCTO5WW | B2PC | Lenovo 5m LC-LC OM4 MMF Cable | 44
7D6KCTO5WW | B2PD | Lenovo 10m LC-LC OM4 MMF Cable | 69
7D6KCTO5WW | B2PE | Lenovo 15m LC-LC OM4 MMF Cable | 79
7D6KCTO5WW | B2PF | Lenovo 25m LC-LC OM4 MMF Cable | 114
7D6KCTO5WW | B2PG | Lenovo 30m LC-LC OM4 MMF Cable | 129
7D6KCTO5WW | B2UZ | Lenovo 1m 100G QSFP28 Active Optical Cable | 949
7D6KCTO5WW | B306 | Mellanox QSA 100G to 25G Cable Adapter | 149
7D6KCTO5WW | B30W | Custom MFG SVCS Fee - Medium Increment | 30
7D6KCTO5WW | B30X | Custom MFG SVCS Fee - Large Increment | 300
7D6KCTO5WW | BEGK | Mellanox SN24xx 1U Enterprise RMK w/Air Duct | 1169
7D6KCTO5WW | BEGL | Mellanox SN24xx 2U Enterprise RMK w/Air Duct | 1359
7D6KCTO5WW | BGMA | Mellanox SN2410 25GbE Managed Switch with Onyx (PSE) | 34469
7D6KCTO6WW | 747 | UID Asset Tag Label | 20
7D6KCTO6WW | 2305 | Integration 1U Component | 59
7D6KCTO6WW | 2321 | Custom MFG SVCS Fee - Small Increment | 3
7D6KCTO6WW | 3791 | 0.6m Yellow Cat5e Cable | 24
7D6KCTO6WW | 3792 | 1.5m Yellow Cat5e Cable | 24
7D6KCTO6WW | 3793 | 3m Yellow Cat5e Cable | 25
7D6KCTO6WW | 3794 | 10m Yellow Cat5e Cable | 34
7D6KCTO6WW | 3795 | 25m Yellow Cat5e Cable | 69
7D6KCTO6WW | 3796 | 0.6m Green Cat5e Cable | 16
7D6KCTO6WW | 3797 | 1.5m Green Cat5e Cable | 17
7D6KCTO6WW | 3798 | 3m Green Cat5e Cable | 19
7D6KCTO6WW | 3799 | 10m Green Cat5e Cable | 29
7D6KCTO6WW | 3800 | 25m Green Cat5e Cable | 69
7D6KCTO6WW | 3801 | 0.6m Blue Cat5e Cable | 24
7D6KCTO6WW | 3802 | 1.5m Blue Cat5e Cable | 14
7D6KCTO6WW | 3803 | 3m Blue Cat5e Cable | 25
7D6KCTO6WW | 3804 | 10m Blue Cat5e Cable | 34
7D6KCTO6WW | 3805 | 25m Blue Cat5e Cable | 69
7D6KCTO6WW | 5053 | SFP+ SR Transceiver | 699
7D6KCTO6WW | 6124 | SOFS Solution Code MFG Instruction | 0
7D6KCTO6WW | 6125 | SAP-BWA Solution Code MFG Instruction | 0
7D6KCTO6WW | 6126 | InfoSphere-BWA Solution Code MFG Instruction | 0
7D6KCTO6WW | 6127 | GMAS Solution Code MFG Instruction | 0
7D6KCTO6WW | 6128 | IBW-SSD Solution Code MFG Instruction | 0
7D6KCTO6WW | 6129 | Cloudburst Solution Code MFG Instruction | 0
7D6KCTO6WW | 6130 | SoNAS Solution Code MFG Instruction | 0
7D6KCTO6WW | 6201 | 1.5m, 10A/100-250V, C13 to IEC 320-C14 Rack Power Cable | 19
7D6KCTO6WW | 6204 | 2.8m, 10A/100-250V, C13 to IEC 320-C20 Rack Power Cable | 19
7D6KCTO6WW | 6263 | 4.3m, 10A/100-250V, C13 to IEC 320-C14 Rack Power Cable | 19
7D6KCTO6WW | 6311 | 2.8m, 10A/100-250V, C13 to IEC 320-C14 Rack Power Cable | 9
7D6KCTO6WW | 7829 | Integrate Network Switch in MFG | 0
7D6KCTO6WW | 7831 | Customer Solution Center Services | 0
7D6KCTO6WW | 8034 | LeSI Solution Component | 0
7D6KCTO6WW | 8067 | TAA Compliant Order | 0
7D6KCTO6WW | 8072 | General Racking Solution | 0
7D6KCTO6WW | 8971 | Integrate in manufacturing | 0
7D6KCTO6WW | 8972 | Ship Uninstalled (Safety) | 0
7D6KCTO6WW | A0ZZ | InfoSphere-BWA R2 Solution Code Mfg Instruction | 0
7D6KCTO6WW | A102 | Advanced Grouping | 0
7D6KCTO6WW | A103 | System x Cluster Upgrade | 0
7D6KCTO6WW | A193 | Integrated Solutions | 0
7D6KCTO6WW | A1DL | 1m QSFP+ DAC Break Out Cable | 319
7D6KCTO6WW | A1DM | 3m QSFP+ DAC Break Out Cable | 419
7D6KCTO6WW | A1DN | 5m QSFP+ DAC Break Out Cable | 529
7D6KCTO6WW | A1DP | 1m QSFP to QSFP+ Cable | 269
7D6KCTO6WW | A1DQ | 3m QSFP+ to QSFP+ Cable | 329
7D6KCTO6WW | A1MS | 10m Cat6 Yellow Cable | 49
7D6KCTO6WW | A1MT | 10m Green Cat6 Cable | 49
7D6KCTO6WW | A1MU | 10m Cat6 Blue Cable | 49
7D6KCTO6WW | A1MV | 25m Cat6 Yellow Cable | 105
7D6KCTO6WW | A1MW | 25m Green Cat6 Cable | 105
7D6KCTO6WW | A1MX | 25m Cat6 Blue Cable | 105
7D6KCTO6WW | A1NN | High Performance Analytics Appliance | 0
7D6KCTO6WW | A1PH | 1m Passive DAC SFP+ Cable | 69
7D6KCTO6WW | A1PJ | 3m Passive DAC SFP+ Cable | 89
7D6KCTO6WW | A1PK | 5m Passive DAC SFP+ Cable | 159
7D6KCTO6WW | A2EE | BCFC for SCEntry Solution | 0
7D6KCTO6WW | A2HM | BladeCenter Foundation for Cloud | 0
7D6KCTO6WW | A2VZ | Smart Analytics 5700 | 0
7D6KCTO6WW | A2X8 | 5m QSFP+ to QSFP+ Cable | 379
7D6KCTO6WW | A2X9 | 7m QSFP+ to QSFP+ Cable | 429
7D6KCTO6WW | A39S | System x Integrated Offering for Cloud | 0
7D6KCTO6WW | A3BA | Integrated Platform HPC Solution | 0
7D6KCTO6WW | A3BB | GNRx Solution | 0
7D6KCTO6WW | A3BC | Netezza Network Analytics Accelerator (NAA) | 0
7D6KCTO6WW | A3BD | BigInsights Integrated Cluster | 0
7D6KCTO6WW | A3MU | Digital Analytics on Premise for Netezza | 0
7D6KCTO6WW | A3RG | 0.5m Passive DAC SFP+ Cable | 79
7D6KCTO6WW | A3RH | 7m Passive DAC SFP+ Cable | 179
7D6KCTO6WW | A463 | Flex SAP/BWA | 0
7D6KCTO6WW | A4P1 | xIOC High Density Solution | 0
7D6KCTO6WW | A4P3 | Application Ready Solutions | 0
7D6KCTO6WW | A51N | 1.5m Passive DAC SFP+ Cable | 89
7D6KCTO6WW | A51P | 2m Passive DAC SFP+ Cable | 89
7D6KCTO6WW | A5DL | SFP 1000Base-T (RJ-45) Transceiver | 89
7D6KCTO6WW | A5UA | Lenovo 1m MPO-4xLC OM3 MMF Breakout Cable | 279
7D6KCTO6WW | A5UB | Lenovo 3m MPO-4xLC OM3 MMF Breakout Cable | 329
7D6KCTO6WW | A5UC | Lenovo 5m MPO-4xLC OM3 MMF Breakout Cable | 379
7D6KCTO6WW | ASR5 | Lenovo 0.5m LC-LC OM3 MMF Cable | 24
7D6KCTO6WW | ASR6 | Lenovo 1m LC-LC OM3 MMF Cable | 24
7D6KCTO6WW | ASR7 | Lenovo 3m LC-LC OM3 MMF Cable | 24
7D6KCTO6WW | ASR8 | Lenovo 5m LC-LC OM3 MMF Cable | 29
7D6KCTO6WW | ASR9 | Lenovo 10m LC-LC OM3 MMF Cable | 39
7D6KCTO6WW | ASRA | Lenovo 15m LC-LC OM3 MMF Cable | 45
7D6KCTO6WW | ASRB | Lenovo 25m LC-LC OM3 MMF Cable | 54
7D6KCTO6WW | ASRC | Lenovo 30m LC-LC OM3 MMF Cable | 64
7D6KCTO6WW | ASTM | Lenovo QSFP+ 40GBASE-iSR4 Transceiver | 1999
7D6KCTO6WW | AT2R | Lenovo 1m Active DAC SFP+ Cables | 129
7D6KCTO6WW | AT2S | Lenovo 3m Active DAC SFP+ Cables | 139
7D6KCTO6WW | AT2T | Lenovo 5m Active DAC SFP+ Cables | 159
7D6KCTO6WW | AT2U | Lenovo 10m QSFP+ MPO-MPO OM3 MMF Cable | 169
7D6KCTO6WW | AT2V | Lenovo 30m QSFP+ MPO-MPO OM3 MMF Cable | 329
7D6KCTO6WW | ATYW | Lenovo 40GBase QSFP+ Bi-Directional Transceiver | 529
7D6KCTO6WW | ATYX | Lenovo 1m SFP+ to SFP+ Active Optical Cable | 104
7D6KCTO6WW | ATYY | Lenovo 3m SFP+ to SFP+ Active Optical Cable | 99
7D6KCTO6WW | ATYZ | Lenovo 5m SFP+ to SFP+ Active Optical Cable | 114
7D6KCTO6WW | ATZ0 | Lenovo 7m SFP+ to SFP+ Active Optical Cable | 129
7D6KCTO6WW | ATZ1 | Lenovo 15m SFP+ to SFP+ Active Optical Cable | 169
7D6KCTO6WW | ATZ2 | Lenovo 20m SFP+ to SFP+ Active Optical Cable | 169
7D6KCTO6WW | ATZ3 | Lenovo 3m 40G QSFP+ to QSFP+ Active Optical Cable | 489
7D6KCTO6WW | ATZ4 | Lenovo 5m 40G QSFP+ to QSFP+ Active Optical Cable | 499
7D6KCTO6WW | ATZ5 | Lenovo 7m 40G QSFP+ to QSFP+ Active Optical Cable | 529
7D6KCTO6WW | ATZ6 | Lenovo 15m 40G QSFP+ to QSFP+ Active Optical Cable | 589
7D6KCTO6WW | ATZ7 | Lenovo 20m 40G QSFP+ to QSFP+ Active Optical Cable | 629
7D6KCTO6WW | ATZ8 | Lenovo 1m QSFP+ to 4xSFP+ Active Optical Cable | 709
7D6KCTO6WW | ATZ9 | Lenovo 3m QSFP+ to 4xSFP+ Active Optical Cable | 729
7D6KCTO6WW | ATZA | Lenovo 5m QSFP+ to 4xSFP+ Active Optical Cable | 749
7D6KCTO6WW | AV1B | Lenovo 25GBase-SR SFP28 Transceiver | 449
7D6KCTO6WW | AV1D | Lenovo 100GBase-SR4 QSFP28 Transceiver | 1539
7D6KCTO6WW | AV1E | Lenovo 100GBase-LR4 QSFP28 Transceiver | 12599
7D6KCTO6WW | AV1F | Lenovo 3m 25G SFP28 Active Optical Cable | 489
7D6KCTO6WW | AV1G | Lenovo 5m 25G SFP28 Active Optical Cable | 489
7D6KCTO6WW | AV1H | Lenovo 10m 25G SFP28 Active Optical Cable | 499
7D6KCTO6WW | AV1J | Lenovo 15m 25G SFP28 Active Optical Cable | 497
7D6KCTO6WW | AV1K | Lenovo 20m 25G SFP28 Active Optical Cable | 519
7D6KCTO6WW | AV1L | Lenovo 3m 100G QSFP28 Active Optical Cable | 1059
7D6KCTO6WW | AV1M | Lenovo 5m 100G QSFP28 Active Optical Cable | 1069
7D6KCTO6WW | AV1N | Lenovo 10m 100G QSFP28 Active Optical Cable | 1099
7D6KCTO6WW | AV1P | Lenovo 15m 100G QSFP28 Active Optical Cable | 1079
7D6KCTO6WW | AV1Q | Lenovo 20m 100G QSFP28 Active Optical Cable | 1179
7D6KCTO6WW | AV1R | Lenovo 3m 100G to 4x25G Breakout Active Optical Cable | 1949
7D6KCTO6WW | AV1S | Lenovo 5m 100G to 4x25G Breakout Active Optical Cable | 1975
7D6KCTO6WW | AV1T | Lenovo 10m 100G to 4x25G Breakout Active Optical Cable | 2035
7D6KCTO6WW | AV1U | Lenovo 15m 100G to 4x25G Breakout Active Optical Cable | 2095
7D6KCTO6WW | AV1V | Lenovo 20m 100G to 4x25G Breakout Active Optical Cable | 2149
7D6KCTO6WW | AV1W | Lenovo 1m Passive 25G SFP28 DAC Cable | 69
7D6KCTO6WW | AV1X | Lenovo 3m Passive 25G SFP28 DAC Cable | 79
7D6KCTO6WW | AV1Y | Lenovo 5m Passive 25G SFP28 DAC Cable | 159
7D6KCTO6WW | AV1Z | Lenovo 1m Passive 100G QSFP28 DAC Cable | 99
7D6KCTO6WW | AV20 | Lenovo 3m Passive 100G QSFP28 DAC Cable | 159
7D6KCTO6WW | AV21 | Lenovo 5m Passive 100G QSFP28 DAC Cable | 299
7D6KCTO6WW | AV22 | Lenovo 1m 100G QSFP28 to 4x25G SFP28 Breakout DAC Cable | 179
7D6KCTO6WW | AV23 | Lenovo 3m 100G QSFP28 to 4x25G SFP28 Breakout DAC Cable | 299
7D6KCTO6WW | AV24 | Lenovo 5m 100G QSFP28 to 4x25G SFP28 Breakout DAC Cable | 459
7D6KCTO6WW | AV25 | Lenovo 5m MPO-MPO OM4 MMF Cable | 114
7D6KCTO6WW | AV26 | Lenovo 7m MPO-MPO OM4 MMF Cable | 135
7D6KCTO6WW | AV27 | Lenovo 10m MPO-MPO OM4 MMF Cable | 159
7D6KCTO6WW | AV28 | Lenovo 15m MPO-MPO OM4 MMF Cable | 205
7D6KCTO6WW | AV29 | Lenovo 20m MPO-MPO OM4 MMF Cable | 259
7D6KCTO6WW | AV2A | Lenovo 30m MPO-MPO OM4 MMF Cable | 349
7D6KCTO6WW | AV2B | Lenovo 1m MPO to 4x LC Breakout OM4 MMF Cable | 149
7D6KCTO6WW | AV2C | Lenovo 3m MPO to 4x LC Breakout OM4 MMF Cable | 179
7D6KCTO6WW | AV2D | Lenovo 5m MPO to 4x LC Breakout OM4 MMF Cable | 239
7D6KCTO6WW | AVFW | 0.75m Green Cat6 Cable | 19
7D6KCTO6WW | AVFX | 1.0m Green Cat6 Cable | 19
7D6KCTO6WW | AVFY | 1.25m Green Cat6 Cable | 19
7D6KCTO6WW | AVFZ | 1.5m Green Cat6 Cable | 19
7D6KCTO6WW | AVG0 | 3m Green Cat6 Cable | 25
7D6KCTO6WW | AVV1 | Lenovo 10GBaseT SFP+ Transceiver | 599
7D6KCTO6WW | B2P9 | Lenovo 0.5m LC-LC OM4 MMF Cable | 34
7D6KCTO6WW | B2PA | Lenovo 1m LC-LC OM4 MMF Cable | 29
7D6KCTO6WW | B2PB | Lenovo 3m LC-LC OM4 MMF Cable | 34
7D6KCTO6WW | B2PC | Lenovo 5m LC-LC OM4 MMF Cable | 44
7D6KCTO6WW | B2PD | Lenovo 10m LC-LC OM4 MMF Cable | 69
7D6KCTO6WW | B2PE | Lenovo 15m LC-LC OM4 MMF Cable | 79
7D6KCTO6WW | B2PF | Lenovo 25m LC-LC OM4 MMF Cable | 114
7D6KCTO6WW | B2PG | Lenovo 30m LC-LC OM4 MMF Cable | 129
7D6KCTO6WW | B2UZ | Lenovo 1m 100G QSFP28 Active Optical Cable | 949
7D6KCTO6WW | B306 | Mellanox QSA 100G to 25G Cable Adapter | 149
7D6KCTO6WW | B30W | Custom MFG SVCS Fee - Medium Increment | 30
7D6KCTO6WW | B30X | Custom MFG SVCS Fee - Large Increment | 300
7D6KCTO6WW | BEGJ | Mellanox SN24xx Enterprise RMK | 249
7D6KCTO6WW | BGMB | Mellanox SN2410 25GbE Managed Switch with Onyx (oPSE) | 34469
7D6KCTO7WW | 747 | UID Asset Tag Label | 20
7D6KCTO7WW | 2305 | Integration 1U Component | 59
7D6KCTO7WW | 2321 | Custom MFG SVCS Fee - Small Increment | 3
7D6KCTO7WW | 3791 | 0.6m Yellow Cat5e Cable | 24
7D6KCTO7WW | 3792 | 1.5m Yellow Cat5e Cable | 24
7D6KCTO7WW | 3793 | 3m Yellow Cat5e Cable | 25
7D6KCTO7WW | 3794 | 10m Yellow Cat5e Cable | 34
7D6KCTO7WW | 3795 | 25m Yellow Cat5e Cable | 69
7D6KCTO7WW | 3796 | 0.6m Green Cat5e Cable | 16
7D6KCTO7WW | 3797 | 1.5m Green Cat5e Cable | 17
7D6KCTO7WW | 3798 | 3m Green Cat5e Cable | 19
7D6KCTO7WW | 3799 | 10m Green Cat5e Cable | 29
7D6KCTO7WW | 3800 | 25m Green Cat5e Cable | 69
7D6KCTO7WW | 3801 | 0.6m Blue Cat5e Cable | 24
7D6KCTO7WW | 3802 | 1.5m Blue Cat5e Cable | 14
7D6KCTO7WW | 3803 | 3m Blue Cat5e Cable | 25
7D6KCTO7WW | 3804 | 10m Blue Cat5e Cable | 34
7D6KCTO7WW | 3805 | 25m Blue Cat5e Cable | 69
7D6KCTO7WW | 5053 | SFP+ SR Transceiver | 699
7D6KCTO7WW | 6124 | SOFS Solution Code MFG Instruction | 0
7D6KCTO7WW | 6125 | SAP-BWA Solution Code MFG Instruction | 0
7D6KCTO7WW | 6126 | InfoSphere-BWA Solution Code MFG Instruction | 0
7D6KCTO7WW | 6127 | GMAS Solution Code MFG Instruction | 0
7D6KCTO7WW | 6128 | IBW-SSD Solution Code MFG Instruction | 0
7D6KCTO7WW | 6129 | Cloudburst Solution Code MFG Instruction | 0
7D6KCTO7WW | 6130 | SoNAS Solution Code MFG Instruction | 0
7D6KCTO7WW | 6201 | 1.5m, 10A/100-250V, C13 to IEC 320-C14 Rack Power Cable | 19
7D6KCTO7WW | 6204 | 2.8m, 10A/100-250V, C13 to IEC 320-C20 Rack Power Cable | 19
7D6KCTO7WW | 6263 | 4.3m, 10A/100-250V, C13 to IEC 320-C14 Rack Power Cable | 19
7D6KCTO7WW | 6311 | 2.8m, 10A/100-250V, C13 to IEC 320-C14 Rack Power Cable | 9
7D6KCTO7WW | 7829 | Integrate Network Switch in MFG | 0
7D6KCTO7WW | 7831 | Customer Solution Center Services | 0
7D6KCTO7WW | 8034 | LeSI Solution Component | 0
7D6KCTO7WW | 8067 | TAA Compliant Order | 0
7D6KCTO7WW | 8072 | General Racking Solution | 0
7D6KCTO7WW | 8971 | Integrate in manufacturing | 0
7D6KCTO7WW | 8972 | Ship Uninstalled (Safety) | 0
7D6KCTO7WW | A0ZZ | InfoSphere-BWA R2 Solution Code Mfg Instruction | 0
7D6KCTO7WW | A102 | Advanced Grouping | 0
7D6KCTO7WW | A103 | System x Cluster Upgrade | 0
7D6KCTO7WW | A193 | Integrated Solutions | 0
7D6KCTO7WW | A1DL | 1m QSFP+ DAC Break Out Cable | 319
7D6KCTO7WW | A1DM | 3m QSFP+ DAC Break Out Cable | 419
7D6KCTO7WW | A1DN | 5m QSFP+ DAC Break Out Cable | 529
7D6KCTO7WW | A1DP | 1m QSFP to QSFP+ Cable | 269
7D6KCTO7WW | A1DQ | 3m QSFP+ to QSFP+ Cable | 329
7D6KCTO7WW | A1MS | 10m Cat6 Yellow Cable | 49
7D6KCTO7WW | A1MT | 10m Green Cat6 Cable | 49
7D6KCTO7WW | A1MU | 10m Cat6 Blue Cable | 49
7D6KCTO7WW | A1MV | 25m Cat6 Yellow Cable | 105
7D6KCTO7WW | A1MW | 25m Green Cat6 Cable | 105
7D6KCTO7WW | A1MX | 25m Cat6 Blue Cable | 105
7D6KCTO7WW | A1NN | High Performance Analytics Appliance | 0
7D6KCTO7WW | A1PH | 1m Passive DAC SFP+ Cable | 69
7D6KCTO7WW | A1PJ | 3m Passive DAC SFP+ Cable | 89
7D6KCTO7WW | A1PK | 5m Passive DAC SFP+ Cable | 159
7D6KCTO7WW | A2EE | BCFC for SCEntry Solution | 0
7D6KCTO7WW | A2HM | BladeCenter Foundation for Cloud | 0
7D6KCTO7WW | A2VZ | Smart Analytics 5700 | 0
7D6KCTO7WW | A2X8 | 5m QSFP+ to QSFP+ Cable | 379
7D6KCTO7WW | A2X9 | 7m QSFP+ to QSFP+ Cable | 429
7D6KCTO7WW | A39S | System x Integrated Offering for Cloud | 0
7D6KCTO7WW | A3BA | Integrated Platform HPC Solution | 0
7D6KCTO7WW | A3BB | GNRx Solution | 0
7D6KCTO7WW | A3BC | Netezza Network Analytics Accelerator (NAA) | 0
7D6KCTO7WW | A3BD | BigInsights Integrated Cluster | 0
7D6KCTO7WW | A3MU | Digital Analytics on Premise for Netezza | 0
7D6KCTO7WW | A3RG | 0.5m Passive DAC SFP+ Cable | 79
7D6KCTO7WW | A3RH | 7m Passive DAC SFP+ Cable | 179
7D6KCTO7WW | A463 | Flex SAP/BWA | 0
7D6KCTO7WW | A4P1 | xIOC High Density Solution | 0
7D6KCTO7WW | A4P3 | Application Ready Solutions | 0
7D6KCTO7WW | A51N | 1.5m Passive DAC SFP+ Cable | 89
7D6KCTO7WW | A51P | 2m Passive DAC SFP+ Cable | 89
7D6KCTO7WW | A5DL | SFP 1000Base-T (RJ-45) Transceiver | 89
7D6KCTO7WW | A5UA | Lenovo 1m MPO-4xLC OM3 MMF Breakout Cable | 279
7D6KCTO7WW | A5UB | Lenovo 3m MPO-4xLC OM3 MMF Breakout Cable | 329
7D6KCTO7WW | A5UC | Lenovo 5m MPO-4xLC OM3 MMF Breakout Cable | 379
7D6KCTO7WW | ASR5 | Lenovo 0.5m LC-LC OM3 MMF Cable | 24
7D6KCTO7WW | ASR6 | Lenovo 1m LC-LC OM3 MMF Cable | 24
7D6KCTO7WW | ASR7 | Lenovo 3m LC-LC OM3 MMF Cable | 24
7D6KCTO7WW | ASR8 | Lenovo 5m LC-LC OM3 MMF Cable | 29
7D6KCTO7WW | ASR9 | Lenovo 10m LC-LC OM3 MMF Cable | 39
7D6KCTO7WW | ASRA | Lenovo 15m LC-LC OM3 MMF Cable | 45
7D6KCTO7WW | ASRB | Lenovo 25m LC-LC OM3 MMF Cable | 54
7D6KCTO7WW | ASRC | Lenovo 30m LC-LC OM3 MMF Cable | 64
7D6KCTO7WW | ASTM | Lenovo QSFP+ 40GBASE-iSR4 Transceiver | 1999
7D6KCTO7WW | AT2R | Lenovo 1m Active DAC SFP+ Cables | 129
7D6KCTO7WW | AT2S | Lenovo 3m Active DAC SFP+ Cables | 139
7D6KCTO7WW | AT2T | Lenovo 5m Active DAC SFP+ Cables | 159
7D6KCTO7WW | AT2U | Lenovo 10m QSFP+ MPO-MPO OM3 MMF Cable | 169
7D6KCTO7WW | AT2V | Lenovo 30m QSFP+ MPO-MPO OM3 MMF Cable | 329
7D6KCTO7WW | ATYW | Lenovo 40GBase QSFP+ Bi-Directional Transceiver | 529
7D6KCTO7WW | ATYX | Lenovo 1m SFP+ to SFP+ Active Optical Cable | 104
7D6KCTO7WW | ATYY | Lenovo 3m SFP+ to SFP+ Active Optical Cable | 99
7D6KCTO7WW | ATYZ | Lenovo 5m SFP+ to SFP+ Active Optical Cable | 114
7D6KCTO7WW | ATZ0 | Lenovo 7m SFP+ to SFP+ Active Optical Cable | 129
7D6KCTO7WW | ATZ1 | Lenovo 15m SFP+ to SFP+ Active Optical Cable | 169
7D6KCTO7WW | ATZ2 | Lenovo 20m SFP+ to SFP+ Active Optical Cable | 169
7D6KCTO7WW | ATZ3 | Lenovo 3m 40G QSFP+ to QSFP+ Active Optical Cable | 489
7D6KCTO7WW | ATZ4 | Lenovo 5m 40G QSFP+ to QSFP+ Active Optical Cable | 499
7D6KCTO7WW | ATZ5 | Lenovo 7m 40G QSFP+ to QSFP+ Active Optical Cable | 529
7D6KCTO7WW | ATZ6 | Lenovo 15m 40G QSFP+ to QSFP+ Active Optical Cable | 589
7D6KCTO7WW | ATZ7 | Lenovo 20m 40G QSFP+ to QSFP+ Active Optical Cable | 629
7D6KCTO7WW | ATZ8 | Lenovo 1m QSFP+ to 4xSFP+ Active Optical Cable | 709
7D6KCTO7WW | ATZ9 | Lenovo 3m QSFP+ to 4xSFP+ Active Optical Cable | 729
7D6KCTO7WW | ATZA | Lenovo 5m QSFP+ to 4xSFP+ Active Optical Cable | 749
7D6KCTO7WW | AV1B | Lenovo 25GBase-SR SFP28 Transceiver | 449
7D6KCTO7WW | AV1D | Lenovo 100GBase-SR4 QSFP28 Transceiver | 1539
7D6KCTO7WW | AV1F | Lenovo 3m 25G SFP28 Active Optical Cable | 489
7D6KCTO7WW | AV1G | Lenovo 5m 25G SFP28 Active Optical Cable | 489
7D6KCTO7WW | AV1H | Lenovo 10m 25G SFP28 Active Optical Cable | 499
7D6KCTO7WW | AV1J | Lenovo 15m 25G SFP28 Active Optical Cable | 497
7D6KCTO7WW | AV1K | Lenovo 20m 25G SFP28 Active Optical Cable | 519
7D6KCTO7WW | AV1L | Lenovo 3m 100G QSFP28 Active Optical Cable | 1059
7D6KCTO7WW | AV1M | Lenovo 5m 100G QSFP28 Active Optical Cable | 1069
7D6KCTO7WW | AV1N | Lenovo 10m 100G QSFP28 Active Optical Cable | 1099
7D6KCTO7WW | AV1P | Lenovo 15m 100G QSFP28 Active Optical Cable | 1079
7D6KCTO7WW | AV1Q | Lenovo 20m 100G QSFP28 Active Optical Cable | 1179
7D6KCTO7WW | AV1R | Lenovo 3m 100G to 4x25G Breakout Active Optical Cable | 1949
7D6KCTO7WW | AV1S | Lenovo 5m 100G to 4x25G Breakout Active Optical Cable | 1975
7D6KCTO7WW | AV1T | Lenovo 10m 100G to 4x25G Breakout Active Optical Cable | 2035
7D6KCTO7WW | AV1U | Lenovo 15m 100G to 4x25G Breakout Active Optical Cable | 2095
7D6KCTO7WW | AV1V | Lenovo 20m 100G to 4x25G Breakout Active Optical Cable | 2149
7D6KCTO7WW | AV1W | Lenovo 1m Passive 25G SFP28 DAC Cable | 69
7D6KCTO7WW | AV1X | Lenovo 3m Passive 25G SFP28 DAC Cable | 79
7D6KCTO7WW | AV1Y | Lenovo 5m Passive 25G SFP28 DAC Cable | 159
7D6KCTO7WW | AV1Z | Lenovo 1m Passive 100G QSFP28 DAC Cable | 99
7D6KCTO7WW | AV20 | Lenovo 3m Passive 100G QSFP28 DAC Cable | 159
7D6KCTO7WW | AV21 | Lenovo 5m Passive 100G QSFP28 DAC Cable | 299
7D6KCTO7WW | AV22 | Lenovo 1m 100G QSFP28 to 4x25G SFP28 Breakout DAC Cable | 179
7D6KCTO7WW | AV23 | Lenovo 3m 100G QSFP28 to 4x25G SFP28 Breakout DAC Cable | 299
7D6KCTO7WW | AV24 | Lenovo 5m 100G QSFP28 to 4x25G SFP28 Breakout DAC Cable | 459
7D6KCTO7WW | AV25 | Lenovo 5m MPO-MPO OM4 MMF Cable | 114
7D6KCTO7WW | AV26 | Lenovo 7m MPO-MPO OM4 MMF Cable | 135
7D6KCTO7WW | AV27 | Lenovo 10m MPO-MPO OM4 MMF Cable | 159
7D6KCTO7WW | AV28 | Lenovo 15m MPO-MPO OM4 MMF Cable | 205
7D6KCTO7WW | AV29 | Lenovo 20m MPO-MPO OM4 MMF Cable | 259
7D6KCTO7WW | AV2A | Lenovo 30m MPO-MPO OM4 MMF Cable | 349
7D6KCTO7WW | AV2B | Lenovo 1m MPO to 4x LC Breakout OM4 MMF Cable | 149
7D6KCTO7WW | AV2C | Lenovo 3m MPO to 4x LC Breakout OM4 MMF Cable | 179
7D6KCTO7WW | AV2D | Lenovo 5m MPO to 4x LC Breakout OM4 MMF Cable | 239
7D6KCTO7WW | AVFW | 0.75m Green Cat6 Cable | 19
7D6KCTO7WW | AVFX | 1.0m Green Cat6 Cable | 19
7D6KCTO7WW | AVFY | 1.25m Green Cat6 Cable | 19
7D6KCTO7WW | AVFZ | 1.5m Green Cat6 Cable | 19
7D6KCTO7WW | AVG0 | 3m Green Cat6 Cable | 25
7D6KCTO7WW | AVV1 | Lenovo 10GBaseT SFP+ Transceiver | 599
7D6KCTO7WW | B2P9 | Lenovo 0.5m LC-LC OM4 MMF Cable | 34
7D6KCTO7WW | B2PA | Lenovo 1m LC-LC OM4 MMF Cable | 29
7D6KCTO7WW | B2PB | Lenovo 3m LC-LC OM4 MMF Cable | 34
7D6KCTO7WW | B2PC | Lenovo 5m LC-LC OM4 MMF Cable | 44
7D6KCTO7WW | B2PD | Lenovo 10m LC-LC OM4 MMF Cable | 69
7D6KCTO7WW | B2PE | Lenovo 15m LC-LC OM4 MMF Cable | 79
7D6KCTO7WW | B2PF | Lenovo 25m LC-LC OM4 MMF Cable | 114
7D6KCTO7WW | B2PG | Lenovo 30m LC-LC OM4 MMF Cable | 129
7D6KCTO7WW | B2UZ | Lenovo 1m 100G QSFP28 Active Optical Cable | 949
7D6KCTO7WW | B306 | Mellanox QSA 100G to 25G Cable Adapter | 149
7D6KCTO7WW | B30W | Custom MFG SVCS Fee - Medium Increment | 30
7D6KCTO7WW | B30X | Custom MFG SVCS Fee - Large Increment | 300
7D6KCTO7WW | B5RV | Mellanox QM87xx Enterprise RMK w/Air Duct | 899
7D6KCTO7WW | BGMC | Mellanox SN3700C 100GbE Managed Switch with Onyx (PSE) | 53749
7D6KCTO8WW | 747 | UID Asset Tag Label | 20
7D6KCTO8WW | 2305 | Integration 1U Component | 59
7D6KCTO8WW | 2321 | Custom MFG SVCS Fee - Small Increment | 3
7D6KCTO8WW | 3791 | 0.6m Yellow Cat5e Cable | 24
7D6KCTO8WW | 3792 | 1.5m Yellow Cat5e Cable | 24
7D6KCTO8WW | 3793 | 3m Yellow Cat5e Cable | 25
7D6KCTO8WW | 3794 | 10m Yellow Cat5e Cable | 34
7D6KCTO8WW | 3795 | 25m Yellow Cat5e Cable | 69
7D6KCTO8WW | 3796 | 0.6m Green Cat5e Cable | 16
7D6KCTO8WW | 3797 | 1.5m Green Cat5e Cable | 17
7D6KCTO8WW | 3798 | 3m Green Cat5e Cable | 19
7D6KCTO8WW | 3799 | 10m Green Cat5e Cable | 29
7D6KCTO8WW | 3800 | 25m Green Cat5e Cable | 69
7D6KCTO8WW | 3801 | 0.6m Blue Cat5e Cable | 24
7D6KCTO8WW | 3802 | 1.5m Blue Cat5e Cable | 14
7D6KCTO8WW | 3803 | 3m Blue Cat5e Cable | 25
7D6KCTO8WW | 3804 | 10m Blue Cat5e Cable | 34
7D6KCTO8WW | 3805 | 25m Blue Cat5e Cable | 69
7D6KCTO8WW | 5053 | SFP+ SR Transceiver | 699
7D6KCTO8WW | 6124 | SOFS Solution Code MFG Instruction | 0
7D6KCTO8WW | 6125 | SAP-BWA Solution Code MFG Instruction | 0
7D6KCTO8WW | 6126 | InfoSphere-BWA Solution Code MFG Instruction | 0
7D6KCTO8WW | 6127 | GMAS Solution Code MFG Instruction | 0
7D6KCTO8WW | 6128 | IBW-SSD Solution Code MFG Instruction | 0
7D6KCTO8WW | 6129 | Cloudburst Solution Code MFG Instruction | 0
7D6KCTO8WW | 6130 | SoNAS Solution Code MFG Instruction | 0
7D6KCTO8WW | 6201 | 1.5m, 10A/100-250V, C13 to IEC 320-C14 Rack Power Cable | 19
7D6KCTO8WW | 6204 | 2.8m, 10A/100-250V, C13 to IEC 320-C20 Rack Power Cable | 19
7D6KCTO8WW | 6263 | 4.3m, 10A/100-250V, C13 to IEC 320-C14 Rack Power Cable | 19
7D6KCTO8WW | 6311 | 2.8m, 10A/100-250V, C13 to IEC 320-C14 Rack Power Cable | 9
7D6KCTO8WW | 7829 | Integrate Network Switch in MFG | 0
7D6KCTO8WW | 7831 | Customer Solution Center Services | 0
7D6KCTO8WW | 8034 | LeSI Solution Component | 0
7D6KCTO8WW | 8067 | TAA Compliant Order | 0
7D6KCTO8WW | 8072 | General Racking Solution | 0
7D6KCTO8WW | 8971 | Integrate in manufacturing | 0
7D6KCTO8WW | 8972 | Ship Uninstalled (Safety) | 0
7D6KCTO8WW | A0ZZ | InfoSphere-BWA R2 Solution Code Mfg Instruction | 0
7D6KCTO8WW | A102 | Advanced Grouping | 0
7D6KCTO8WW | A103 | System x Cluster Upgrade | 0
7D6KCTO8WW | A193 | Integrated Solutions | 0
7D6KCTO8WW | A1DL | 1m QSFP+ DAC Break Out Cable | 319
7D6KCTO8WW | A1DM | 3m QSFP+ DAC Break Out Cable | 419
7D6KCTO8WW | A1DN | 5m QSFP+ DAC Break Out Cable | 529
7D6KCTO8WW | A1DP | 1m QSFP to QSFP+ Cable | 269
7D6KCTO8WW | A1DQ | 3m QSFP+ to QSFP+ Cable | 329
7D6KCTO8WW | A1MS | 10m Cat6 Yellow Cable | 49
7D6KCTO8WW | A1MT | 10m Green Cat6 Cable | 49
7D6KCTO8WW | A1MU | 10m Cat6 Blue Cable | 49
7D6KCTO8WW | A1MV | 25m Cat6 Yellow Cable | 105
7D6KCTO8WW | A1MW | 25m Green Cat6 Cable | 105
7D6KCTO8WW | A1MX | 25m Cat6 Blue Cable | 105
7D6KCTO8WW | A1NN | High Performance Analytics Appliance | 0
7D6KCTO8WW | A1PH | 1m Passive DAC SFP+ Cable | 69
7D6KCTO8WW | A1PJ | 3m Passive DAC SFP+ Cable | 89
7D6KCTO8WW | A1PK | 5m Passive DAC SFP+ Cable | 159
7D6KCTO8WW | A2EE | BCFC for SCEntry Solution | 0
7D6KCTO8WW | A2HM | BladeCenter Foundation for Cloud | 0
7D6KCTO8WW | A2VZ | Smart Analytics 5700 | 0
7D6KCTO8WW | A2X8 | 5m QSFP+ to QSFP+ Cable | 379
7D6KCTO8WW | A2X9 | 7m QSFP+ to QSFP+ Cable | 429
7D6KCTO8WW | A39S | System x Integrated Offering for Cloud | 0
7D6KCTO8WW | A3BA | Integrated Platform HPC Solution | 0
7D6KCTO8WW | A3BB | GNRx Solution | 0
7D6KCTO8WW | A3BC | Netezza Network Analytics Accelerator (NAA) | 0
7D6KCTO8WW | A3BD | BigInsights Integrated Cluster | 0
7D6KCTO8WW | A3MU | Digital Analytics on Premise for Netezza | 0
7D6KCTO8WW | A3RG | 0.5m Passive DAC SFP+ Cable | 79
7D6KCTO8WW | A3RH | 7m Passive DAC SFP+ Cable | 179
7D6KCTO8WW | A463 | Flex SAP/BWA | 0
7D6KCTO8WW | A4P1 | xIOC High Density Solution | 0
7D6KCTO8WW | A4P3 | Application Ready Solutions | 0
7D6KCTO8WW | A51N | 1.5m Passive DAC SFP+ Cable | 89
7D6KCTO8WW | A51P | 2m Passive DAC SFP+ Cable | 89
7D6KCTO8WW | A5DL | SFP 1000Base-T (RJ-45) Transceiver | 89
7D6KCTO8WW | A5UA | Lenovo 1m MPO-4xLC OM3 MMF Breakout Cable | 279
7D6KCTO8WW | A5UB | Lenovo 3m MPO-4xLC OM3 MMF Breakout Cable | 329
7D6KCTO8WW | A5UC | Lenovo 5m MPO-4xLC OM3 MMF Breakout Cable | 379
7D6KCTO8WW | ASR5 | Lenovo 0.5m LC-LC OM3 MMF Cable | 24
7D6KCTO8WW | ASR6 | Lenovo 1m LC-LC OM3 MMF Cable | 24
7D6KCTO8WW | ASR7 | Lenovo 3m LC-LC OM3 MMF Cable | 24
7D6KCTO8WW | ASR8 | Lenovo 5m LC-LC OM3 MMF Cable | 29
7D6KCTO8WW | ASR9 | Lenovo 10m LC-LC OM3 MMF Cable | 39
7D6KCTO8WW | ASRA | Lenovo 15m LC-LC OM3 MMF Cable | 45
7D6KCTO8WW | ASRB | Lenovo 25m LC-LC OM3 MMF Cable | 54
7D6KCTO8WW | ASRC | Lenovo 30m LC-LC OM3 MMF Cable | 64
7D6KCTO8WW | ASTM | Lenovo QSFP+ 40GBASE-iSR4 Transceiver | 1999
7D6KCTO8WW | AT2R | Lenovo 1m Active DAC SFP+ Cables | 129
7D6KCTO8WW | AT2S | Lenovo 3m Active DAC SFP+ Cables | 139
7D6KCTO8WW | AT2T | Lenovo 5m Active DAC SFP+ Cables | 159
7D6KCTO8WW | AT2U | Lenovo 10m QSFP+ MPO-MPO OM3 MMF Cable | 169
7D6KCTO8WW | AT2V | Lenovo 30m QSFP+ MPO-MPO OM3 MMF Cable | 329
7D6KCTO8WW | ATYW | Lenovo 40GBase QSFP+ Bi-Directional Transceiver | 529
7D6KCTO8WW | ATYX | Lenovo 1m SFP+ to SFP+ Active Optical Cable | 104
7D6KCTO8WW | ATYY | Lenovo 3m SFP+ to SFP+ Active Optical Cable | 99
7D6KCTO8WW | ATYZ | Lenovo 5m SFP+ to SFP+ Active Optical Cable | 114
7D6KCTO8WW | ATZ0 | Lenovo 7m SFP+ to SFP+ Active Optical Cable | 129
7D6KCTO8WW | ATZ1 | Lenovo 15m SFP+ to SFP+ Active Optical Cable | 169
7D6KCTO8WW | ATZ2 | Lenovo 20m SFP+ to SFP+ Active Optical Cable | 169
7D6KCTO8WW | ATZ3 | Lenovo 3m 40G QSFP+ to QSFP+ Active Optical Cable | 489
7D6KCTO8WW | ATZ4 | Lenovo 5m 40G QSFP+ to QSFP+ Active Optical Cable | 499
7D6KCTO8WW | ATZ5 | Lenovo 7m 40G QSFP+ to QSFP+ Active Optical Cable | 529
7D6KCTO8WW | ATZ6 | Lenovo 15m 40G QSFP+ to QSFP+ Active Optical Cable | 589
7D6KCTO8WW | ATZ7 | Lenovo 20m 40G QSFP+ to QSFP+ Active Optical Cable | 629
7D6KCTO8WW | ATZ8 | Lenovo 1m QSFP+ to 4xSFP+ Active Optical Cable | 709
7D6KCTO8WW | ATZ9 | Lenovo 3m QSFP+ to 4xSFP+ Active Optical Cable | 729
7D6KCTO8WW | ATZA | Lenovo 5m QSFP+ to 4xSFP+ Active Optical Cable | 749
7D6KCTO8WW | AV1B | Lenovo 25GBase-SR SFP28 Transceiver | 449
7D6KCTO8WW | AV1D | Lenovo 100GBase-SR4 QSFP28 Transceiver | 1539
7D6KCTO8WW | AV1F | Lenovo 3m 25G SFP28 Active Optical Cable | 489
7D6KCTO8WW | AV1G | Lenovo 5m 25G SFP28 Active Optical Cable | 489
7D6KCTO8WW | AV1H | Lenovo 10m 25G SFP28 Active Optical Cable | 499
7D6KCTO8WW | AV1J | Lenovo 15m 25G SFP28 Active Optical Cable | 497
7D6KCTO8WW | AV1K | Lenovo 20m 25G SFP28 Active Optical Cable | 519
7D6KCTO8WW | AV1L | Lenovo 3m 100G QSFP28 Active Optical Cable | 1059
7D6KCTO8WW | AV1M | Lenovo 5m 100G QSFP28 Active Optical Cable | 1069
7D6KCTO8WW | AV1N | Lenovo 10m 100G QSFP28 Active Optical Cable | 1099
7D6KCTO8WW | AV1P | Lenovo 15m 100G QSFP28 Active Optical Cable | 1079
7D6KCTO8WW | AV1Q | Lenovo 20m 100G QSFP28 Active Optical Cable | 1179
7D6KCTO8WW | AV1R | Lenovo 3m 100G to 4x25G Breakout Active Optical Cable | 1949
7D6KCTO8WW | AV1S | Lenovo 5m 100G to 4x25G Breakout Active Optical Cable | 1975
7D6KCTO8WW | AV1T | Lenovo 10m 100G to 4x25G Breakout Active Optical Cable | 2035
7D6KCTO8WW | AV1U | Lenovo 15m 100G to 4x25G Breakout Active Optical Cable | 2095
7D6KCTO8WW | AV1V | Lenovo 20m 100G to 4x25G Breakout Active Optical Cable | 2149
7D6KCTO8WW | AV1W | Lenovo 1m Passive 25G SFP28 DAC Cable | 69
7D6KCTO8WW | AV1X | Lenovo 3m Passive 25G SFP28 DAC Cable | 79
7D6KCTO8WW | AV1Y | Lenovo 5m Passive 25G SFP28 DAC Cable | 159
7D6KCTO8WW | AV1Z | Lenovo 1m Passive 100G QSFP28 DAC Cable | 99
7D6KCTO8WW | AV20 | Lenovo 3m Passive 100G QSFP28 DAC Cable | 159
7D6KCTO8WW | AV21 | Lenovo 5m Passive 100G QSFP28 DAC Cable | 299
7D6KCTO8WW | AV22 | Lenovo 1m 100G QSFP28 to 4x25G SFP28 Breakout DAC Cable | 179
7D6KCTO8WW | AV23 | Lenovo 3m 100G QSFP28 to 4x25G SFP28 Breakout DAC Cable | 299
7D6KCTO8WW | AV24 | Lenovo 5m 100G QSFP28 to 4x25G SFP28 Breakout DAC Cable | 459
7D6KCTO8WW | AV25 | Lenovo 5m MPO-MPO OM4 MMF Cable | 114
7D6KCTO8WW | AV26 | Lenovo 7m MPO-MPO OM4 MMF Cable | 135
7D6KCTO8WW | AV27 | Lenovo 10m MPO-MPO OM4 MMF Cable | 159
7D6KCTO8WW | AV28 | Lenovo 15m MPO-MPO OM4 MMF Cable | 205
7D6KCTO8WW | AV29 | Lenovo 20m MPO-MPO OM4 MMF Cable | 259
7D6KCTO8WW | AV2A | Lenovo 30m MPO-MPO OM4 MMF Cable | 349
7D6KCTO8WW | AV2B | Lenovo 1m MPO to 4x LC Breakout OM4 MMF Cable | 149
7D6KCTO8WW | AV2C | Lenovo 3m MPO to 4x LC Breakout OM4 MMF Cable | 179
7D6KCTO8WW | AV2D | Lenovo 5m MPO to 4x LC Breakout OM4 MMF Cable | 239
7D6KCTO8WW | AVFW | 0.75m Green Cat6 Cable | 19
7D6KCTO8WW | AVFX | 1.0m Green Cat6 Cable | 19
7D6KCTO8WW | AVFY | 1.25m Green Cat6 Cable | 19
7D6KCTO8WW | AVFZ | 1.5m Green Cat6 Cable | 19
7D6KCTO8WW | AVG0 | 3m Green Cat6 Cable | 25
7D6KCTO8WW | AVV1 | Lenovo 10GBaseT SFP+ Transceiver | 599
7D6KCTO8WW | B2P9 | Lenovo 0.5m LC-LC OM4 MMF Cable | 34
7D6KCTO8WW | B2PA | Lenovo 1m LC-LC OM4 MMF Cable | 29
7D6KCTO8WW | B2PB | Lenovo 3m LC-LC OM4 MMF Cable | 34
7D6KCTO8WW | B2PC | Lenovo 5m LC-LC OM4 MMF Cable | 44
7D6KCTO8WW | B2PD | Lenovo 10m LC-LC OM4 MMF Cable | 69
7D6KCTO8WW | B2PE | Lenovo 15m LC-LC OM4 MMF Cable | 79
7D6KCTO8WW | B2PF | Lenovo 25m LC-LC OM4 MMF Cable | 114
7D6KCTO8WW | B2PG | Lenovo 30m LC-LC OM4 MMF Cable | 129
7D6KCTO8WW | B2UZ | Lenovo 1m 100G QSFP28 Active Optical Cable | 949
7D6KCTO8WW | B306 | Mellanox QSA 100G to 25G Cable Adapter | 149
7D6KCTO8WW | B30W | Custom MFG SVCS Fee - Medium Increment | 30
7D6KCTO8WW | B30X | Custom MFG SVCS Fee - Large Increment | 300
7D6KCTO8WW | B5RW | Mellanox QM87xx Enterprise RMK for Recessed Mounting | 149
7D6KCTO8WW | BGMD | Mellanox SN3700C 100GbE Managed Switch with Onyx (oPSE) | 53749
7S00CTO3WW | B2HK | Pivot3 Acuity Datacenter Hybrid X3-2000 Standard 8TB Lic w/3Yr Premium Support | 32975
7S00CTO3WW | B2HL | Pivot3 Acuity Datacenter Hybrid X3-2000 Standard 8TB Lic w/5Yr Premium Support | 34975
7S00CTO3WW | B2HM | Pivot3 Acuity Datacenter Hybrid X3-2500 Accelerator 8TB Lic w/3Yr Premium Support | 32975
7S00CTO3WW | B2HN | Pivot3 Acuity Datacenter Hybrid X3-2500 Accelerator 8TB Lic w/5Yr Premium Support | 34975
7S00CTO3WW | B2HP | Pivot3 Acuity Datacenter Hybrid X3-2000 Standard 16TB Lic w/3Yr Premium Support | 35475
7S00CTO3WW | B2HQ | Pivot3 Acuity Datacenter Hybrid X3-2000 Standard 16TB Lic w/5Yr Premium Support | 37675
7S00CTO3WW | B2HR | Pivot3 Acuity Datacenter Hybrid X3-2500 Accelerator 16TB Lic w/3Yr Premium Support | 35475
7S00CTO3WW | B2HS | Pivot3 Acuity Datacenter Hybrid X3-2500 Accelerator 16TB Lic w/5Yr Premium Support | 37675
7S00CTO3WW | B2HT | Pivot3 Acuity Datacenter Flash X3-6000 Standard 7.6TB Lic w/3Yr Premium Support | 48175
7S00CTO3WW | B2HU | Pivot3 Acuity Datacenter Flash X3-6000 Standard 7.6TB Lic w/5Yr Premium Support | 51275
7S00CTO3WW | B2HV | Pivot3 Acuity Datacenter Flash X3-6500 Accelerator 7.6TB Lic w/3Yr Premium Support | 48175
7S00CTO3WW | B2HW | Pivot3 Acuity Datacenter Flash X3-6500 Accelerator 7.6TB Lic w/5Yr Premium Support | 51275
7S00CTO3WW | B2HX | Pivot3 Acuity Datacenter Flash X3-6000 Standard 15.3TB Lic w/3Yr Premium Support | 59575
7S00CTO3WW | B2HY | Pivot3 Acuity Datacenter Flash X3-6000 Standard 15.3TB Lic w/5Yr Premium Support | 63575
7S00CTO3WW | B2HZ | Pivot3 Acuity Datacenter Flash X3-6500 Accelerator 15.3TB Lic w/3Yr Premium Support | 59575
7S00CTO3WW | B2J0 | Pivot3 Acuity Datacenter Flash X3-6500 Accelerator 15.3TB Lic w/5Yr Premium Support | 63575
7S00CTO3WW | B2J1 | Pivot3 Acuity Datacenter Flash X3-6000 Standard 30.7TB Lic w/3Yr Premium Support | 77375
7S00CTO3WW | B2J2 | Pivot3 Acuity Datacenter Flash X3-6000 Standard 30.7TB Lic w/5Yr Premium Support | 82575
7S00CTO3WW | B2J3 | Pivot3 Acuity Datacenter Flash X3-6500 Accelerator 30.7TB Lic w/3Yr Premium Support | 77375
7S00CTO3WW | B2J4 | Pivot3 Acuity Datacenter Flash X3-6500 Accelerator 30.7TB Lic w/5Yr Premium Support | 82575
7S00CTO3WW | B2J5 | Pivot3 Acuity Datacenter Hybrid X5-2000 Standard 12TB Lic w/3Yr Premium Support | 60375
7S00CTO3WW | B2J6 | Pivot3 Acuity Datacenter Hybrid X5-2000 Standard 12TB Lic w/5Yr Premium Support | 64675
7S00CTO3WW | B2J9 | Pivot3 Acuity Datacenter Hybrid X5-2500 Accelerator 12TB Lic w/3Yr Premium Support | 60375
7S00CTO3WW | B2JA | Pivot3 Acuity Datacenter Hybrid X5-2500 Accelerator 12TB Lic w/5Yr Premium Support | 64675
7S00CTO3WW | B2JB | Pivot3 Acuity Datacenter Hybrid X5-2000 Standard 24TB Lic w/3Yr Premium Support | 68075
7S00CTO3WW | B2JC | Pivot3 Acuity Datacenter Hybrid X5-2000 Standard 24TB Lic w/5Yr Premium Support | 72775
7S00CTO3WW | B2JF | Pivot3 Acuity Datacenter Hybrid X5-2500 Accelerator 24TB Lic w/3Yr Premium Support | 68075
7S00CTO3WW | B2JG | Pivot3 Acuity Datacenter Hybrid X5-2500 Accelerator 24TB Lic w/5Yr Premium Support | 72775
7S00CTO3WW | B2JH | Pivot3 Acuity Datacenter Hybrid X5-2000 Standard 48TB Lic w/3Yr Premium Support | 78175
7S00CTO3WW | B2JJ | Pivot3 Acuity Datacenter Hybrid X5-2000 Standard 48TB Lic w/5Yr Premium Support | 83675
7S00CTO3WW | B2JM | Pivot3 Acuity Datacenter Hybrid X5-2500 Accelerator 48TB Lic w/3Yr Premium Support | 78175
7S00CTO3WW | B2JN | Pivot3 Acuity Datacenter Hybrid X5-2500 Accelerator 48TB Lic w/5Yr Premium Support | 83675
7S00CTO3WW | B2JX | Pivot3 Acuity Datacenter Flash X5-6000 Standard 15.3TB Lic w/3Yr Premium Support | 111175
7S00CTO3WW | B2JY | Pivot3 Acuity Datacenter Flash X5-6000 Standard 15.3TB Lic w/5Yr Premium Support | 119075
7S00CTO3WW | B2K1 | Pivot3 Acuity Datacenter Flash X5-6500 Accelerator 15.3TB Lic w/3Yr Premium Support | 111175
7S00CTO3WW | B2K2 | Pivot3 Acuity Datacenter Flash X5-6500 Accelerator 15.3TB Lic w/5Yr Premium Support | 119075
7S00CTO3WW | B2K3 | Pivot3 Acuity Datacenter Flash X5-6000 Standard 30.7TB Lic w/3Yr Premium Support | 151875
7S00CTO3WW | B2K4 | Pivot3 Acuity Datacenter Flash X5-6000 Standard 30.7TB Lic w/5Yr Premium Support | 162575
7S00CTO3WW | B2K7 | Pivot3 Acuity Datacenter Flash X5-6500 Accelerator 30.7TB Lic w/3Yr Premium Support | 151875
7S00CTO3WW | B2K8 | Pivot3 Acuity Datacenter Flash X5-6500 Accelerator 30.7TB Lic w/5Yr Premium Support | 162575
7S00CTO3WW | B2K9 | Pivot3 Acuity Datacenter Flash X5-6000 Standard 61.4TB Lic w/3Yr Premium Support | 206475
7S00CTO3WW | B2KA | Pivot3 Acuity Datacenter Flash X5-6000 Standard 61.4TB Lic w/5Yr Premium Support | 221075
7S00CTO3WW | B2KB | Pivot3 Acuity Datacenter Flash X5-6500 Accelerator 61.4TB Lic w/3Yr Premium Support | 206475
7S00CTO3WW | B2KC | Pivot3 Acuity Datacenter Flash X5-6500 Accelerator 61.4TB Lic w/5Yr Premium Support | 221075
7S00CTO3WW | S0H1 | Pivot3 Acuity Datacenter Hybrid X3-2000s Storage 8TB Lic w/3Yr Premium Support | 29975
7S00CTO3WW | S0H2 | Pivot3 Acuity Datacenter Hybrid X3-2000s Storage 8TB Lic w/5Yr Premium Support | 31975
7S00CTO3WW | S0H3 | Pivot3 Acuity Datacenter Hybrid X3-2000s Storage 16TB Lic w/3Yr Premium Support | 31475
7S00CTO3WW | S0H4 | Pivot3 Acuity Datacenter Hybrid X3-2000s Storage 16TB Lic w/5Yr Premium Support | 33675
7S00CTO3WW | S0H5 | Pivot3 Acuity Datacenter Flash X3-6000s Storage 7.6TB Lic w/3Yr Premium Support | 49175
7S00CTO3WW | S0H6 | Pivot3 Acuity Datacenter Flash X3-6000s Storage 7.6TB Lic w/5Yr Premium Support | 52275
7S00CTO3WW | S0H7 | Pivot3 Acuity Datacenter Flash X3-6000s Storage 15.3TB Lic w/3Yr Premium Support | 64575
7S00CTO3WW | S0H8 | Pivot3 Acuity Datacenter Flash X3-6000s Storage 15.3TB Lic w/5Yr Premium Support | 68575
7S00CTO3WW | S0H9 | Pivot3 Acuity Datacenter Flash X3-6000s Storage 30.7TB Lic w/3Yr Premium Support | 96375
7S00CTO3WW | S0HA | Pivot3 Acuity Datacenter Flash X3-6000s Storage 30.7TB Lic w/5Yr Premium Support | 101575
7S00CTO3WW | S0HB | Pivot3 Acuity Datacenter Hybrid X5-2000s Storage 12TB Lic w/3Yr Premium Support | 39375
7S00CTO3WW | S0HC | Pivot3 Acuity Datacenter Hybrid X5-2000s Storage 12TB Lic w/5Yr Premium Support | 43675
7S00CTO3WW | S0HD | Pivot3 Acuity Datacenter Hybrid X5-2000s Storage 24TB Lic w/3Yr Premium Support | 45075
7S00CTO3WW | S0HE | Pivot3 Acuity Datacenter Hybrid X5-2000s Storage 24TB Lic w/5Yr Premium Support | 49775
7S00CTO3WW | S0HF | Pivot3 Acuity Datacenter Hybrid X5-2000s Storage 48TB Lic w/3Yr Premium Support | 55175
7S00CTO3WW | S0HG | Pivot3 Acuity Datacenter Hybrid X5-2000s Storage 48TB Lic w/5Yr Premium Support | 60675
7S00CTO3WW | S0HH | Pivot3 Acuity Datacenter Hybrid X5-2000 Standard 96TB Lic w/3Yr Premium Support | 106975
7S00CTO3WW | S0HJ | Pivot3 Acuity Datacenter Hybrid X5-2000 Standard 96TB Lic w/5Yr Premium Support | 113675
7S00CTO3WW | S0HK | Pivot3 Acuity Datacenter Hybrid X5-2500 Accelerator 96TB Lic w/3Yr Premium Support | 106975
7S00CTO3WW | S0HL | Pivot3 Acuity Datacenter Hybrid X5-2500 Accelerator 96TB Lic w/5Yr Premium Support | 113675
7S00CTO3WW | S0HM | Pivot3 Acuity Datacenter Hybrid X5-2000s Storage 96TB Lic w/3Yr Premium Support | 72975
7S00CTO3WW | S0HN | Pivot3 Acuity Datacenter Hybrid X5-2000s Storage 96TB Lic w/5Yr Premium Support | 79675
7S00CTO3WW | S0HP | Pivot3 Acuity Datacenter Hybrid X5-2000 Standard 120TB Lic w/3Yr Premium Support | 124775
7S00CTO3WW | S0HQ | Pivot3 Acuity Datacenter Hybrid X5-2000 Standard 120TB Lic w/5Yr Premium Support | 132775
7S00CTO3WW | S0HR | Pivot3 Acuity Datacenter Hybrid X5-2500 Accelerator 120TB Lic w/3Yr Premium Support | 124775
7S00CTO3WW | S0HS | Pivot3 Acuity Datacenter Hybrid X5-2500 Accelerator 120TB Lic w/5Yr Premium Support | 132775
7S00CTO3WW | S0HT | Pivot3 Acuity Datacenter Hybrid X5-2000s Storage 120TB Lic w/3Yr Premium Support | 86775
7S00CTO3WW | S0HU | Pivot3 Acuity Datacenter Hybrid X5-2000s Storage 120TB Lic w/5Yr Premium Support | 94775
7S00CTO3WW | S0HV | Pivot3 Acuity Datacenter Hybrid X5-2000 Standard 144TB Lic w/3Yr Premium Support | 142575
7S00CTO3WW | S0HW | Pivot3 Acuity Datacenter Hybrid X5-2000 Standard 144TB Lic w/5Yr Premium Support | 151775
7S00CTO3WW | S0HX | Pivot3 Acuity Datacenter Hybrid X5-2500 Accelerator 144TB Lic w/3Yr Premium Support | 142575
7S00CTO3WW | S0HY | Pivot3 Acuity Datacenter Hybrid X5-2500 Accelerator 144TB Lic w/5Yr Premium Support | 151775
7S00CTO3WW | S0HZ | Pivot3 Acuity Datacenter Hybrid X5-2000s Storage 144TB Lic w/3Yr Premium Support | 100575
7S00CTO3WW | S0J0 | Pivot3 Acuity Datacenter Hybrid X5-2000s Storage 144TB Lic w/5Yr Premium Support | 109775
7S00CTO3WW | S0J1 | Pivot3 Acuity Datacenter Flash X5-6000s Storage 15.3TB Lic w/3Yr Premium Support | 86175
7S00CTO3WW | S0J2 | Pivot3 Acuity Datacenter Flash X5-6000s Storage 15.3TB Lic w/5Yr Premium Support | 94075
7S00CTO3WW | S0J3 | Pivot3 Acuity Datacenter Flash X5-6000s Storage 30.7TB Lic w/3Yr Premium Support | 123875
7S00CTO3WW | S0J4 | Pivot3 Acuity Datacenter Flash X5-6000s Storage 30.7TB Lic w/5Yr Premium Support | 134575
7S00CTO3WW | S0J5 | Pivot3 Acuity Datacenter Flash X5-6000s Storage 61.4TB Lic w/3Yr Premium Support | 207475
7S00CTO3WW | S0J6 | Pivot3 Acuity Datacenter Flash X5-6000s Storage 61.4TB Lic w/5Yr Premium Support | 222075
7S00CTO3WW | S0J7 | Pivot3 Acuity Surveillance Hybrid V5-2000 12TB (1 CPU) Lic w/3Yr Standard Support | 14575
7S00CTO3WW | S0J8 | Pivot3 Acuity Surveillance Hybrid V5-2000 12TB (1 CPU) Lic w/5Yr Standard Support | 15775
7S00CTO3WW | S0J9 | Pivot3 Acuity Surveillance Hybrid V5-2000 12TB (1 CPU) Lic w/3Yr Premium Support | 15875
7S00CTO3WW | S0JA | Pivot3 Acuity Surveillance Hybrid V5-2000 12TB (1 CPU) Lic w/5Yr Premium Support | 16975
7S00CTO3WW | S0JB | Pivot3 Acuity Surveillance Hybrid V5-2000 24TB (1 CPU) Lic w/3Yr Standard Support | 19875
7S00CTO3WW | S0JC | Pivot3 Acuity Surveillance Hybrid V5-2000 24TB (1 CPU) Lic w/5Yr Standard Support | 21075
7S00CTO3WW | S0JD | Pivot3 Acuity Surveillance Hybrid V5-2000 24TB (1 CPU) Lic w/3Yr Premium Support | 22275
7S00CTO3WW | S0JE | Pivot3 Acuity Surveillance Hybrid V5-2000 24TB (1 CPU) Lic w/5Yr Premium Support | 23775
7S00CTO3WW | S0JF | Pivot3 Acuity Surveillance Hybrid V5-2000 48TB (1 CPU) Lic w/3Yr Standard Support | 29575
7S00CTO3WW | S0JG | Pivot3 Acuity Surveillance Hybrid V5-2000 48TB (1 CPU) Lic w/5Yr Standard Support | 30575
7S00CTO3WW | S0JH | Pivot3 Acuity Surveillance Hybrid V5-2000 48TB (1 CPU) Lic w/3Yr Premium Support | 33675
7S00CTO3WW | S0JJ | Pivot3 Acuity Surveillance Hybrid V5-2000 48TB (1 CPU) Lic w/5Yr Premium Support | 36075
7S00CTO3WW | S0JK | Pivot3 Acuity Surveillance Hybrid V5-2000 96TB (1 CPU) Lic w/3Yr Standard Support | 40075
7S00CTO3WW | S0JL | Pivot3 Acuity Surveillance Hybrid V5-2000 96TB (1 CPU) Lic w/5Yr Standard Support | 41575
7S00CTO3WW | S0JM | Pivot3 Acuity Surveillance Hybrid V5-2000 96TB (1 CPU) Lic w/3Yr Premium Support | 46175
7S00CTO3WW | S0JN | Pivot3 Acuity Surveillance Hybrid V5-2000 96TB (1 CPU) Lic w/5Yr Premium Support | 49675
7S00CTO3WW | S0JP | Pivot3 Acuity Surveillance Hybrid V5-2000 120TB (1 CPU) Lic w/3Yr Standard Support | 45275
7S00CTO3WW | S0JQ | Pivot3 Acuity Surveillance Hybrid V5-2000 120TB (1 CPU) Lic w/5Yr Standard Support | 46875
7S00CTO3WW | S0JR | Pivot3 Acuity Surveillance Hybrid V5-2000 120TB (1 CPU) Lic w/3Yr Premium Support | 51775
7S00CTO3WW | S0JS | Pivot3 Acuity Surveillance Hybrid V5-2000 120TB (1 CPU) Lic w/5Yr Premium Support | 55475
7S00CTO3WW | S0JT | Pivot3 Acuity Surveillance Hybrid V5-2000 144TB (1 CPU) Lic w/3Yr Standard Support | 52175
7S00CTO3WW | S0JU | Pivot3 Acuity Surveillance Hybrid V5-2000 144TB (1 CPU) Lic w/5Yr Standard Support | 54075
7S00CTO3WW | S0JV | Pivot3 Acuity Surveillance Hybrid V5-2000 144TB (1 CPU) Lic w/3Yr Premium Support | 59175
7S00CTO3WW | S0JW | Pivot3 Acuity Surveillance Hybrid V5-2000 144TB (1 CPU) Lic w/5Yr Premium Support | 63475
7S00CTO3WW | S0JX | Pivot3 Acuity Surveillance Hybrid V5-2000 12TB (2 CPU) Lic w/3Yr Standard Support | 21575
7S00CTO3WW | S0JY | Pivot3 Acuity Surveillance Hybrid V5-2000 12TB (2 CPU) Lic w/5Yr Standard Support | 22775
7S00CTO3WW | S0JZ | Pivot3 Acuity Surveillance Hybrid V5-2000 12TB (2 CPU) Lic w/3Yr Premium Support | 22875
7S00CTO3WW | S0K0 | Pivot3 Acuity Surveillance Hybrid V5-2000 12TB (2 CPU) Lic w/5Yr Premium Support | 23975
7S00CTO3WW | S0K1 | Pivot3 Acuity Surveillance Hybrid V5-2000 24TB (2 CPU) Lic w/3Yr Standard Support | 26875
7S00CTO3WW | S0K2 | Pivot3 Acuity Surveillance Hybrid V5-2000 24TB (2 CPU) Lic w/5Yr Standard Support | 28075
7S00CTO3WW | S0K3 | Pivot3 Acuity Surveillance Hybrid V5-2000 24TB (2 CPU) Lic w/3Yr Premium Support | 29275
7S00CTO3WW | S0K4 | Pivot3 Acuity Surveillance Hybrid V5-2000 24TB (2 CPU) Lic w/5Yr Premium Support | 30775
7S00CTO3WW | S0K5 | Pivot3 Acuity Surveillance Hybrid V5-2000 48TB (2 CPU) Lic w/3Yr Standard Support | 36575
7S00CTO3WW | S0K6 | Pivot3 Acuity Surveillance Hybrid V5-2000 48TB (2 CPU) Lic w/5Yr Standard Support | 37575
7S00CTO3WW | S0K7 | Pivot3 Acuity Surveillance Hybrid V5-2000 48TB (2 CPU) Lic w/3Yr Premium Support | 40675
7S00CTO3WW | S0K8 | Pivot3 Acuity Surveillance Hybrid V5-2000 48TB (2 CPU) Lic w/5Yr Premium Support | 43075
7S00CTO3WW | S0K9 | Pivot3 Acuity Surveillance Hybrid V5-2000 96TB (2 CPU) Lic w/3Yr Standard Support | 47075
7S00CTO3WW | S0KA | Pivot3 Acuity Surveillance Hybrid V5-2000 96TB (2 CPU) Lic w/5Yr Standard Support | 48575
7S00CTO3WW | S0KB | Pivot3 Acuity Surveillance Hybrid V5-2000 96TB (2 CPU) Lic w/3Yr Premium Support | 53175
7S00CTO3WW | S0KC | Pivot3 Acuity Surveillance Hybrid V5-2000 96TB (2 CPU) Lic w/5Yr Premium Support | 56675
7S00CTO3WW | S0KD | Pivot3 Acuity Surveillance Hybrid V5-2000 120TB (2 CPU) Lic w/3Yr Standard Support | 52275
7S00CTO3WW | S0KE | Pivot3 Acuity Surveillance Hybrid V5-2000 120TB (2 CPU) Lic w/5Yr Standard Support | 53875
7S00CTO3WW | S0KF | Pivot3 Acuity Surveillance Hybrid V5-2000 120TB (2 CPU) Lic w/3Yr Premium Support | 58775
7S00CTO3WW | S0KG | Pivot3 Acuity Surveillance Hybrid V5-2000 120TB (2 CPU) Lic w/5Yr Premium Support | 62475
7S00CTO3WW | S0KH | Pivot3 Acuity Surveillance Hybrid V5-2000 144TB (2 CPU) Lic w/3Yr Standard Support | 59175
7S00CTO3WW | S0KJ | Pivot3 Acuity Surveillance Hybrid V5-2000 144TB (2 CPU) Lic w/5Yr Standard Support | 61075
7S00CTO3WW | S0KK | Pivot3 Acuity Surveillance Hybrid V5-2000 144TB (2 CPU) Lic w/3Yr Premium Support | 66175
7S00CTO3WW | S0KL | Pivot3 Acuity Surveillance Hybrid V5-2000 144TB (2 CPU) Lic w/5Yr Premium Support | 70475
7S00CTO3WW | S0KM | Pivot3 Acuity Surveillance Storage V5-2000s 12TB Lic w/3Yr Standard Support | 10575
7S00CTO3WW | S0KN | Pivot3 Acuity Surveillance Storage V5-2000s 12TB Lic w/5Yr Standard Support | 11775
7S00CTO3WW | S0KP | Pivot3 Acuity Surveillance Storage V5-2000s 12TB Lic w/3Yr Premium Support | 11175
7S00CTO3WW | S0KQ | Pivot3 Acuity Surveillance Storage V5-2000s 12TB Lic w/5Yr Premium Support | 12875
7S00CTO3WW | S0KR | Pivot3 Acuity Surveillance Storage V5-2000s 24TB Lic w/3Yr Standard Support | 13675
7S00CTO3WW | S0KS | Pivot3 Acuity Surveillance Storage V5-2000s 24TB Lic w/5Yr Standard Support | 14875
7S00CTO3WW | S0KT | Pivot3 Acuity Surveillance Storage V5-2000s 24TB Lic w/3Yr Premium Support | 14675
7S00CTO3WW | S0KU | Pivot3 Acuity Surveillance Storage V5-2000s 24TB Lic w/5Yr Premium Support | 16475
7S00CTO3WW | S0KV | Pivot3 Acuity Surveillance Storage V5-2000s 48TB Lic w/3Yr Standard Support | 19875
7S00CTO3WW | S0KW | Pivot3 Acuity Surveillance Storage V5-2000s 48TB Lic w/5Yr Standard Support | 20975
7S00CTO3WW | S0KX | Pivot3 Acuity Surveillance Storage V5-2000s 48TB Lic w/3Yr Premium Support | 22275
7S00CTO3WW | S0KY | Pivot3 Acuity Surveillance Storage V5-2000s 48TB Lic w/5Yr Premium Support | 23775
7S00CTO3WW | S0KZ | Pivot3 Acuity Surveillance Storage V5-2000s 96TB Lic w/3Yr Standard Support | 25175
7S00CTO3WW | S0L0 | Pivot3 Acuity Surveillance Storage V5-2000s 96TB Lic w/5Yr Standard Support | 26175
7S00CTO3WW | S0L1 | Pivot3 Acuity Surveillance Storage V5-2000s 96TB Lic w/3Yr Premium Support | 28575
7S00CTO3WW | S0L2 | Pivot3 Acuity Surveillance Storage V5-2000s 96TB Lic w/5Yr Premium Support | 30575
7S00CTO3WW | S0L3 | Pivot3 Acuity Surveillance Storage V5-2000s 120TB Lic w/3Yr Standard Support | 29875
7S00CTO3WW | S0L4 | Pivot3 Acuity Surveillance Storage V5-2000s 120TB Lic w/5Yr Standard Support | 30875
7S00CTO3WW | S0L5 | Pivot3 Acuity Surveillance Storage V5-2000s 120TB Lic w/3Yr Premium Support | 34275
7S00CTO3WW | S0L6 | Pivot3 Acuity Surveillance Storage V5-2000s 120TB Lic w/5Yr Premium Support | 36775
7S00CTO3WW | S0L7 | Pivot3 Acuity Surveillance Storage V5-2000s 144TB Lic w/3Yr Standard Support | 35575
7S00CTO3WW | S0L8 | Pivot3 Acuity Surveillance Storage V5-2000s 144TB Lic w/5Yr Standard Support | 36575
7S00CTO3WW | S0L9 | Pivot3 Acuity Surveillance Storage V5-2000s 144TB Lic w/3Yr Premium Support | 40975
7S00CTO3WW | S0LA | Pivot3 Acuity Surveillance Storage V5-2000s 144TB Lic w/5Yr Premium Support | 43775
7S00CTO3WW | S1WF | Pivot3 Acuity Surveillance Hybrid V5-2000 168TB (1 CPU) Lic w/3Yr Standard Support | 58975
7S00CTO3WW | S1WG | Pivot3 Acuity Surveillance Hybrid V5-2000 168TB (1 CPU) Lic w/5Yr Standard Support | 61075
7S00CTO3WW | S1WH | Pivot3 Acuity Surveillance Hybrid V5-2000 168TB (1 CPU) Lic w/3Yr Premium Support | 67775
7S00CTO3WW | S1WJ | Pivot3 Acuity Surveillance Hybrid V5-2000 168TB (1 CPU) Lic w/5Yr Premium Support | 72875
7S00CTO3WW | S1WK | Pivot3 Acuity Surveillance Hybrid V5-2000 168TB (2 CPU) Lic w/3Yr Standard Support | 65975
7S00CTO3WW | S1WL | Pivot3 Acuity Surveillance Hybrid V5-2000 168TB (2 CPU) Lic w/5Yr Standard Support | 68075
7S00CTO3WW | S1WM | Pivot3 Acuity Surveillance Hybrid V5-2000 168TB (2 CPU) Lic w/3Yr Premium Support | 74775
7S00CTO3WW | S1WN | Pivot3 Acuity Surveillance Hybrid V5-2000 168TB (2 CPU) Lic w/5Yr Premium Support | 79875
7S00CTO3WW | S1WP | Pivot3 Acuity Surveillance Storage V5-2000s 168TB Lic w/3Yr Standard Support | 42275
7S00CTO3WW | S1WQ | Pivot3 Acuity Surveillance Storage V5-2000s 168TB Lic w/5Yr Standard Support | 43875
7S00CTO3WW | S1WR | Pivot3 Acuity Surveillance Storage V5-2000s 168TB Lic w/3Yr Premium Support | 48775
7S00CTO3WW | S1WS | Pivot3 Acuity Surveillance Storage V5-2000s 168TB Lic w/5Yr Premium Support | 52475
7S00CTO3WW | S2K3 | Pivot3 Acuity Surveillance Flash V5-6400 1.9TB Lic w/3Yr Standard Support | 51675
7S00CTO3WW | S2K4 | Pivot3 Acuity Surveillance Flash V5-6400 1.9TB Lic w/5Yr Standard Support | 53675
7S00CTO3WW | S2K5 | Pivot3 Acuity Surveillance Flash V5-6400 1.9TB Lic w/3Yr Premium Support | 59975
7S00CTO3WW | S2K6 | Pivot3 Acuity Surveillance Flash V5-6400 1.9TB Lic w/5Yr Premium Support | 64775
7S00CTO3WW | S2K7 | Pivot3 Acuity Surveillance Flash V5-6400 3.8TB Lic w/3Yr Standard Support | 58675
7S00CTO3WW | S2K8 | Pivot3 Acuity Surveillance Flash V5-6400 3.8TB Lic w/5Yr Standard Support | 60675
7S00CTO3WW | S2K9 | Pivot3 Acuity Surveillance Flash V5-6400 3.8TB Lic w/3Yr Premium Support | 66975
7S00CTO3WW | S2KA | Pivot3 Acuity Surveillance Flash V5-6400 3.8TB Lic w/5Yr Premium Support | 71775
7S00CTO3WW | S2KB | Pivot3 Acuity Surveillance Flash V5-6400 15.3TB Lic w/3Yr Standard Support | 97675
7S00CTO3WW | S2KC | Pivot3 Acuity Surveillance Flash V5-6400 15.3TB Lic w/5Yr Standard Support | 99675
7S00CTO3WW | S2KD | Pivot3 Acuity Surveillance Flash V5-6400 15.3TB Lic w/3Yr Premium Support | 105975
7S00CTO3WW | S2KE | Pivot3 Acuity Surveillance Flash V5-6400 15.3TB Lic w/5Yr Premium Support | 110775
7S00CTO3WW | S2KF | Pivot3 Acuity Surveillance Hybrid V5-2000 192TB (1 CPU) Lic w/3Yr Standard Support | 74975
7S00CTO3WW | S2KG | Pivot3 Acuity Surveillance Hybrid V5-2000 192TB (1 CPU) Lic w/5Yr Standard Support | 77475
7S00CTO3WW | S2KH | Pivot3 Acuity Surveillance Hybrid V5-2000 192TB (1 CPU) Lic w/3Yr Premium Support | 85275
7S00CTO3WW | S2KJ | Pivot3 Acuity Surveillance Hybrid V5-2000 192TB (1 CPU) Lic w/5Yr Premium Support | 91075
7S00CTO3WW | S2KK | Pivot3 Acuity Surveillance Hybrid V5-2000 192TB (2 CPU) Lic w/3Yr Standard Support | 81975
7S00CTO3WW | S2KL | Pivot3 Acuity Surveillance Hybrid V5-2000 192TB (2 CPU) Lic w/5Yr Standard Support | 84475
7S00CTO3WW | S2KM | Pivot3 Acuity Surveillance Hybrid V5-2000 192TB (2 CPU) Lic w/3Yr Premium Support | 92275
7S00CTO3WW | S2KN | Pivot3 Acuity Surveillance Hybrid V5-2000 192TB (2 CPU) Lic w/5Yr Premium Support | 98075
7S00CTO3WW | S2KP | Pivot3 Acuity Surveillance Storage V5-2000s 192TB Lic w/3Yr Standard Support | 56275
7S00CTO3WW | S2KQ | Pivot3 Acuity Surveillance Storage V5-2000s 192TB Lic w/5Yr Standard Support | 58375
7S00CTO3WW | S2KR | Pivot3 Acuity Surveillance Storage V5-2000s 192TB Lic w/3Yr Premium Support | 65375
7S00CTO3WW | S2KS | Pivot3 Acuity Surveillance Storage V5-2000s 192TB Lic w/5Yr Premium Support | 70575
7S00CTO3WW | S2KT | Pivot3 Acuity Surveillance Hybrid V5-2005 32TB Lic w/3Yr Standard Support | 27575
7S00CTO3WW | S2KU | Pivot3 Acuity Surveillance Hybrid V5-2005 32TB Lic w/5Yr Standard Support | 28575
7S00CTO3WW | S2KV | Pivot3 Acuity Surveillance Hybrid V5-2005 32TB Lic w/3Yr Premium Support | 31675
7S00CTO3WW | S2KW | Pivot3 Acuity Surveillance Hybrid V5-2005 32TB Lic w/5Yr Premium Support | 34075
7S00CTO3WW | S2KX | Pivot3 Acuity Surveillance Hybrid V5-2005 64TB Lic w/3Yr Standard Support | 36075
7S00CTO3WW | S2KY | Pivot3 Acuity Surveillance Hybrid V5-2005 64TB Lic w/5Yr Standard Support | 37575
7S00CTO3WW | S2KZ | Pivot3 Acuity Surveillance Hybrid V5-2005 64TB Lic w/3Yr Premium Support | 42175
7S00CTO3WW | S2L0 | Pivot3 Acuity Surveillance Hybrid V5-2005 64TB Lic w/5Yr Premium Support | 45675
7S00CTO3WW | S2L1 | Pivot3 Acuity Surveillance Hybrid V5-2005 128TB Lic w/3Yr Standard Support | 50275
7S00CTO3WW | S2L2 | Pivot3 Acuity Surveillance Hybrid V5-2005 128TB Lic w/5Yr Standard Support | 51875
7S00CTO3WW | S2L3 | Pivot3 Acuity Surveillance Hybrid V5-2005 128TB Lic w/3Yr Premium Support | 56775
7S00CTO3WW | S2L4 | Pivot3 Acuity Surveillance Hybrid V5-2005 128TB Lic w/5Yr Premium Support | 60475
7S00CTO3WW | S2L5 | Pivot3 Acuity Surveillance Hybrid V5-2005 160TB Lic w/3Yr Standard Support | 58975
7S00CTO3WW | S2L6 | Pivot3 Acuity Surveillance Hybrid V5-2005 160TB Lic w/5Yr Standard Support | 61075
7S00CTO3WW | S2L7 | Pivot3 Acuity Surveillance Hybrid V5-2005 160TB Lic w/3Yr Premium Support | 67775
7S00CTO3WW | S2L8 | Pivot3 Acuity Surveillance Hybrid V5-2005 160TB Lic w/5Yr Premium Support | 72875
7S00CTO3WW | S2L9 | Pivot3 Acuity Surveillance Hybrid V5-2005 192TB Lic w/3Yr Standard Support | 65975
7S00CTO3WW | S2LA | Pivot3 Acuity Surveillance Hybrid V5-2005 192TB Lic w/5Yr Standard Support | 68475
7S00CTO3WW | S2LB | Pivot3 Acuity Surveillance Hybrid V5-2005 192TB Lic w/3Yr Premium Support | 76275
7S00CTO3WW | S2LC | Pivot3 Acuity Surveillance Hybrid V5-2005 192TB Lic w/5Yr Premium Support | 82075
7S00CTO3WW | S2LD | Pivot3 Acuity Surveillance Hybrid V5-2005 224TB Lic w/3Yr Standard Support | 72975
7S00CTO3WW | S2LE | Pivot3 Acuity Surveillance Hybrid V5-2005 224TB Lic w/5Yr Standard Support | 75475
7S00CTO3WW | S2LF | Pivot3 Acuity Surveillance Hybrid V5-2005 224TB Lic w/3Yr Premium Support | 83275
7S00CTO3WW | S2LG | Pivot3 Acuity Surveillance Hybrid V5-2005 224TB Lic w/5Yr Premium Support | 89075
7S00CTO3WW | S2LH | Pivot3 Acuity Surveillance Hybrid V5-2005 256TB Lic w/3Yr Standard Support | 81975
7S00CTO3WW | S2LJ | Pivot3 Acuity Surveillance Hybrid V5-2005 256TB Lic w/5Yr Standard Support | 84475
7S00CTO3WW | S2LK | Pivot3 Acuity Surveillance Hybrid V5-2005 256TB Lic w/3Yr Premium Support | 92275
7S00CTO3WW | S2LL | Pivot3 Acuity Surveillance Hybrid V5-2005 256TB Lic w/5Yr Premium Support | 98075
7S00CTO3WW | S2LM | Pivot3 Acuity Surveillance Storage V5-2005s 32TB Lic w/3Yr Standard Support | 21575
7S00CTO3WW | S2LN | Pivot3 Acuity Surveillance Storage V5-2005s 32TB Lic w/5Yr Standard Support | 22675
7S00CTO3WW | S2LP | Pivot3 Acuity Surveillance Storage V5-2005s 32TB Lic w/3Yr Premium Support | 23975
7S00CTO3WW | S2LQ | Pivot3 Acuity Surveillance Storage V5-2005s 32TB Lic w/5Yr Premium Support | 25475
7S00CTO3WW | S2LR | Pivot3 Acuity Surveillance Storage V5-2005s 64TB Lic w/3Yr Standard Support | 25575
7S00CTO3WW | S2LS | Pivot3 Acuity Surveillance Storage V5-2005s 64TB Lic w/5Yr Standard Support | 26575
7S00CTO3WW | S2LT | Pivot3 Acuity Surveillance Storage V5-2005s 64TB Lic w/3Yr Premium Support | 28975
7S00CTO3WW | S2LU | Pivot3 Acuity Surveillance Storage V5-2005s 64TB Lic w/5Yr Premium Support | 30975
7S00CTO3WW | S2LV | Pivot3 Acuity Surveillance Storage V5-2005s 128TB Lic w/3Yr Standard Support | 36375
7S00CTO3WW | S2LW | Pivot3 Acuity Surveillance Storage V5-2005s 128TB Lic w/5Yr Standard Support | 37375
7S00CTO3WW | S2LX | Pivot3 Acuity Surveillance Storage V5-2005s 128TB Lic w/3Yr Premium Support | 40775
7S00CTO3WW | S2LY | Pivot3 Acuity Surveillance Storage V5-2005s 128TB Lic w/5Yr Premium Support | 43275
7S00CTO3WW | S2LZ | Pivot3 Acuity Surveillance Storage V5-2005s 160TB Lic w/3Yr Standard Support | 44675
7S00CTO3WW | S2M0 | Pivot3 Acuity Surveillance Storage V5-2005s 160TB Lic w/5Yr Standard Support | 46275
7S00CTO3WW | S2M1 | Pivot3 Acuity Surveillance Storage V5-2005s 160TB Lic w/3Yr Premium Support | 51175
7S00CTO3WW | S2M2 | Pivot3 Acuity Surveillance Storage V5-2005s 160TB Lic w/5Yr Premium Support | 54875
7S00CTO3WW | S2M3 | Pivot3 Acuity Surveillance Storage V5-2005s 192TB Lic w/3Yr Standard Support | 52775
7S00CTO3WW | S2M4 | Pivot3 Acuity Surveillance Storage V5-2005s 192TB Lic w/5Yr Standard Support | 54875
7S00CTO3WW | S2M5 | Pivot3 Acuity Surveillance Storage V5-2005s 192TB Lic w/3Yr Premium Support | 61875
7S00CTO3WW | S2M6 | Pivot3 Acuity Surveillance Storage V5-2005s 192TB Lic w/5Yr Premium Support | 67075
7S00CTO3WW | S2M7 | Pivot3 Acuity Surveillance Storage V5-2005s 224TB Lic w/3Yr Standard Support | 58075
7S00CTO3WW | S2M8 | Pivot3 Acuity Surveillance Storage V5-2005s 224TB Lic w/5Yr Standard Support | 60175
7S00CTO3WW | S2M9 | Pivot3 Acuity Surveillance Storage V5-2005s 224TB Lic w/3Yr Premium Support | 67175
7S00CTO3WW | S2MA | Pivot3 Acuity Surveillance Storage V5-2005s 224TB Lic w/5Yr Premium Support | 72375
7S00CTO3WW | S2MB | Pivot3 Acuity Surveillance Storage V5-2005s 256TB Lic w/3Yr Standard Support | 64475
7S00CTO3WW | S2MC | Pivot3 Acuity Surveillance Storage V5-2005s 256TB Lic w/5Yr Standard Support | 66575
7S00CTO3WW | S2MD | Pivot3 Acuity Surveillance Storage V5-2005s 256TB Lic w/3Yr Premium Support | 73575
7S00CTO3WW | S2ME | Pivot3 Acuity Surveillance Storage V5-2005s 256TB Lic w/5Yr Premium Support | 78775
7S00CTO5WW | B3B3 | Pivot3 Certified Professional Training - Pivot3 Hosted (Class must have 3 attendees to schedule) | 1629
7S00CTO5WW | B3B4 | Pivot3 Certified Professional Training - Customer Hosted (T&E Required) (Class must have 3 attendees to schedule) | 1629
7S00CTO5WW | B3B5 | Pivot3 Certified Professional Training - Virtual | 1629
7S00CTO5WW | B3B6 | Pivot3 Systems Health Check/Tune Up - Per 2 vPGs | 5309
7S00CTO5WW | B3B7 | Pivot3 B-Additional Day T&E - Professional Services | 709
7S00CTO5WW | B3B8 | Pivot3 A-Professional Services Travel-Flight and 1st Day Expenses | 2449
7S00CTO5WW | B3B9 | Pivot3 Onsite Implementation Service - 1 to 2 Pivot3 Appliances (T&E included) (1 Day Engagement) | 7549
7S00CTO5WW | B3BA | Pivot3 Data Migration - Fixed Fee 40hrs, per 30TB (T&E included) | 23879
7S00CTO5WW | B3BB | Pivot3 Remote Implementation Service - 1-2 Pivot3 Appliances (1 Day Remote Engagement) | 10609
7S00CTO5WW | B3BD | Pivot3 Advanced Consulting Services - Per Hour | 469
7S00CTO5WW | B3BE | Pivot3 Onsite Residence (OSR) Onsite Full Time Resident (Enterprise Level) | 497449
7S00CTO5WW | B3BH | Technical Account Manager (TAM) Dedicated Field Engineer (1 week a month for 2 days) | 92859
7S00CTO5WW | S1WT | Pivot3 Certified Professional Training - Customer Hosted Package - 10 Attendees per Session (T&E Included) | 13329
7S00CTO5WW | S1WU | Pivot3 Onsite Implementation Service - 3 to 10 Pivot3 Appliances (T&E included) (2 day Engagement) | 10739
7S00CTO5WW | S1WV | Pivot3 Remote Implementation Service - 3 to 10 Pivot3 Appliances (2 Day Remote Engagement) | 7549
7S00CTO5WW | S1WW | Pivot3 Site Solution Assessment- 5 days on and off site. (T&E included for a single Onsite visit) | 23879
7S00CTO5WW | S1WX | Pivot3 Virtual SOC/VSS - On/Offsite Implementation Service - 1 to 10 Pivot3 Appliances (T&E included) (up to 3 day Engagement) | 10609
7S02CTO1WW | B1MP | NVIDIA GRID vApps Perpetual License and SUMS 5Yr, 1 CCU | 59
7S02CTO1WW | B1MQ | NVIDIA GRID vApps Subscription License 1Yr, 1 CCU | 9
7S02CTO1WW | B1MR | NVIDIA GRID vApps Subscription License 3Yr, 1 CCU | 39
7S02CTO1WW | B1MV | NVIDIA GRID vPC Perpetual License and SUMS 5Yr, 1 CCU | 309
7S02CTO1WW | B1MW | NVIDIA GRID vPC Subscription License 1Yr, 1 CCU | 59
7S02CTO1WW | B1MX | NVIDIA GRID vPC Subscription License 3Yr, 1 CCU | 189
7S02CTO1WW | B1N1 | NVIDIA Quadro vDWS Perpetual License and SUMS 5Yr, 1 CCU | 1289
7S02CTO1WW | B1N2 | NVIDIA Quadro vDWS Subscription License 1Yr, 1 CCU | 319
7S02CTO1WW | B1N3 | NVIDIA Quadro vDWS Subscription License 3Yr, 1 CCU | 959
7S02CTO1WW | B1N6 | NVIDIA Quadro vDWS EDU Perpetual License and SUMS 5Yr, 1 CCU | 309
7S02CTO1WW | B1N7 | NVIDIA Quadro vDWS EDU Subscription License 1Yr, 1 CCU | 69
7S02CTO1WW | B1N8 | NVIDIA Quadro vDWS EDU Subscription License 3Yr, 1 CCU | 209
7S05CTO3WW | S096 | Windows Server 2019 Standard (16 core) - English (factory installed) | 1813.19
7S05CTO3WW | S098 | Windows Server 2019 Standard (16 core) - Spanish (factory installed) | 1813.19
7S05CTO3WW | S09C | Windows Server 2019 Standard (16 core) - MultiLang (not preinstalled) | 2113.13
7S05CTO3WW | S09E | Windows Server 2019 Datacenter (16 core) - English (factory installed) | 11037.2
7S05CTO3WW | S09K | Windows Server 2019 Datacenter (16 core) - MultiLang (not preinstalled) | 11801.06
7S05CTO3WW | S09S | Windows Server 2019 Essentials - English (factory installed) | 825
7S05CTO3WW | S09U | Windows Server 2019 Essentials - Spanish (factory installed) | 825
7S05CTO3WW | S09Y | Windows Server 2019 Essentials - MultiLang (not preinstalled) | 898.56
7S05CTO3WW | S0A3 | Win Svr Essentials 2019 to 2016 Downgrade Kit-Multilanguage | 59.5
7S05CTO3WW | S0A8 | Win Svr Standard 2019 to 2016 Downgrade Kit-Multilanguage | 59.5
7S05CTO3WW | S0AD | Win Svr Datacenter 2019 to 2016 Downgrade Kit-Multilanguage | 59.5
7S05CTO3WW | S2MN | Win Svr Essentials 2019 to 2012R2 Downgrade Kit-Multilanguage | 50
7S05CTO3WW | S2MS | Win Svr Standard 2019 to 2012R2 Downgrade Kit-Multilanguage | 50
7S05CTO3WW | S2MW | Win Svr Datacenter 2019 to 2012R2 Downgrade Kit-Multilanguage | 50
7S05CTO4WW | S06J | Windows Server 2019 Standard ROK (16 core) - MultiLang | 2027.83
7S05CTO4WW | S06P | Windows Server 2019 Datacenter ROK (16 core) - MultiLang | 11037.2
7S05CTO4WW | S06U | Windows Server 2019 Datacenter ROK w/Reassignment (16 core) - Multilang | 13038.75
7S05CTO4WW | S06Z | Windows Server 2019 Essentials ROK - MultiLang | 825
7S05CTO4WW | S073 | Win Svr Essentials 2019 to 2016 Downgrade Kit-Multilanguage ROK | 45.05
7S05CTO4WW | S077 | Win Svr Standard 2019 to 2016 Downgrade Kit-Multilanguage ROK | 45.05
7S05CTO4WW | S07B | Win Svr Datacenter 2019 to 2016 Downgrade Kit-Multilanguage ROK | 45.05
7S05CTO4WW | S091 | Windows Server 2019 Standard Additional License (2 core) (No Media/Key) (Reseller POS Only) | 279.53
7S05CTO4WW | S092 | Windows Server 2019 Datacenter Additional License (2 core) (No Media/Key) (Reseller POS Only) | 1379.57
7S05CTO5WW | S080 | Microsoft Windows Server 2019 Client Access License (1 Device) | 81.84
7S05CTO5WW | S081 | Microsoft Windows Server 2019 Client Access License (1 User) | 103.49
7S05CTO5WW | S082 | Microsoft Windows Server 2019 Client Access License (5 Device) | 345.17
7S05CTO5WW | S083 | Microsoft Windows Server 2019 Client Access License (5 User) | 451.95
7S05CTO5WW | S084 | Microsoft Windows Server 2019 Client Access License (10 Device) | 656.84
7S05CTO5WW | S085 | Microsoft Windows Server 2019 Client Access License (10 User) | 549
7S05CTO5WW | S086 | Microsoft Windows Server 2019 Client Access License (50 Device) | 3156
7S05CTO5WW | S087 | Microsoft Windows Server 2019 Client Access License (50 User) | 4165.8
7S05CTO5WW | S088 | Windows Server 2019 Remote Desktop Services Client Access License (1 Device) | 378.25
7S05CTO5WW | S089 | Windows Server 2019 Remote Desktop Services Client Access License (1 User) | 375.38
7S05CTO5WW | S08A | Windows Server 2019 Remote Desktop Services Client Access License (5 Device) | 1490.75
7S05CTO5WW | S08B | Windows Server 2019 Remote Desktop Services Client Access License (5 User) | 1657.43
7S05CTO5WW | S08C | Windows Server 2019 Remote Desktop Services Client Access License (10 Device) | 2919.2
7S05CTO5WW | S08D | Windows Server 2019 Remote Desktop Services Client Access License (10 User) | 3291.75
7S05CTO5WW | S08E | Windows Server 2019 Remote Desktop Services Client Access License (50 Device) | 13483.5
7S05CTO5WW | S08F | Windows Server 2019 Remote Desktop Services Client Access License (50 User) | 16458.75
7S05CTO6WW | S08Y | Windows Server 2019 Standard Additional License (2 core) (No Media/Key) (APOS) | 259.31
7S05CTO6WW | S08Z | Windows Server 2019 Standard Additional License (2 core) (No Media/Key) (POS Only) | 299.39
7S05CTO6WW | S090 | Windows Server 2019 Datacenter Additional License (2 core) (No Media/Key) (POS Only) | 1504.44
7S05CTO8WW | S24J | Microsoft SQL Server 2019 Standard-English | 2670.5
7S05CTO8WW | S24K | Microsoft SQL Server 2019 Standard-French | 2670.5
7S05CTO8WW | S24R | Microsoft SQL Server 2019 Standard-Spanish | 2670.5
7S05CTO8WW | S24V | Microsoft SQL Server 2019 Standard 4 core - English | 20692
7S05CTO8WW | S24W | Microsoft SQL Server 2019 Standard 4 core - French | 20692
7S05CTO8WW | S252 | Microsoft SQL Server 2019 Standard 4 core - Spanish | 20692
7S05CTO8WW | S25R | Microsoft SQL Server 2019 Standard Additional Server License | 2670.5
7S05CTO8WW | S25W | SQL Svr Standard Edtn 2019 Downgrade Kit - English | 51.34
7S05CTO8WW | S25X | SQL Svr Standard Edtn 2019 Downgrade Kit - French | 51.34
7S05CTO8WW | S262 | Microsoft SQL Server 2019 Standard 2 Core Additional License | 10346
7S05CTO8WW | S264 | SQL Svr Standard Edtn 2019 Downgrade Kit - Spanish | 51.34
7S05CTO9WW | S256 | MS SQL Svr 2019 Std w/Win Svr 2019 Std ROK (16 core)-English | 3887.01
7S05CTO9WW | S257 | MS SQL Svr 2019 Std w/Win Svr 2019 Std ROK (16 core)-French | 3887.01
7S05CTO9WW | S25D | MS SQL Svr 2019 Std w/Win Svr 2019 Std ROK (16 core)-Spanish | 3887.01
7S05CTO9WW | S25H | MS SQL Svr 2019 Std w/Win Svr 2019 Dtc ROK (16 core)-English | 14448
7S05CTO9WW | S25J | MS SQL Svr 2019 Std w/Win Svr 2019 Dtc ROK (16 core)-French | 14448
7S05CTO9WW | S25Q | MS SQL Svr 2019 Std w/Win Svr 2019 Dtc ROK (16 core)-Spanish | 14448
7S05CTO9WW | S268 | SQL Svr Std Edtn 2019 Downgrade Kit - English (Reseller POS Only) | 51.34
7S05CTO9WW | S269 | SQL Svr Std Edtn 2019 Downgrade Kit - French (Reseller POS Only) | 51.34
7S05CTO9WW | S26F | SQL Svr Std Edtn 2019 Downgrade Kit - Spanish (Reseller POS Only) | 51.34
7S05CTO9WW | S26G | MS SQL Svr 2019 Standard Addl Svr Lic (Reseller POS Only) | 2159.29
7S05CTOAWW | S26H | Microsoft SQL Svr 2019 CAL (1 Device) | 455.63
7S05CTOAWW | S26J | Microsoft SQL Svr 2019 CAL (1 User) | 455.63
7S05CTOAWW | S26K | Microsoft SQL Svr 2019 CAL (5 Device) | 2278.15
7S05CTOAWW | S26M | Microsoft SQL Svr 2019 CAL (5 User) | 2278.15
7S06CTOCWW | S4HQ | VMware vSphere 7 Enterprise Plus Acceleration Kit for 6 processors License | 24249
7S06CTOCWW | S4HR | Lenovo Provided VMware vSphere 7 Enterprise Plus Acceleration Kit for 6 processors 1Yr S&S | 7869
7S06CTOCWW | S4HS | Lenovo Provided VMware vSphere 7 Enterprise Plus Acceleration Kit for 6 processors 3Yr S&S | 20799
7S06CTOCWW | S4HT | Lenovo Provided VMware vSphere 7 Enterprise Plus Acceleration Kit for 6 processors 5Yr S&S | 34669
7S06CTOCWW | S4HU | VMware vSphere 7 Standard Acceleration Kit for 6 processors License | 11349
7S06CTOCWW | S4HV | Lenovo Provided VMware vSphere 7 Standard Acceleration Kit for 6 processors 1Yr S&S | 3989
7S06CTOCWW | S4HW | Lenovo Provided VMware vSphere 7 Standard Acceleration Kit for 6 processors 3Yr S&S | 10559
7S06CTOCWW | S4HX | Lenovo Provided VMware vSphere 7 Standard Acceleration Kit for 6 processors 5Yr S&S | 17599
7S06CTOCWW | S4HY | VMware vSphere 7 Standard Acceleration Kit for 8 processors License | 8879
7S06CTOCWW | S4HZ | Lenovo Provided VMware vSphere 7 Standard Acceleration Kit for 8 processors 1Yr S&S | 3729
7S06CTOCWW | S4J0 | Lenovo Provided VMware vSphere 7 Standard Acceleration Kit for 8 processors 3Yr S&S | 9859
7S06CTOCWW | S4J1 | Lenovo Provided VMware vSphere 7 Standard Acceleration Kit for 8 processors 5Yr S&S | 16439
7S06CTOCWW | S4J2 | VMware vSphere 7 for Desktop (100 VM Pack) License | 8239
7S06CTOCWW | S4J3 | Lenovo Provided VMware vSphere 7 for Desktop (100 VM Pack) 1Yr S&S | 2389
7S06CTOCWW | S4J4 | Lenovo Provided VMware vSphere 7 for Desktop (100 VM Pack) 3Yr S&S | 6349
7S06CTOCWW | S4J5 | Lenovo Provided VMware vSphere 7 for Desktop (100 VM Pack) 5Yr S&S | 10579
7S06CTOCWW | S4J6 | VMware vSphere 7 Enterprise Plus for 1 processor License | 3599
7S06CTOCWW | S4J7 | Lenovo Provided VMware vSphere 7 Enterprise Plus for 1 processor 1Yr S&S | 1049
7S06CTOCWW | S4J8 | Lenovo Provided VMware vSphere 7 Enterprise Plus for 1 processor 3Yr S&S | 2789
7S06CTOCWW | S4J9 | Lenovo Provided VMware vSphere 7 Enterprise Plus for 1 processor 5Yr S&S | 4639
7S06CTOCWW | S4JA | VMware vSphere 7 Remote Office Branch Office Advanced (25 VM pack) License | 4639
7S06CTOCWW | S4JB | Lenovo Provided VMware vSphere 7 Remote Office Branch Office Advanced (25 VM pack) 1Yr S&S | 1339
7S06CTOCWW | S4JC | Lenovo Provided VMware vSphere 7 Remote Office Branch Office Advanced (25 VM pack) 3Yr S&S | 3559
7S06CTOCWW | S4JD | Lenovo Provided VMware vSphere 7 Remote Office Branch Office Advanced (25 VM pack) 5Yr S&S | 5929
7S06CTOCWW | S4JE | VMware vSphere 7 Remote Office Branch Office Enterprise (25 VM pack) License | 6549
7S06CTOCWW | S4JF | Lenovo Provided VMware vSphere 7 Remote Office Branch Office Enterprise (25 VM pack) 1Yr S&S | 1919
7S06CTOCWW | S4JG | Lenovo Provided VMware vSphere 7 Remote Office Branch Office Enterprise (25 VM pack) 3Yr S&S | 5089
7S06CTOCWW | S4JH | Lenovo Provided VMware vSphere 7 Remote Office Branch Office Enterprise (25 VM pack) 5Yr S&S | 8489
7S06CTOCWW | S4JJ | VMware vSphere 7 Remote Office Branch Office Standard (25 VM pack) License | 3089
7S06CTOCWW | S4JK | Lenovo Provided VMware vSphere 7 Remote Office Branch Office Standard (25 VM pack) 1Yr S&S | 909
7S06CTOCWW | S4JL | Lenovo Provided VMware vSphere 7 Remote Office Branch Office Standard (25 VM pack) 3Yr S&S | 2409
7S06CTOCWW | S4JM | Lenovo Provided VMware vSphere 7 Remote Office Branch Office Standard (25 VM pack) 5Yr S&S | 4009
7S06CTOCWW | S4JN | VMware vSphere 7 Scale-Out bundle for 8 processor License | 4959
7S06CTOCWW | S4JP | Lenovo Provided VMware vSphere 7 Scale-Out bundle for 8 processor 1Yr S&S | 1469
7S06CTOCWW | S4JQ | Lenovo Provided VMware vSphere 7 Scale-Out bundle for 8 processor 3Yr S&S | 3919
7S06CTOCWW | S4JR | Lenovo Provided VMware vSphere 7 Scale-Out bundle for 8 processor 5Yr S&S | 6529
7S06CTOCWW | S4JS | VMware vSphere 7 Standard for 1 processor License | 999
7S06CTOCWW | S4JT | Lenovo Provided VMware vSphere 7 Standard for 1 processor 1Yr S&S | 379
7S06CTOCWW | S4JU | Lenovo Provided VMware vSphere 7 Standard for 1 processor 3Yr S&S | 1019
7S06CTOCWW | S4JV | Lenovo Provided VMware vSphere 7 Standard for 1 processor 5Yr S&S | 1699
7S06CTOCWW | S4JW | VMware vSphere 7 Essentials Kit for 3 hosts (Max 2 processors per host) License | 509
7S06CTOCWW | S4JX | Lenovo Provided VMware vSphere 7 Essentials Kit (Maintenance Only) 1Yr S&S | 199
7S06CTOCWW | S4JY | Lenovo Provided VMware vSphere 7 Essentials Kit (Maintenance Only) 3Yr S&S | 529
7S06CTOCWW | S4JZ | Lenovo Provided VMware vSphere 7 Essentials Kit (Maintenance Only) 5Yr S&S | 999
7S06CTOCWW | S4K0 | VMware vSphere 7 Essentials Plus Kit for 3 hosts (Max 2 processors per host) License | 2829
7S06CTOCWW | S4K1 | Lenovo Provided VMware vSphere 7 Essentials Plus Kit for 3 hosts (Max 2 processors per host) 1Yr S&S | 1319
7S06CTOCWW | S4K2 | Lenovo Provided VMware vSphere 7 Essentials Plus Kit for 3 hosts (Max 2 processors per host) 3Yr S&S | 3489
7S06CTOCWW | S4K3 | Lenovo Provided VMware vSphere 7 Essentials Plus Kit for 3 hosts (Max 2 processors per host) 5Yr S&S | 5809
7S06CTOCWW | S4YL | VMware vSphere 7 Bitfusion for 1 processor License | 119
7S06CTOCWW | S4YM | Lenovo Provided VMware vSphere 7 Bitfusion for 1 processor 1Yr S&S | 59
7S06CTOCWW | S4YN | Lenovo Provided VMware vSphere 7 Bitfusion for 1 processor 3Yr S&S | 149
7S06CTOCWW | S4YP | Lenovo Provided VMware vSphere 7 Bitfusion for 1 processor 5Yr S&S | 249
7S06CTOCWW | S5L7 | VMware Provided VMware vSphere 7 Bitfusion for 1 processor for 1Yr S&S | 59
7S06CTOCWW | S5L8 | VMware Provided VMware vSphere 7 Bitfusion for 1 processor for 3Yr S&S | 139
7S06CTOCWW | S5LA | VMware Provided VMware vSphere 7 Enterprise Plus Acceleration Kit for 6 processors for 1Yr S&S | 7349
7S06CTOCWW | S5LB | VMware Provided VMware vSphere 7 Enterprise Plus Acceleration Kit for 6 processors for 3Yr S&S | 19389
7S06CTOCWW | S5LC | VMware Provided VMware vSphere 7 Standard Acceleration Kit for 6 processors for 1Yr S&S | 3689
7S06CTOCWW | S5LD | VMware Provided VMware vSphere 7 Standard Acceleration Kit for 6 processors for 3Yr S&S | 9729
7S06CTOCWW | S5LE | VMware Provided VMware vSphere 7 Standard Acceleration Kit for 8 processors for 1Yr S&S | 3439
7S06CTOCWW | S5LF | VMware Provided VMware vSphere 7 Standard Acceleration Kit for 8 processors for 3Yr S&S | 9069
7S06CTOCWW | S5LJ | VMware Provided VMware vSphere 7 for Desktop (100 VM Pack) for 1Yr S&S | 2179
7S06CTOCWW | S5LK | VMware Provided VMware vSphere 7 for Desktop (100 VM Pack) for 3Yr S&S | 5759
7S06CTOCWW | S5LL | VMware Provided VMware vSphere 7 Enterprise Plus for 1 processor for 1Yr S&S | 949
7S06CTOCWW | S5LM | VMware Provided VMware vSphere 7 Enterprise Plus for 1 processor for 3Yr S&S | 2509
7S06CTOCWW | S5LN | VMware Provided VMware vSphere 7 Essentials Plus Kit for 3 hosts (Max 2 processors per host) for 1Yr S&S | 1219
7S06CTOCWW | S5LP | VMware Provided VMware vSphere 7 Essentials Plus Kit for 3 hosts (Max 2 processors per host) for 3Yr S&S | 3229
7S06CTOCWW | S5LU | VMware Provided VMware vSphere 7 Remote Office Branch Office Advanced (25 VM pack) for 1Yr S&S | 1229
7S06CTOCWW | S5LV | VMware Provided VMware vSphere 7 Remote Office Branch Office Advanced (25 VM pack) for 3Yr S&S | 3239
7S06CTOCWW | S5LW | VMware Provided VMware vSphere 7 Remote Office Branch Office Enterprise (25 VM pack) for 1Yr S&S | 1729
7S06CTOCWW | S5LX | VMware Provided VMware vSphere 7 Remote Office Branch Office Enterprise (25 VM pack) for 3Yr S&S | 4569
7S06CTOCWW | S5LY | VMware Provided VMware vSphere 7 Remote Office Branch Office Standard (25 VM pack) for 1Yr S&S | 819
7S06CTOCWW | S5LZ | VMware Provided VMware vSphere 7 Remote Office Branch Office Standard (25 VM pack) for 3Yr S&S | 2159
7S06CTOCWW | S5M0 | VMware Provided VMware vSphere 7 Scale-Out bundle for 8 processor for 1Yr S&S | 1309
7S06CTOCWW | S5M1 | VMware Provided VMware vSphere 7 Scale-Out bundle for 8 processor for 3Yr S&S | 3469
7S06CTOCWW | S5M2 | VMware Provided VMware vSphere 7 Standard for 1 processor for 1Yr S&S | 339
7S06CTOCWW | S5M3 | VMware Provided VMware vSphere 7 Standard for 1 processor for 3Yr S&S | 899
7S06CTOCWW | S5M4 | VMware Provided VMware vSphere 7 Essentials for 1 processor for 1Yr S&S (Maintenance Only) | 169
7S06CTOCWW | S5M5 | VMware Provided VMware vSphere 7 Essentials for 1 processor for 3Yr S&S (Maintenance Only) | 439
7S06CTODWW | S4LN | Upgrade: VMware vSphere 7 Remote Office Branch Office Standard (25 VM pack) to Advanced (25VM Pack) License | 1709
7S06CTODWW | S4LP | Upgrade: VMware vSphere 7 Remote Office Branch Office Standard (25 VM pack) to Enterprise (25VM Pack) License | 3809
7S06CTODWW | S4LQ | Upgrade: VMware vSphere 7 Essentials plus Kit to vSphere 7 Standard Acceleration Kit for 6 processors License | 7399
7S06CTODWW | S4LR | Upgrade: VMware vSphere 7 Scale-Out to vSphere 7 Enterprise Plus for 1 Processor License | 3269
7S06CTODWW | S4LS | Upgrade: VMware vSphere 7 Standard to vSphere 7 Enterprise Plus for 1 Processor License | 2859
7S06CTODWW | S4LT | Upgrade: VMware vSphere 7 Essentials Kit to vSphere 7 Enterprise Plus Acceleration Kit for 6 processors License | 23739
7S06CTODWW | S4LU | Upgrade: VMware vSphere 7 Essentials to vSphere 7 Essentials Plus Kit for 3 hosts (Max 2 processors per host) License | 4529
7S06CTODWW | S4LV | Upgrade: VMware vSphere 7 Essentials Kit to vSphere 7 Standard Acceleration Kit for 6 processors License | 10839
7S06CTODWW | S4LW | Upgrade: VMware vSphere 7 Essentials plus Kit to vSphere 7 Enterprise Plus Acceleration Kit for 6 processors License | 21579
7S06CTOEWW | S2U5 | VMware vSAN 7 Advanced for 1 processor License | 4119
7S06CTOEWW | S2U6 | Lenovo Provided VMware vSAN 7 Advanced for 1 processor 1Yr S&S | 1239
7S06CTOEWW | S2U7 | Lenovo Provided VMware vSAN 7 Advanced for 1 processor 3Yr S&S | 3289
7S06CTOEWW | S2U8 | Lenovo Provided VMware vSAN 7 Advanced for 1 processor 5Yr S&S | 5489
7S06CTOEWW | S2U9 | VMware vSAN 7 Advanced for Desktop 10 Pack (CCU) License | 1025
7S06CTOEWW | S2UA | Lenovo Provided VMware vSAN 7 Advanced for Desktop 10 Pack (CCU) 1Yr S&S | 309
7S06CTOEWW | S2UB | Lenovo Provided VMware vSAN 7 Advanced for Desktop 10 Pack (CCU) 3Yr S&S | 819
7S06CTOEWW | S2UC | Lenovo Provided VMware vSAN 7 Advanced for Desktop 10 Pack (CCU) 5Yr S&S | 1369
7S06CTOEWW | S2UD | VMware vSAN 7 Advanced for Desktop 100 Pack (CCU) License | 10249
7S06CTOEWW | S2UE | Lenovo Provided VMware vSAN 7 Advanced for Desktop 100 Pack (CCU) 1Yr S&S | 2959
7S06CTOEWW | S2UF | Lenovo Provided VMware vSAN 7 Advanced for Desktop 100 Pack (CCU) 3Yr S&S | 7839
7S06CTOEWW | S2UG | Lenovo Provided VMware vSAN 7 Advanced for Desktop 100 Pack (CCU) 5Yr S&S | 13069
7S06CTOEWW | S2UH | VMware vSAN 7 Enterprise for 1 processor License | 6049
7S06CTOEWW | S2UJ | Lenovo Provided VMware vSAN 7 Enterprise for 1 processor 1Yr S&S | 1789
7S06CTOEWW | S2UK | Lenovo Provided VMware vSAN 7 Enterprise for 1 processor 3Yr S&S | 4739
7S06CTOEWW | S2UL | Lenovo Provided VMware vSAN 7 Enterprise for 1 processor 5Yr S&S | 7909
7S06CTOEWW | S2UM | VMware vSAN 7 Enterprise for Desktop 10 Pack (CCU) License | 1399
7S06CTOEWW | S2UN | Lenovo Provided VMware vSAN 7 Enterprise for Desktop 10 Pack (CCU) 1Yr S&S | 439
7S06CTOEWW | S2UP | Lenovo Provided VMware vSAN 7 Enterprise for Desktop 10 Pack (CCU) 3Yr S&S | 1169
7S06CTOEWW | S2UQ | Lenovo Provided VMware vSAN 7 Enterprise for Desktop 10 Pack (CCU) 5Yr S&S | 1949
7S06CTOEWW | S2UR | VMware vSAN 7 Enterprise for Desktop 100 Pack (CCU) License | 13989
7S06CTOEWW | S2US | Lenovo Provided VMware vSAN 7 Enterprise for Desktop 100 Pack (CCU) 1Yr S&S | 4019
7S06CTOEWW | S2UT | Lenovo Provided VMware vSAN 7 Enterprise for Desktop 100 Pack (CCU) 3Yr S&S | 10639
7S06CTOEWW | S2UU | Lenovo Provided VMware vSAN 7 Enterprise for Desktop 100 Pack (CCU) 5Yr S&S | 17729
7S06CTOEWW | S2UV | VMware vSAN 7 Enterprise for Desktop - Horizon Add-on 10 Pack (CCU) License | 409
7S06CTOEWW | S2UW | Lenovo Provided VMware vSAN 7 Enterprise for Desktop - Horizon Add-on 10 Pack (CCU) 1Yr S&S | 119
7S06CTOEWW | S2UX | Lenovo Provided VMware vSAN 7 Enterprise for Desktop - Horizon Add-on 10 Pack (CCU) 3Yr S&S | 299
7S06CTOEWW | S2UY | Lenovo Provided VMware vSAN 7 Enterprise for Desktop - Horizon Add-on 10 Pack (CCU) 5Yr S&S | 499
7S06CTOEWW | S2UZ | VMware vSAN 7 Enterprise for Desktop - Horizon Add-on 100 Pack (CCU) License | 4069
7S06CTOEWW | S2V0 | Lenovo Provided VMware vSAN 7 Enterprise for Desktop - Horizon Add-on 100 Pack (CCU) 1Yr S&S | 1139
7S06CTOEWW | S2V1 | Lenovo Provided VMware vSAN 7 Enterprise for Desktop - Horizon Add-on 100 Pack (CCU) 3Yr S&S | 3019
7S06CTOEWW | S2V2 | Lenovo Provided VMware vSAN 7 Enterprise for Desktop - Horizon Add-on 100 Pack (CCU) 5Yr S&S | 5039
7S06CTOEWW | S2V3 | VMware vSAN 7 Enterprise Plus for 1 processor License | 7839
7S06CTOEWW | S2V4 | Lenovo Provided VMware vSAN 7 Enterprise Plus for 1 processor 1Yr S&S | 2289
7S06CTOEWW | S2V5 | Lenovo Provided VMware vSAN 7 Enterprise Plus for 1 processor 3Yr S&S | 6069
7S06CTOEWW | S2V6 | Lenovo Provided VMware vSAN 7 Enterprise Plus for 1 processor 5Yr S&S | 10099
7S06CTOEWW | S2V7 | VMware vSAN 7 Advanced for Remote Office Branch Office (25 VM pack) License | 20549
7S06CTOEWW | S2V8 | Lenovo Provided VMware vSAN 7 Advanced for Remote Office Branch Office (25 VM pack) 1Yr S&S | 5849
7S06CTOEWW | S2V9 | Lenovo Provided VMware vSAN 7 Advanced for Remote Office Branch Office (25 VM pack) 3Yr S&S | 15469
7S06CTOEWW | S2VA | Lenovo Provided VMware vSAN 7 Advanced for Remote Office Branch Office (25 VM pack) 5Yr S&S | 25779
7S06CTOEWW | S2VB | VMware vSAN 7 Enterprise for Remote Office Branch Office (25 VM pack) License | 30279
7S06CTOEWW | S2VC | Lenovo Provided VMware vSAN 7 Enterprise for Remote Office Branch Office (25 VM pack) 1Yr S&S | 8579
7S06CTOEWW | S2VD | Lenovo Provided VMware vSAN 7 Enterprise for Remote Office Branch Office (25 VM pack) 3Yr S&S | 22669
7S06CTOEWW | S2VE | Lenovo Provided VMware vSAN 7 Enterprise for Remote Office Branch Office (25 VM pack) 5Yr S&S | 37779
7S06CTOEWW | S2VF | VMware vSAN 7 Standard for Remote Office Branch Office (25 VM pack) License | 12849
7S06CTOEWW | S2VG | Lenovo Provided VMware vSAN 7 Standard for Remote Office Branch Office (25 VM pack) 1Yr S&S | 3689
7S06CTOEWW | S2VH | Lenovo Provided VMware vSAN 7 Standard for Remote Office Branch Office (25 VM pack) 3Yr S&S | 9769
7S06CTOEWW | S2VJ | Lenovo Provided VMware vSAN 7 Standard for Remote Office Branch Office (25 VM pack) 5Yr S&S | 16279
7S06CTOEWW | S2VK | VMware vSAN 7 Standard for 1 processor License | 2565
7S06CTOEWW | S2VL | Lenovo Provided VMware vSAN 7 Standard for 1 processor 1Yr S&S | 759
7S06CTOEWW | S2VM | Lenovo Provided VMware vSAN 7 Standard for 1 processor 3Yr S&S | 2019
7S06CTOEWW | S2VN | Lenovo Provided VMware vSAN 7 Standard for 1 processor 5Yr S&S | 3369
7S06CTOEWW | S2VP | VMware vSAN 7 Standard for Desktop 10 Pack (CCU) License | 550
7S06CTOEWW | S2VQ | Lenovo Provided VMware vSAN 7 Standard for Desktop 10 Pack (CCU) 1Yr S&S | 149
7S06CTOEWW | S2VR | Lenovo Provided VMware vSAN 7 Standard for Desktop 10 Pack (CCU) 3Yr S&S | 409
7S06CTOEWW | S2VS | Lenovo Provided VMware vSAN 7 Standard for Desktop 10 Pack (CCU) 5Yr S&S | 679
7S06CTOEWW | S2VT | VMware vSAN 7 Standard for Desktop 100 Pack (CCU) License | 5499
7S06CTOEWW | S2VU | Lenovo Provided VMware vSAN 7 Standard for Desktop 100 Pack (CCU) 1Yr S&S | 1629
7S06CTOEWW | S2VV | Lenovo Provided VMware vSAN 7 Standard for Desktop 100 Pack (CCU) 3Yr S&S | 4319
7S06CTOEWW | S2VW | Lenovo Provided VMware vSAN 7 Standard for Desktop 100 Pack (CCU) 5Yr S&S | 7199
7S06CTOEWW | S2W1 | VMware HCI Kit 6 for Remote Office Branch Office Advanced (25 VM pack) License | 27099
7S06CTOEWW | S2W2 | Lenovo Provided VMware HCI Kit 6 for Remote Office Branch Office Advanced (25 VM pack) 1Yr S&S | 7689
7S06CTOEWW | S2W3 | Lenovo Provided VMware HCI Kit 6 for Remote Office Branch Office Advanced (25 VM pack) 3Yr S&S | 20319
7S06CTOEWW | S2W4 | Lenovo Provided VMware HCI Kit 6 for Remote Office Branch Office Advanced (25 VM pack) 5Yr S&S | 33859
7S06CTOEWW | S2W5 | VMware HCI Kit 6 for Remote Office Branch Office Standard (25 VM pack) License | 19395
7S06CTOEWW | S2W6 | Lenovo Provided VMware HCI Kit 6 for Remote Office Branch Office Standard (25 VM pack) 1Yr S&S | 5519
7S06CTOEWW | S2W7 | Lenovo Provided VMware HCI Kit 6 for Remote Office Branch Office Standard (25 VM pack) 3Yr S&S | 14609
7S06CTOEWW | S2W8 | Lenovo Provided VMware HCI Kit 6 for Remote Office Branch Office Standard (25 VM pack) 5Yr S&S | 24359
7S06CTOEWW | S2W9 | VMware HCI Kit 6 Advanced (Per CPU) License | 7709
7S06CTOEWW | S2WA | Lenovo Provided VMware HCI Kit 6 Advanced (Per CPU) 1Yr S&S | 2249
7S06CTOEWW | S2WB | Lenovo Provided VMware HCI Kit 6 Advanced (Per CPU) 3Yr S&S | 5959
7S06CTOEWW | S2WC | Lenovo Provided VMware HCI Kit 6 Advanced (Per CPU) 5Yr S&S | 9929
7S06CTOEWW | S2WD | VMware HCI Kit 6 Enterprise (per CPU) License | 9649
7S06CTOEWW | S2WE | Lenovo Provided VMware HCI Kit 6 Enterprise (per CPU) 1Yr S&S | 2789
7S06CTOEWW | S2WF | Lenovo Provided VMware HCI Kit 6 Enterprise (per CPU) 3Yr S&S | 7399
7S06CTOEWW | S2WG | Lenovo Provided VMware HCI Kit 6 Enterprise (per CPU) 5Yr S&S | 12329
7S06CTOEWW | S2WH | VMware HCI Kit 6 Standard (Per CPU) License | 3559
7S06CTOEWW | S2WJ | Lenovo Provided VMware HCI Kit 6 Standard (Per CPU) 1Yr S&S | 1159
7S06CTOEWW | S2WK | Lenovo Provided VMware HCI Kit 6 Standard (Per CPU) 3Yr S&S | 3099
7S06CTOEWW | S2WL | Lenovo Provided VMware HCI Kit 6 Standard (Per CPU) 5Yr S&S | 5169
7S06CTOEWW | S2WM | VMware HCI 6 Kit Essentials for 3 Nodes (Max 2 processors per node) License | 20019
7S06CTOEWW | S2WN | Lenovo Provided VMware HCI 6 Kit Essentials for 3 Nodes (Max 2 processors per node) 1Yr S&S | 5699
7S06CTOEWW | S2WP | Lenovo Provided VMware HCI 6 Kit Essentials for 3 Nodes (Max 2 processors per node) 3Yr S&S | 15069
7S06CTOEWW | S2WQ | Lenovo Provided VMware HCI 6 Kit Essentials for 3 Nodes (Max 2 processors per node) 5Yr S&S | 25119
7S06CTOEWW | S2WR | VMware HCI Kit 6 with Operations Management (per CPU) License | 11429
7S06CTOEWW | S2WS | Lenovo Provided VMware HCI Kit 6 with Operations Management (per CPU) 1Yr S&S | 3289
7S06CTOEWW | S2WT | Lenovo Provided VMware HCI Kit 6 with Operations Management (per CPU) 3Yr S&S | 8719
7S06CTOEWW | S2WU | Lenovo Provided VMware HCI Kit 6 with Operations Management (per CPU) 5Yr S&S | 14539
7S06CTOEWW | S4P6 | VMware HCI 6 Kit Essentials for 3 Nodes (Max 2 processors per node) License | 11549
7S06CTOEWW | S4P7 | Lenovo Provided VMware HCI 6 Kit Essentials for 3 Nodes (Max 2 processors per node) 1Yr S&S | 5289
7S06CTOEWW | S4P8 | Lenovo Provided VMware HCI 6 Kit Essentials for 3 Nodes (Max 2 processors per node) 3Yr S&S | 13969
7S06CTOEWW | S4P9 | Lenovo Provided VMware HCI 6 Kit Essentials for 3 Nodes (Max 2 processors per node) 5Yr S&S | 23289
7S06CTOEWW | S5PS | VMware Provided VMware vSAN 7 Advanced for 1 processor for 1Yr S&S | 1089
7S06CTOEWW | S5PT | VMware Provided VMware vSAN 7 Advanced for 1 processor for 3Yr S&S | 2879
7S06CTOEWW | S5PU | VMware Provided VMware vSAN 7 Advanced for Desktop 10 Pack (CCU) for 1Yr S&S | 269
7S06CTOEWW | S5PV | VMware Provided VMware vSAN 7 Advanced for Desktop 10 Pack (CCU) for 3Yr S&S | 719
7S06CTOEWW | S5PW | VMware Provided VMware vSAN 7 Advanced for Desktop 100 Pack (CCU) for 3Yr S&S | 7159
7S06CTOEWW | S5PX | VMware Provided VMware vSAN 7 Advanced for Desktop 100 Pack (CCU) for 1Yr S&S | 2709
7S06CTOEWW | S5PY | VMware Provided VMware vSAN 7 Enterprise for 1 processor for 1Yr S&S | 1599
7S06CTOEWW | S5PZ | VMware Provided VMware vSAN 7 Enterprise for 1 processor for 3Yr S&S | 4229
7S06CTOEWW | S5Q0 | VMware Provided VMware vSAN 7 Enterprise for Desktop 10 Pack (CCU) for 1Yr S&S | 369
7S06CTOEWW | S5Q1 | VMware Provided VMware vSAN 7 Enterprise for Desktop 10 Pack (CCU) for 3Yr S&S | 979
7S06CTOEWW | S5Q2 | VMware Provided VMware vSAN 7 Enterprise for Desktop 100 Pack (CCU) for 1Yr S&S | 3699
7S06CTOEWW | S5Q3 | VMware Provided VMware vSAN 7 Enterprise for Desktop 100 Pack (CCU) for 3Yr S&S | 9779
7S06CTOEWW | S5Q4 | VMware Provided VMware vSAN 7 Enterprise for Desktop - Horizon Add-on 10 Pack (CCU) for 1Yr S&S | 119
7S06CTOEWW | S5Q5 | VMware Provided VMware vSAN 7 Enterprise for Desktop - Horizon Add-on 10 Pack (CCU) for 3Yr S&S | 289
7S06CTOEWW | S5Q6 | VMware Provided VMware vSAN 7 Enterprise for Desktop - Horizon Add-on 100 Pack (CCU) for 1Yr S&S | 1079
7S06CTOEWW | S5Q7 | VMware Provided VMware vSAN 7 Enterprise for Desktop - Horizon Add-on 100 Pack (CCU) for 3Yr S&S | 2849
7S06CTOEWW | S5Q8 | VMware Provided VMware vSAN 7 Enterprise Plus for 1 processor for 1Yr S&S | 2069
7S06CTOEWW | S5Q9 | VMware Provided VMware vSAN 7 Enterprise Plus for 1 processor for 3Yr S&S | 5479
7S06CTOEWW | S5QA | VMware Provided VMware vSAN 7 Advanced for Remote Office Branch Office (25 VM pack) for 1Yr S&S | 5439
7S06CTOEWW | S5QB | VMware Provided VMware vSAN 7 Advanced for Remote Office Branch Office (25 VM pack) for 3Yr S&S | 14359
7S06CTOEWW | S5QC | VMware Provided VMware vSAN 7 Enterprise for Remote Office Branch Office (25 VM pack) for 1Yr S&S | 7999
7S06CTOEWW | S5QD | VMware Provided VMware vSAN 7 Enterprise for Remote Office Branch Office (25 VM pack) for 3Yr S&S | 21139
7S06CTOEWW | S5QE | VMware Provided VMware vSAN 7 Standard for Remote Office Branch Office (25 VM pack) for 1Yr S&S | 3399
7S06CTOEWW | S5QF | VMware Provided VMware vSAN 7 Standard for Remote Office Branch Office (25 VM pack) for 3Yr S&S | 8979
7S06CTOEWW | S5QG | VMware Provided VMware vSAN 7 Standard for 1 processor for 1Yr S&S | 679
7S06CTOEWW | S5QH | VMware Provided VMware vSAN 7 Standard for 1 processor for 3Yr S&S | 1789
7S06CTOEWW | S5QJ | VMware Provided VMware vSAN 7 Standard for Desktop 10 Pack (CCU) for 1Yr S&S | 149
7S06CTOEWW | S5QK | VMware Provided VMware vSAN 7 Standard for Desktop 10 Pack (CCU) for 3Yr S&S | 389
7S06CTOEWW | S5QL | VMware Provided VMware vSAN 7 Standard for Desktop 100 Pack (CCU) for 1Yr S&S | 1459
7S06CTOEWW | S5QM | VMware Provided VMware vSAN 7 Standard for Desktop 100 Pack (CCU) for 3Yr S&S | 3839
7S06CTOEWW | S5SS | VMware Provided VMware HCI Kit 6 for Remote Office Branch Office Advanced (25 VM pack) for 1Yr S&S | 7169
7S06CTOEWW | S5ST | VMware Provided VMware HCI Kit 6 for Remote Office Branch Office Advanced (25 VM pack) for 3Yr S&S | 18939
7S06CTOEWW | S5SU | VMware Provided VMware HCI Kit 6 for Remote Office Branch Office Standard (25 VM pack) for 1Yr S&S | 5129
7S06CTOEWW | S5SV | VMware Provided VMware HCI Kit 6 for Remote Office Branch Office Standard (25 VM pack) for 3Yr S&S | 13549
7S06CTOEWW | S5TL | VMware Provided VMware HCI Kit 6 Advanced (Per CPU) for 1Yr S&S | 2039
7S06CTOEWW | S5TM | VMware Provided VMware HCI Kit 6 Advanced (Per CPU) for 3Yr S&S | 5389
7S06CTOEWW | S5TN | VMware Provided VMware HCI Kit 6 Enterprise (per CPU) for 1Yr S&S | 2549
7S06CTOEWW | S5TP | VMware Provided VMware HCI Kit 6 Enterprise (per CPU) for 3Yr S&S | 6739
7S06CTOEWW | S5TQ | VMware Provided VMware HCI Kit 6 Standard (Per CPU) for 1Yr S&S | 1019
7S06CTOEWW | S5TR | VMware Provided VMware HCI Kit 6 Standard (Per CPU) for 3Yr S&S | 2689
7S06CTOEWW | S5TS | VMware Provided VMware HCI 6 Kit Essentials for 3 Nodes (Max 2 processors per node) for 1Yr S&S | 5299
7S06CTOEWW | S5TT | VMware Provided VMware HCI 6 Kit Essentials for 3 Nodes (Max 2 processors per node) for 3Yr S&S | 13989
7S06CTOEWW | S5TU | VMware Provided VMware HCI Kit 6 with Operations Management (per CPU) for 1Yr S&S | 3029
7S06CTOEWW | S5TV | VMware Provided VMware HCI Kit 6 with Operations Management (per CPU) for 3Yr S&S | 7989
7S06CTOEWW | S5VK | VMware vSAN 7 Advanced for Desktop 10 Pack (CCU) License | 629
7S06CTOEWW | S5VL | Lenovo Provided VMware vSAN 7 Advanced for Desktop 10 Pack (CCU) 3Yr S&S | 759
7S06CTOEWW | S5VM | Lenovo Provided VMware vSAN 7 Advanced for Desktop 10 Pack (CCU) 5Yr S&S | 1259
7S06CTOEWW | S5VN | VMware vSAN 7 Enterprise for Desktop 10 Pack (CCU) License | 859
7S06CTOEWW | S5VP | Lenovo Provided VMware vSAN 7 Enterprise for Desktop 10 Pack (CCU) 3Yr S&S | 1039
7S06CTOEWW | S5VQ | Lenovo Provided VMware vSAN 7 Enterprise for Desktop 10 Pack (CCU) 5Yr S&S | 1729
7S06CTOEWW | S5VR | VMware vSAN 7 Standard for Desktop 10 Pack (CCU) License | 339
7S06CTOEWW | S5VS | Lenovo Provided VMware vSAN 7 Standard for Desktop 10 Pack (CCU) 3Yr S&S | 409
7S06CTOEWW | S5VT | Lenovo Provided VMware vSAN 7 Standard for Desktop 10 Pack (CCU) 5Yr S&S | 679
7S06CTOFWW | S2ZK | VMware Cloud Foundation 4 Enterprise (Per CPU) License | 24499
7S06CTOFWW | S2ZL | Lenovo Provided VMware Cloud Foundation 4 Enterprise (Per CPU) 1Yr S&S w/Lenovo Support | 8099
7S06CTOFWW | S2ZM | Lenovo Provided VMware Cloud Foundation 4 Enterprise (Per CPU) 3Yr S&S w/Lenovo Support | 21419
7S06CTOFWW | S2ZN | Lenovo Provided VMware Cloud Foundation 4 Enterprise (Per CPU) 5Yr S&S w/Lenovo Support | 35699
7S06CTOFWW | S2ZP | VMware Cloud Foundation 4 Enterprise for External Storage (Per CPU) License | 22499
7S06CTOFWW | S2ZQ | Lenovo Provided VMware Cloud Foundation 4 Enterprise for External Storage (Per CPU) 1Yr S&S | 6949
7S06CTOFWW | S2ZR | Lenovo Provided VMware Cloud Foundation 4 Enterprise for External Storage (Per CPU) 3Yr S&S | 18389
7S06CTOFWW | S2ZS | Lenovo Provided VMware Cloud Foundation 4 Enterprise for External Storage (Per CPU) 5Yr S&S | 30639
7S06CTOFWW | S2ZT | VMware SDDC Manager 4 for Desktop 10 pack (Per CCU) License | 309
7S06CTOFWW | S2ZU | Lenovo Provided VMware SDDC Manager 4 for Desktop 10 pack (Per CCU) 1Yr S&S | 89
7S06CTOFWW | S2ZV | Lenovo Provided VMware SDDC Manager 4 for Desktop 10 pack (Per CCU) 3Yr S&S | 229
7S06CTOFWW | S302 | Lenovo Provided VMware SDDC Manager 4 for Desktop 10 pack (Per CCU) 5Yr S&S | 389
7S06CTOFWW | S303 | VMware SDDC Manager 4 for Desktop 100 pack (Per CCU) License | 3089
7S06CTOFWW | S304 | Lenovo Provided VMware SDDC Manager 4 for Desktop 100 pack (Per CCU) 1Yr S&S | 909
7S06CTOFWW | S305 | Lenovo Provided VMware SDDC Manager 4 for Desktop 100 pack (Per CCU) 3Yr S&S | 2409
7S06CTOFWW | S306 | Lenovo Provided VMware SDDC Manager 4 for Desktop 100 pack (Per CCU) 5Yr S&S | 4019
7S06CTOFWW | S307 | VMware SDDC Manager 4 for vSAN (Per CPU) License | 1539
7S06CTOFWW | S308 | Lenovo Provided VMware SDDC Manager 4 for vSAN (Per CPU) 1Yr S&S | 469
7S06CTOFWW | S309 | Lenovo Provided VMware SDDC Manager 4 for vSAN (Per CPU) 3Yr S&S | 1259
7S06CTOFWW | S30A | Lenovo Provided VMware SDDC Manager 4 for vSAN (Per CPU) 5Yr S&S | 2099
7S06CTOFWW | S30B | VMware SDDC Manager 4 (Per CPU) License | 3099
7S06CTOFWW | S30C | Lenovo Provided VMware SDDC Manager 4 (Per CPU) 1Yr S&S | 909
7S06CTOFWW | S30D | Lenovo Provided VMware SDDC Manager 4 (Per CPU) 3Yr S&S | 2419
7S06CTOFWW | S30E | Lenovo Provided VMware SDDC Manager 4 (Per CPU) 5Yr S&S | 4029
7S06CTOFWW | S30K | VMware Cloud Foundation 4 Standard (Per CPU) License | 13999
7S06CTOFWW | S30L | Lenovo Provided VMware Cloud Foundation 4 Standard (Per CPU) 1Yr S&S | 4009
7S06CTOFWW | S30M | Lenovo Provided VMware Cloud Foundation 4 Standard (Per CPU) 3Yr S&S | 10609
7S06CTOFWW | S30N | Lenovo Provided VMware Cloud Foundation 4 Standard (Per CPU) 5Yr S&S | 17689
7S06CTOFWW | S30P | VMware Cloud Foundation 4 Standard for External Storage (Per CPU) License | 11999
7S06CTOFWW | S30Q | Lenovo Provided VMware Cloud Foundation 4 Standard for External Storage (Per CPU) 1Yr S&S | 3449
7S06CTOFWW | S30R | Lenovo Provided VMware Cloud Foundation 4 Standard for External Storage (Per CPU) 3Yr S&S | 9129
7S06CTOFWW | S30S | Lenovo Provided VMware Cloud Foundation 4 Standard for External Storage (Per CPU) 5Yr S&S | 15219
7S06CTOFWW | S30T | VMware Cloud Foundation 4 Starter (Per CPU) License | 17999
7S06CTOFWW | S30U | Lenovo Provided VMware Cloud Foundation 4 Starter (Per CPU) 1Yr S&S | 5699
7S06CTOFWW | S30V | Lenovo Provided VMware Cloud Foundation 4 Starter (Per CPU) 3Yr S&S | 15089
7S06CTOFWW | S30W | Lenovo Provided VMware Cloud Foundation 4 Starter (Per CPU) 5Yr S&S | 25149
7S06CTOFWW | S30X | VMware Cloud Foundation 4 Advanced (Per CPU) License | 21499
7S06CTOFWW | S30Y | Lenovo Provided VMware Cloud Foundation 4 Advanced (Per CPU) 1Yr S&S | 6919
7S06CTOFWW | S30Z | Lenovo Provided VMware Cloud Foundation 4 Advanced (Per CPU) 3Yr S&S | 18309
7S06CTOFWW | S310 | Lenovo Provided VMware Cloud Foundation 4 Advanced (Per CPU) 5Yr S&S | 30509
7S06CTOFWW | S311 | VMware Cloud Foundation 4 Advanced for External Storage (Per CPU) License | 20499
7S06CTOFWW | S312 | Lenovo Provided VMware Cloud Foundation 4 Advanced for External Storage (Per CPU) 1Yr S&S | 6209
7S06CTOFWW | S313 | Lenovo Provided VMware Cloud Foundation 4 Advanced for External Storage (Per CPU) 3Yr S&S | 16419
7S06CTOFWW | S314 | Lenovo Provided VMware Cloud Foundation 4 Advanced for External Storage (Per CPU) 5Yr S&S | 27359
7S06CTOFWW | S315 | Add on to VMware vSphere 7 to complete VMware Cloud Foundation 4 Advanced Stack (Per CPU) License | 18999
7S06CTOFWW | S316 | Lenovo Provided Add on to VMware vSphere 7 to complete VMware Cloud Foundation 4 Advanced Stack (Per CPU) 1Yr S&S | 5919
7S06CTOFWW | S317 | Lenovo Provided Add on to VMware vSphere 7 to complete VMware Cloud Foundation 4 Advanced Stack (Per CPU) 3Yr S&S | 15639
7S06CTOFWW | S318 | Lenovo Provided Add on to VMware vSphere 7 to complete VMware Cloud Foundation 4 Advanced Stack (Per CPU) 5Yr S&S | 26069
7S06CTOFWW | S319 | Add on to VMware vSphere 7 to complete VMware Cloud Foundation 4 Advanced Stack for External Storage (Per CPU) License | 17399
7S06CTOFWW | S31A | Lenovo Provided Add on to VMware vSphere 7 to complete VMware Cloud Foundation 4 Advanced Stack for External Storage (Per CPU) 1Yr S&S | 4959
7S06CTOFWW | S31B | Lenovo Provided Add on to VMware vSphere 7 to complete VMware Cloud Foundation 4 Advanced Stack for External Storage (Per CPU) 3Yr S&S | 13129
7S06CTOFWW | S31C | Lenovo Provided Add on to VMware vSphere 7 to complete VMware Cloud Foundation 4 Advanced Stack for External Storage (Per CPU) 5Yr S&S | 21889
7S06CTOFWW | S31D | Add on to VMware vSphere 7 to complete VMware Cloud Foundation 4 Enterprise Stack (Per CPU) License | 22399
7S06CTOFWW | S31E | Lenovo Provided Add on to VMware vSphere 7 to complete VMware Cloud Foundation 4 Enterprise Stack (Per CPU) 1Yr S&S | 7089
7S06CTOFWW | S31F | Lenovo Provided Add on to VMware vSphere 7 to complete VMware Cloud Foundation 4 Enterprise Stack (Per CPU) 3Yr S&S | 18749
7S06CTOFWW | S31G | Lenovo Provided Add on to VMware vSphere 7 to complete VMware Cloud Foundation 4 Enterprise Stack (Per CPU) 5Yr S&S | 31259
7S06CTOFWW | S31H | Add on to VMware vSphere 7 to complete VMware Cloud Foundation 4 Enterprise Stack for External Storage (Per CPU) License | 19599
7S06CTOFWW | S31J | Lenovo Provided Add on to VMware vSphere 7 to complete VMware Cloud Foundation 4 Enterprise Stack for External Storage (Per CPU) 1Yr S&S | 5939
7S06CTOFWW | S31K | Lenovo Provided Add on to VMware vSphere 7 to complete VMware Cloud Foundation 4 Enterprise Stack for External Storage (Per CPU) 3Yr S&S | 15719
7S06CTOFWW | S31L | Lenovo Provided Add on to VMware vSphere 7 to complete VMware Cloud Foundation 4 Enterprise Stack for External Storage (Per CPU) 5Yr S&S | 26199
7S06CTOFWW | S31M | Add on to VMware vSphere 7 to complete VMware Cloud Foundation 4 Standard Stack (Per CPU) License | 10699
7S06CTOFWW | S31N | Lenovo Provided Add on to VMware vSphere 7 to complete VMware Cloud Foundation 4 Standard Stack (Per CPU) 1Yr S&S | 3079
7S06CTOFWW | S31P | Lenovo Provided Add on to VMware vSphere 7 to complete VMware Cloud Foundation 4 Standard Stack (Per CPU) 3Yr S&S | 8169
7S06CTOFWW | S31Q | Lenovo Provided Add on to VMware vSphere 7 to complete VMware Cloud Foundation 4 Standard Stack (Per CPU) 5Yr S&S | 13609
7S06CTOFWW | S31R | Add on to VMware vSphere 7 to complete VMware Cloud Foundation 4 Standard Stack for External Storage (Per CPU) License | 8499
7S06CTOFWW | S31S | Lenovo Provided Add on to VMware vSphere 7 to complete VMware Cloud Foundation 4 Standard Stack for External Storage (Per CPU) 1Yr S&S | 2469
7S06CTOFWW | S31T | Lenovo Provided Add on to VMware vSphere 7 to complete VMware Cloud Foundation 4 Standard Stack for External Storage (Per CPU) 3Yr S&S | 6539
7S06CTOFWW | S31U | Lenovo Provided Add on to VMware vSphere 7 to complete VMware Cloud Foundation 4 Standard Stack for External Storage (Per CPU) 5Yr S&S | 10899
7S06CTOFWW | S31V | Add on to VMware vSphere 7 to complete VMware Cloud Foundation 4 Starter Stack (Per CPU) License | 15199
7S06CTOFWW | S31W | Lenovo Provided Add on to VMware vSphere 7 to complete VMware Cloud Foundation 4 Starter Stack (Per CPU) 1Yr S&S | 4689
7S06CTOFWW | S31X | Lenovo Provided Add on to VMware vSphere 7 to complete VMware Cloud Foundation 4 Starter Stack (Per CPU) 3Yr S&S | 12419
7S06CTOFWW | S31Y | Lenovo Provided Add on to VMware vSphere 7 to complete VMware Cloud Foundation 4 Starter Stack (Per CPU) 5Yr S&S | 20709
7S06CTOFWW | S31Z | VMware Cloud Foundation for VDI: SDDC Manager, NSX DC ADV, and Horizon ENT 10 pack (Per CCU) License | 7329
7S06CTOFWW | S320 | Lenovo Provided VMware Cloud Foundation for VDI: SDDC Manager, NSX DC ADV, and Horizon ENT 10 pack (Per CCU) 1Yr S&S | 2139
7S06CTOFWW | S321 | Lenovo Provided VMware Cloud Foundation for VDI: SDDC Manager, NSX DC ADV, and Horizon ENT 10 pack (Per CCU) 3Yr S&S | 5679
7S06CTOFWW | S322 | Lenovo Provided VMware Cloud Foundation for VDI: SDDC Manager, NSX DC ADV, and Horizon ENT 10 pack (Per CCU) 5Yr S&S | 9469
7S06CTOFWW | S323 | VMware Cloud Foundation for VDI: SDDC Manager, NSX DC ADV, and Horizon ENT 100 pack (Per CCU) License | 73339
7S06CTOFWW | S324 | Lenovo Provided VMware Cloud Foundation for VDI: SDDC Manager, NSX DC ADV, and Horizon ENT 100 pack (Per CCU) 1Yr S&S | 20659
7S06CTOFWW | S325 | Lenovo Provided VMware Cloud Foundation for VDI: SDDC Manager, NSX DC ADV, and Horizon ENT 100 pack (Per CCU) 3Yr S&S | 54579
7S06CTOFWW | S326 | Lenovo Provided VMware Cloud Foundation for VDI: SDDC Manager, NSX DC ADV, and Horizon ENT 100 pack (Per CCU) 5Yr S&S | 90959
7S06CTOFWW | S327 | Add on to (VMware vSphere 7 and VMware NSX) to complete VMware Cloud Foundation 4 Advanced Stack (Per CPU) License | 14399
7S06CTOFWW | S328 | Lenovo Provided Add on to (VMware vSphere 7 and VMware NSX) to complete VMware Cloud Foundation 4 Advanced Stack (Per CPU) 1Yr S&S | 4369
7S06CTOFWW | S329 | Lenovo Provided Add on to (VMware vSphere 7 and VMware NSX) to complete VMware Cloud Foundation 4 Advanced Stack (Per CPU) 3Yr S&S | 11569
7S06CTOFWW | S32A | Lenovo Provided Add on to (VMware vSphere 7 and VMware NSX) to complete VMware Cloud Foundation 4 Advanced Stack (Per CPU) 5Yr S&S | 19289
7S06CTOFWW | S32B | Add on to (VMware vSphere 7 and VMware NSX) to complete VMware Cloud Foundation 4 Advanced Stack for External Storage (Per CPU) License | 12399
7S06CTOFWW | S32C | Lenovo Provided Add on to (VMware vSphere 7 and VMware NSX) to complete VMware Cloud Foundation 4 Advanced Stack for External Storage (Per CPU) 1Yr S&S | 3559
7S06CTOFWW | S32D | Lenovo Provided Add on to (VMware vSphere 7 and VMware NSX) to complete VMware Cloud Foundation 4 Advanced Stack for External Storage (Per CPU) 3Yr S&S | 9429
7S06CTOFWW | S32E | Lenovo Provided Add on to (VMware vSphere 7 and VMware NSX) to complete VMware Cloud Foundation 4 Advanced Stack for External Storage (Per CPU) 5Yr S&S | 15709
7S06CTOFWW | S32F | Add on to (VMware vSphere 7 and VMware NSX) to complete VMware Cloud Foundation 4 Enterprise Stack (Per CPU) License | 15299
7S06CTOFWW | S32G | Lenovo Provided Add on to (VMware vSphere 7 and VMware NSX) to complete VMware Cloud Foundation 4 Enterprise Stack (Per CPU) 1Yr S&S | 4709
7S06CTOFWW | S32H | Lenovo Provided Add on to (VMware vSphere 7 and VMware NSX) to complete VMware Cloud Foundation 4 Enterprise Stack (Per CPU) 3Yr S&S | 12459
7S06CTOFWW | S32J | Lenovo Provided Add on to (VMware vSphere 7 and VMware NSX) to complete VMware Cloud Foundation 4 Enterprise Stack (Per CPU) 5Yr S&S | 20769
7S06CTOFWW | S32K | Add on to (VMware vSphere 7 and VMware NSX) to complete VMware Cloud Foundation 4 Enterprise Stack for External Storage (Per CPU) License | 11899
7S06CTOFWW | S32L | Lenovo Provided Add on to (VMware vSphere 7 and VMware NSX) to complete VMware Cloud Foundation 4 Enterprise Stack for External Storage (Per CPU) 1Yr S&S | 3419
7S06CTOFWW | S32M | Lenovo Provided Add on to (VMware vSphere 7 and VMware NSX) to complete VMware Cloud Foundation 4 Enterprise Stack for External Storage (Per CPU) 3Yr S&S | 9059
7S06CTOFWW | S32N | Lenovo Provided Add on to (VMware vSphere 7 and VMware NSX) to complete VMware Cloud Foundation 4 Enterprise Stack for External Storage (Per CPU) 5Yr S&S | 15099
7S06CTOFWW | S32P | Add on to (VMware vSphere 7 and VMware NSX) to complete VMware Cloud Foundation 4 Standard Stack (Per CPU) License | 5499
7S06CTOFWW | S32Q | Lenovo Provided Add on to (VMware vSphere 7 and VMware NSX) to complete VMware Cloud Foundation 4 Standard Stack (Per CPU) 1Yr S&S | 1619
7S06CTOFWW | S32R | Lenovo Provided Add on to (VMware vSphere 7 and VMware NSX) to complete VMware Cloud Foundation 4 Standard Stack (Per CPU) 3Yr S&S | 4319
7S06CTOFWW | S32S | Lenovo Provided Add on to (VMware vSphere 7 and VMware NSX) to complete VMware Cloud Foundation 4 Standard Stack (Per CPU) 5Yr S&S | 7189
7S06CTOFWW | S32T | Add on to (VMware vSphere 7 and VMware NSX) to complete VMware Cloud Foundation 4 Starter Stack (Per CPU) License | 10399
7S06CTOFWW | S32U | Lenovo Provided Add on to (VMware vSphere 7 and VMware NSX) to complete VMware Cloud Foundation 4 Starter Stack (Per CPU) 1Yr S&S | 2999
7S06CTOFWW | S32V | Lenovo Provided Add on to (VMware vSphere 7 and VMware NSX) to complete VMware Cloud Foundation 4 Starter Stack (Per CPU) 3Yr S&S | 7949
7S06CTOFWW | S32W | Lenovo Provided Add on to (VMware vSphere 7 and VMware NSX) to complete VMware Cloud Foundation 4 Starter Stack (Per CPU) 5Yr S&S | 13239
7S06CTOFWW | S32X | VMware Cloud Foundation for VDI: SDDC Manager and NSX DC ADV o Horizon ENT 10 pack (per CCU) License | 1409
7S06CTOFWW | S32Y | Lenovo Provided VMware Cloud Foundation for VDI: SDDC Manager and NSX DC ADV o Horizon ENT 10 pack (per CCU) 1Yr S&S | 419
7S06CTOFWW | S32Z | Lenovo Provided VMware Cloud Foundation for VDI: SDDC Manager and NSX DC ADV o Horizon ENT 10 pack (per CCU) 3Yr S&S | 1109
7S06CTOFWW | S330 | Lenovo Provided VMware Cloud Foundation for VDI: SDDC Manager and NSX DC ADV o Horizon ENT 10 pack (per CCU) 5Yr S&S | 1849
7S06CTOFWW | S331 | VMware Cloud Foundation for VDI: SDDC Manager and NSX DC ADV o Horizon ENT 100 pack (per CCU) License | 14089
7S06CTOFWW | S332 | Lenovo Provided VMware Cloud Foundation for VDI: SDDC Manager and NSX DC ADV o Horizon ENT 100 pack (per CCU) 1Yr S&S | 4039
7S06CTOFWW | S333 | Lenovo Provided VMware Cloud Foundation for VDI: SDDC Manager and NSX DC ADV o Horizon ENT 100 pack (per CCU) 3Yr S&S | 10679
7S06CTOFWW | S334 | Lenovo Provided VMware Cloud Foundation for VDI: SDDC Manager and NSX DC ADV o Horizon ENT 100 pack (per CCU) 5Yr S&S | 17809
7S06CTOFWW | S335 | Add on to (VMware vSphere 7 and vRealize Suite 2019) to complete VMware Cloud Foundation 4 Advanced Stack (Per CPU) License | 11699
7S06CTOFWW | S336 | Lenovo Provided Add on to (VMware vSphere 7 and vRealize Suite 2019) to complete VMware Cloud Foundation 4 Advanced Stack (Per CPU) 1Yr S&S | 3569
7S06CTOFWW | S337 | Lenovo Provided Add on to (VMware vSphere 7 and vRealize Suite 2019) to complete VMware Cloud Foundation 4 Advanced Stack (Per CPU) 3Yr S&S | 9459
7S06CTOFWW | S338 | Lenovo Provided Add on to (VMware vSphere 7 and vRealize Suite 2019) to complete VMware Cloud Foundation 4 Advanced Stack (Per CPU) 5Yr S&S | 15769
7S06CTOFWW | S339 | Add on to (VMware vSphere 7 and vRealize Suite 2019) to complete VMware Cloud Foundation 4 Advanced Stack for External Storage (Per CPU) License | 9599
7S06CTOFWW | S33A | Lenovo Provided Add on to (VMware vSphere 7 and vRealize Suite 2019) to complete VMware Cloud Foundation 4 Advanced Stack for External Storage (Per CPU) 1Yr S&S | 2769
7S06CTOFWW | S33B | Lenovo Provided Add on to (VMware vSphere 7 and vRealize Suite 2019) to complete VMware Cloud Foundation 4 Advanced Stack for External Storage (Per CPU) 3Yr S&S | 7349
7S06CTOFWW | S33C | Lenovo Provided Add on to (VMware vSphere 7 and vRealize Suite 2019) to complete VMware Cloud Foundation 4 Advanced Stack for External Storage (Per CPU) 5Yr S&S | 12259
7S06CTOFWW | S33D | Add on to (VMware vSphere 7 and vRealize Suite 2019) to complete VMware Cloud Foundation 4 Enterprise Stack (Per CPU) License | 15499
7S06CTOFWW | S33E | Lenovo Provided Add on to (VMware vSphere 7 and vRealize Suite 2019) to complete VMware Cloud Foundation 4 Enterprise Stack (Per CPU) 1Yr S&S | 4749
7S06CTOFWW | S33F | Lenovo Provided Add on to (VMware vSphere 7 and vRealize Suite 2019) to complete VMware Cloud Foundation 4 Enterprise Stack (Per CPU) 3Yr S&S | 12569
7S06CTOFWW | S33G | Lenovo Provided Add on to (VMware vSphere 7 and vRealize Suite 2019) to complete VMware Cloud Foundation 4 Enterprise Stack (Per CPU) 5Yr S&S | 20949
7S06CTOFWW | S33H | Add on to (VMware vSphere 7 and vRealize Suite 2019) to complete VMware Cloud Foundation 4 Enterprise Stack for External Storage (Per CPU) License | 11999
7S06CTOFWW | S33J | Lenovo Provided Add on to (VMware vSphere 7 and vRealize Suite 2019) to complete VMware Cloud Foundation 4 Enterprise Stack for External Storage (Per CPU) 1Yr S&S | 3449
7S06CTOFWW | S33K | Lenovo Provided Add on to (VMware vSphere 7 and vRealize Suite 2019) to complete VMware Cloud Foundation 4 Enterprise Stack for External Storage (Per CPU) 3Yr S&S | 9129
7S06CTOFWW | S33L | Lenovo Provided Add on to (VMware vSphere 7 and vRealize Suite 2019) to complete VMware Cloud Foundation 4 Enterprise Stack for External Storage (Per CPU) 5Yr S&S | 15219
7S06CTOFWW | S33M | Add on to (VMware vSphere 7 and vRealize Suite 2019) to complete VMware Cloud Foundation 4 Starter Stack (Per CPU) License | 11699
7S06CTOFWW | S33N | Lenovo Provided Add on to (VMware vSphere 7 and vRealize Suite 2019) to complete VMware Cloud Foundation 4 Starter Stack (Per CPU) 1Yr S&S | 3569
7S06CTOFWW | S33P | Lenovo Provided Add on to (VMware vSphere 7 and vRealize Suite 2019) to complete VMware Cloud Foundation 4 Starter Stack (Per CPU) 3Yr S&S | 9459
7S06CTOFWW | S33Q | Lenovo Provided Add on to (VMware vSphere 7 and vRealize Suite 2019) to complete VMware Cloud Foundation 4 Starter Stack (Per CPU) 5Yr S&S | 15769
7S06CTOFWW | S33R | VMware Cloud Foundation for VDI: SDDC Manager and NSX DC ENT+ o Horizon ENT 10 pack (Per CCU) License | 2009
7S06CTOFWW | S33S | Lenovo Provided VMware Cloud Foundation for VDI: SDDC Manager and NSX DC ENT+ o Horizon ENT 10 pack (Per CCU) 1Yr S&S | 609
7S06CTOFWW | S33T | Lenovo Provided VMware Cloud Foundation for VDI: SDDC Manager and NSX DC ENT+ o Horizon ENT 10 pack (Per CCU) 3Yr S&S | 1609
7S06CTOFWW | S33U | Lenovo Provided VMware Cloud Foundation for VDI: SDDC Manager and NSX DC ENT+ o Horizon ENT 10 pack (Per CCU) 5Yr S&S | 2689
7S06CTOFWW | S33V | VMware Cloud Foundation for VDI: SDDC Manager and NSX DC ENT+ o Horizon ENT 100 pack (Per CCU) License | 20089
7S06CTOFWW | S33W | Lenovo Provided VMware Cloud Foundation for VDI: SDDC Manager and NSX DC ENT+ o Horizon ENT 100 pack (Per CCU) 1Yr S&S | 5719
7S06CTOFWW | S33X | Lenovo Provided VMware Cloud Foundation for VDI: SDDC Manager and NSX DC ENT+ o Horizon ENT 100 pack (Per CCU) 3Yr S&S | 15129
7S06CTOFWW | S33Y | Lenovo Provided VMware Cloud Foundation for VDI: SDDC Manager and NSX DC ENT+ o Horizon ENT 100 pack (Per CCU) 5Yr S&S | 25219
7S06CTOFWW | S33Z | Add on to (VMware vSphere 7, VMware NSX, and vRealize Suite 2019) to complete VMware Cloud Foundation 4 Advanced Stack (Per CPU) License | 6949
7S06CTOFWW | S340 | Lenovo Provided Add on to (VMware vSphere 7, VMware NSX, and vRealize Suite 2019) to complete VMware Cloud Foundation 4 Advanced Stack (Per CPU) 1Yr S&S | 2029
7S06CTOFWW | S341 | Lenovo Provided Add on to (VMware vSphere 7, VMware NSX, and vRealize Suite 2019) to complete VMware Cloud Foundation 4 Advanced Stack (Per CPU) 3Yr S&S | 5389
7S06CTOFWW | S342 | Lenovo Provided Add on to (VMware vSphere 7, VMware NSX, and vRealize Suite 2019) to complete VMware Cloud Foundation 4 Advanced Stack (Per CPU) 5Yr S&S | 8989
7S06CTOFWW | S343 | Add on to (VMware vSphere 7, VMware NSX, and vRealize Suite 2019) to complete VMware Cloud Foundation 4 Advanced Stack for External Storage (Per CPU) License | 4399
7S06CTOFWW | S344 | Lenovo Provided Add on to (VMware vSphere 7, VMware NSX, and vRealize Suite 2019) to complete VMware Cloud Foundation 4 Advanced Stack for External Storage (Per CPU) 1Yr S&S | 1319
7S06CTOFWW | S345 | Lenovo Provided Add on to (VMware vSphere 7, VMware NSX, and vRealize Suite 2019) to complete VMware Cloud Foundation 4 Advanced Stack for External Storage (Per CPU) 3Yr S&S | 3499
7S06CTOFWW | S346 | Lenovo Provided Add on to (VMware vSphere 7, VMware NSX, and vRealize Suite 2019) to complete VMware Cloud Foundation 4 Advanced Stack for External Storage (Per CPU) 5Yr S&S | 5839
7S06CTOFWW | S347 | Lenovo Provided Add on to (VMware vSphere 7, VMware NSX, and vRealize Suite 2019) to complete VMware Cloud Foundation 4 Enterprise Stack (Per CPU) 3Yr S&S | 6109
7S06CTOFWW | S348 | Add on to (VMware vSphere 7, VMware NSX, and vRealize Suite 2019) to complete VMware Cloud Foundation 4 Enterprise Stack (Per CPU) License | 8139
7S06CTOFWW | S349 | Lenovo Provided Add on to (VMware vSphere 7, VMware NSX, and vRealize Suite 2019) to complete VMware Cloud Foundation 4 Enterprise Stack (Per CPU) 1Yr S&S | 2529
7S06CTOFWW | S34A | Lenovo Provided Add on to (VMware vSphere 7, VMware NSX, and vRealize Suite 2019) to complete VMware Cloud Foundation 4 Enterprise Stack (Per CPU) 5Yr S&S | 10459
7S06CTOFWW | S34B | Add on to (VMware vSphere 7, VMware NSX, and vRealize Suite 2019) to complete VMware Cloud Foundation 4 Enterprise Stack for External Storage (Per CPU) License | 4049
7S06CTOFWW | S34C | Lenovo Provided Add on to (VMware vSphere 7, VMware NSX, and vRealize Suite 2019) to complete VMware Cloud Foundation 4 Enterprise Stack for External Storage (Per CPU) 1Yr S&S | 1219
7S06CTOFWW | S34D | Lenovo Provided Add on to (VMware vSphere 7, VMware NSX, and vRealize Suite 2019) to complete VMware Cloud Foundation 4 Enterprise Stack for External Storage (Per CPU) 3Yr S&S | 3249
7S06CTOFWW | S34E | Lenovo Provided Add on to (VMware vSphere 7, VMware NSX, and vRealize Suite 2019) to complete VMware Cloud Foundation 4 Enterprise Stack for External Storage (Per CPU) 5Yr S&S | 5409
7S06CTOFWW | S34F | Add on to (VMware vSphere 7, VMware NSX, and vRealize Suite 2019) to complete VMware Cloud Foundation 4 Starter Stack (Per CPU) License | 6949
7S06CTOFWW | S34G | Lenovo Provided Add on to (VMware vSphere 7, VMware NSX, and vRealize Suite 2019) to complete VMware Cloud Foundation 4 Starter Stack (Per CPU) 1Yr S&S | 2029
7S06CTOFWW | S34H | Lenovo Provided Add on to (VMware vSphere 7, VMware NSX, and vRealize Suite 2019) to complete VMware Cloud Foundation 4 Starter Stack (Per CPU) 3Yr S&S | 5389
7S06CTOFWW | S34J | Lenovo Provided Add on to (VMware vSphere 7, VMware NSX, and vRealize Suite 2019) to complete VMware Cloud Foundation 4 Starter Stack (Per CPU) 5Yr S&S | 8989
7S06CTOFWW | S4Y4 | VMware Cloud Foundation for VDI: SDDC Manager and NSX DC ADV and vSAN ADV w/o Horizon ENT 10 pack (Per CCU) License | 1489
7S06CTOFWW | S4Y5 | Lenovo Provided VMware Cloud Foundation for VDI: SDDC Manager and NSX DC ADV and vSAN ADV w/o Horizon ENT 10 pack (Per CCU) 1Yr S&S | 679
7S06CTOFWW | S4Y6 | Lenovo Provided VMware Cloud Foundation for VDI: SDDC Manager and NSX DC ADV and vSAN ADV w/o Horizon ENT 10 pack (Per CCU) 3Yr S&S | 1799
7S06CTOFWW | S4Y7 | Lenovo Provided VMware Cloud Foundation for VDI: SDDC Manager and NSX DC ADV and vSAN ADV w/o Horizon ENT 10 pack (Per CCU) 5Yr S&S | 3009
7S06CTOFWW | S4Y8 | VMware Cloud Foundation for VDI: SDDC Manager and NSX DC ADV and vSAN ADV w/o Horizon ENT 100 pack (Per CCU) License | 14899
7S06CTOFWW | S4Y9 | Lenovo Provided VMware Cloud Foundation for VDI: SDDC Manager and NSX DC ADV and vSAN ADV w/o Horizon ENT 100 pack (Per CCU) 1Yr S&S | 6829
7S06CTOFWW | S4YA | Lenovo Provided VMware Cloud Foundation for VDI: SDDC Manager and NSX DC ADV and vSAN ADV w/o Horizon ENT 100 pack (Per CCU) 3Yr S&S | 18029
7S06CTOFWW | S4YB | Lenovo Provided VMware Cloud Foundation for VDI: SDDC Manager and NSX DC ADV and vSAN ADV w/o Horizon ENT 100 pack (Per CCU) 5Yr S&S | 30049
7S06CTOFWW | S4YC | VMware Cloud Foundation for VDI: SDDC Manager and NSX DC EPL and vSAN ENT w/o Horizon ENT 10 pack (Per CCU) License | 2029
7S06CTOFWW | S4YD | Lenovo Provided VMware Cloud Foundation for VDI: SDDC Manager and NSX DC EPL and vSAN ENT w/o Horizon ENT 10 pack (Per CCU) 1Yr S&S | 929
7S06CTOFWW | S4YE | Lenovo Provided VMware Cloud Foundation for VDI: SDDC Manager and NSX DC EPL and vSAN ENT w/o Horizon ENT 10 pack (Per CCU) 3Yr S&S | 2449
7S06CTOFWW | S4YF | Lenovo Provided VMware Cloud Foundation for VDI: SDDC Manager and NSX DC EPL and vSAN ENT w/o Horizon ENT 10 pack (Per CCU) 5Yr S&S | 4089
7S06CTOFWW | S4YG | VMware Cloud Foundation for VDI: SDDC Manager and NSX DC EPL and vSAN ENT w/o Horizon ENT 100 pack (Per CCU) License | 20259
7S06CTOFWW | S4YH | Lenovo Provided VMware Cloud Foundation for VDI: SDDC Manager and NSX DC EPL and vSAN ENT w/o Horizon ENT 100 pack (Per CCU) 1Yr S&S | 9279
7S06CTOFWW | S4YJ | Lenovo Provided VMware Cloud Foundation for VDI: SDDC Manager and NSX DC EPL and vSAN ENT w/o Horizon ENT 100 pack (Per CCU) 3Yr S&S | 24509
7S06CTOFWW | S4YK | Lenovo Provided VMware Cloud Foundation for VDI: SDDC Manager and NSX DC EPL and vSAN ENT w/o Horizon ENT 100 pack (Per CCU) 5Yr S&S | 40849
7S06CTOFWW | S5M6 | VMware Provided VMware Cloud Foundation for VDI: SDDC Manager and NSX DC ADV and vSAN ADV w/o Horizon ENT 10 pack (Per CCU) for 1Yr S&S | 639
7S06CTOFWW | S5M7 | VMware Provided VMware Cloud Foundation for VDI: SDDC Manager and NSX DC ADV and vSAN ADV w/o Horizon ENT 10 pack (Per CCU) for 3Yr S&S | 1699
7S06CTOFWW | S5M8 | VMware Provided VMware Cloud Foundation for VDI: SDDC Manager and NSX DC ADV and vSAN ADV w/o Horizon ENT 100 pack (Per CCU) for 1Yr S&S | 6439
7S06CTOFWW | S5M9 | VMware Provided VMware Cloud Foundation for VDI: SDDC Manager and NSX DC ADV and vSAN ADV w/o Horizon ENT 100 pack (Per CCU) for 3Yr S&S | 17009
7S06CTOFWW | S5MA | VMware Provided VMware Cloud Foundation for VDI: SDDC Manager and NSX DC EPL and vSAN ENT w/o Horizon ENT 10 pack (Per CCU) for 1Yr S&S | 879
7S06CTOFWW | S5MB | VMware Provided VMware Cloud Foundation for VDI: SDDC Manager and NSX DC EPL and vSAN ENT w/o Horizon ENT 10 pack (Per CCU) for 3Yr S&S | 2309
7S06CTOFWW | S5MC | VMware Provided VMware Cloud Foundation for VDI: SDDC Manager and NSX DC EPL and vSAN ENT w/o Horizon ENT 100 pack (Per CCU) for 1Yr S&S | 8759
7S06CTOFWW | S5MD | VMware Provided VMware Cloud Foundation for VDI: SDDC Manager and NSX DC EPL and vSAN ENT w/o Horizon ENT 100 pack (Per CCU) for 3Yr S&S | 23119
7S06CTOFWW | S5ME | VMware Provided VMware Cloud Foundation 4 Advanced (Per CPU) for 1Yr S&S | 6449
7S06CTOFWW | S5MF | VMware Provided VMware Cloud Foundation 4 Advanced (Per CPU) for 3Yr S&S | 17039
7S06CTOFWW | S5MG | VMware Provided VMware Cloud Foundation 4 Advanced for External Storage (Per CPU) for 1Yr S&S | 5779
7S06CTOFWW | S5MH | VMware Provided VMware Cloud Foundation 4 Advanced for External Storage (Per CPU) for 3Yr S&S | 15259
7S06CTOFWW | S5MJ | VMware Provided Add on to VMware vSphere 7 to complete VMware Cloud Foundation 4 Advanced Stack (Per CPU) for 1Yr S&S | 5499
7S06CTOFWW | S5MK | VMware Provided Add on to VMware vSphere 7 to complete VMware Cloud Foundation 4 Advanced Stack (Per CPU) for 3Yr S&S | 14529
7S06CTOFWW | S5ML | VMware Provided Add on to VMware vSphere 7 to complete VMware Cloud Foundation 4 Advanced Stack for External Storage (Per CPU) for 1Yr S&S | 4829
7S06CTOFWW | S5MM | VMware Provided Add on to VMware vSphere 7 to complete VMware Cloud Foundation 4 Advanced Stack for External Storage (Per CPU) for 3Yr S&S | 12739
7S06CTOFWW | S5MN | VMware Provided Add on to VMware vSphere 7 to complete VMware Cloud Foundation 4 Enterprise Stack (Per CPU) for 1Yr S&S | 6609
7S06CTOFWW | S5MP | VMware Provided Add on to VMware vSphere 7 to complete VMware Cloud Foundation 4 Enterprise Stack (Per CPU) for 3Yr S&S | 17459
7S06CTOFWW | S5MQ | VMware Provided Add on to VMware vSphere 7 to complete VMware Cloud Foundation 4 Enterprise Stack for External Storage (Per CPU) for 1Yr S&S | 5529
7S06CTOFWW | S5MR | VMware Provided Add on to VMware vSphere 7 to complete VMware Cloud Foundation 4 Enterprise Stack for External Storage (Per CPU) for 3Yr S&S | 14599
7S06CTOFWW | S5MS | VMware Provided Add on to VMware vSphere 7 to complete VMware Cloud Foundation 4 Standard Stack (Per CPU) for 1Yr S&S | 2949
7S06CTOFWW | S5MT | VMware Provided Add on to VMware vSphere 7 to complete VMware Cloud Foundation 4 Standard Stack (Per CPU) for 3Yr S&S | 7789
7S06CTOFWW | S5MU | VMware Provided Add on to VMware vSphere 7 to complete VMware Cloud Foundation 4 Standard Stack for External Storage (Per CPU) for 1Yr S&S | 2279
7S06CTOFWW | S5MV | VMware Provided Add on to VMware vSphere 7 to complete VMware Cloud Foundation 4 Standard Stack for External Storage (Per CPU) for 3Yr S&S | 6009
7S06CTOFWW | S5MW | VMware Provided Add on to VMware vSphere 7 to complete VMware Cloud Foundation 4 Starter Stack (Per CPU) for 1Yr S&S | 4349
7S06CTOFWW | S5MX | VMware Provided Add on to VMware vSphere 7 to complete VMware Cloud Foundation 4 Starter Stack (Per CPU) for 3Yr S&S | 11489
7S06CTOFWW | S5MY | VMware Provided VMware Cloud Foundation for VDI: SDDC Manager, NSX DC ADV, vSAN ADV, and Horizon ENT 10 pack (Per CCU) for 1Yr S&S | 2209
7S06CTOFWW | S5MZ | VMware Provided VMware Cloud Foundation for VDI: SDDC Manager, NSX DC ADV, vSAN ADV, and Horizon ENT 10 pack (Per CCU) for 3Yr S&S | 5839
7S06CTOFWW | S5N0 | VMware Provided VMware Cloud Foundation for VDI: SDDC Manager, NSX DC ADV, vSAN ADV, and Horizon ENT 100 pack (Per CCU) for 1Yr S&S | 22129
7S06CTOFWW | S5N1 | VMware Provided VMware Cloud Foundation for VDI: SDDC Manager, NSX DC ADV, vSAN ADV, and Horizon ENT 100 pack (Per CCU) for 3Yr S&S | 58419
7S06CTOFWW | S5N2 | VMware Provided Add on to (VMware vSphere 7 and VMware NSX) to complete VMware Cloud Foundation 4 Advanced Stack (Per CPU) for 1Yr S&S | 4049
7S06CTOFWW | S5N3 | VMware Provided Add on to (VMware vSphere 7 and VMware NSX) to complete VMware Cloud Foundation 4 Advanced Stack (Per CPU) for 3Yr S&S | 10689
7S06CTOFWW | S5N4 | VMware Provided Add on to (VMware vSphere 7 and VMware NSX) to complete VMware Cloud Foundation 4 Advanced Stack for External Storage (Per CPU) for 1Yr S&S | 3369
7S06CTOFWW | S5N5 | VMware Provided Add on to (VMware vSphere 7 and VMware NSX) to complete VMware Cloud Foundation 4 Advanced Stack for External Storage (Per CPU) for 3Yr S&S | 8899
7S06CTOFWW | S5N6 | VMware Provided Add on to (VMware vSphere 7 and VMware NSX) to complete VMware Cloud Foundation 4 Enterprise Stack (Per CPU) for 1Yr S&S | 4359
7S06CTOFWW | S5N7 | VMware Provided Add on to (VMware vSphere 7 and VMware NSX) to complete VMware Cloud Foundation 4 Enterprise Stack (Per CPU) for 3Yr S&S | 11519
7S06CTOFWW | S5N8 | VMware Provided Add on to (VMware vSphere 7 and VMware NSX) to complete VMware Cloud Foundation 4 Enterprise Stack for External Storage (Per CPU) for 1Yr S&S | 3279
7S06CTOFWW | S5N9 | VMware Provided Add on to (VMware vSphere 7 and VMware NSX) to complete VMware Cloud Foundation 4 Enterprise Stack for External Storage (Per CPU) for 3Yr S&S | 8659
7S06CTOFWW | S5NA | VMware Provided Add on to (VMware vSphere 7 and VMware NSX) to complete VMware Cloud Foundation 4 Standard Stack (Per CPU) for 1Yr S&S | 1499
7S06CTOFWW | S5NB | VMware Provided Add on to (VMware vSphere 7 and VMware NSX) to complete VMware Cloud Foundation 4 Standard Stack (Per CPU) for 3Yr S&S | 3949
7S06CTOFWW | S5NC | VMware Provided Add on to (VMware vSphere 7 and VMware NSX) to complete VMware Cloud Foundation 4 Starter Stack (Per CPU) for 1Yr S&S | 2899
7S06CTOFWW | S5ND | VMware Provided Add on to (VMware vSphere 7 and VMware NSX) to complete VMware Cloud Foundation 4 Starter Stack (Per CPU) for 3Yr S&S | 7649
7S06CTOFWW | S5NE | VMware Provided VMware Cloud Foundation for VDI: SDDC Manager and NSX DC ADV w/o Horizon ENT 10 pack (per CCU) for 1Yr S&S | 369
7S06CTOFWW | S5NF | VMware Provided VMware Cloud Foundation for VDI: SDDC Manager and NSX DC ADV w/o Horizon ENT 10 pack (per CCU) for 3Yr S&S | 989
7S06CTOFWW | S5NG | VMware Provided VMware Cloud Foundation for VDI: SDDC Manager and NSX DC ADV w/o Horizon ENT 100 pack (per CCU) for 1Yr S&S | 3729
7S06CTOFWW | S5NH | VMware Provided VMware Cloud Foundation for VDI: SDDC Manager and NSX DC ADV w/o Horizon ENT 100 pack (per CCU) for 3Yr S&S | 9849
7S06CTOFWW | S5NJ | VMware Provided Add on to (VMware vSphere 7 and vRealize Suite 2019) to complete VMware Cloud Foundation 4 Advanced Stack (Per CPU) for 1Yr S&S | 3289
7S06CTOFWW | S5NK | VMware Provided Add on to (VMware vSphere 7 and vRealize Suite 2019) to complete VMware Cloud Foundation 4 Advanced Stack (Per CPU) for 3Yr S&S | 8699
7S06CTOFWW | S5NL | VMware Provided Add on to (VMware vSphere 7 and vRealize Suite 2019) to complete VMware Cloud Foundation 4 Advanced Stack for External Storage (Per CPU) for 1Yr S&S | 2619
7S06CTOFWW | S5NM | VMware Provided Add on to (VMware vSphere 7 and vRealize Suite 2019) to complete VMware Cloud Foundation 4 Advanced Stack for External Storage (Per CPU) for 3Yr S&S | 6909
7S06CTOFWW | S5NN | VMware Provided Add on to (VMware vSphere 7 and vRealize Suite 2019) to complete VMware Cloud Foundation 4 Enterprise Stack (Per CPU) for 1Yr S&S | 4399
7S06CTOFWW | S5NP | VMware Provided Add on to (VMware vSphere 7 and vRealize Suite 2019) to complete VMware Cloud Foundation 4 Enterprise Stack (Per CPU) for 3Yr S&S | 11629
7S06CTOFWW | S5NQ | VMware Provided Add on to (VMware vSphere 7 and vRealize Suite 2019) to complete VMware Cloud Foundation 4 Enterprise Stack for External Storage (Per CPU) for 1Yr S&S | 3319
7S06CTOFWW | S5NR | VMware Provided Add on to (VMware vSphere 7 and vRealize Suite 2019) to complete VMware Cloud Foundation 4 Enterprise Stack for External Storage (Per CPU) for 3Yr S&S | 8769
7S06CTOFWW | S5NS | VMware Provided Add on to (VMware vSphere 7 and vRealize Suite 2019) to complete VMware Cloud Foundation 4 Starter Stack (Per CPU) for 1Yr S&S | 3289
7S06CTOFWW | S5NT | VMware Provided Add on to (VMware vSphere 7 and vRealize Suite 2019) to complete VMware Cloud Foundation 4 Starter Stack (Per CPU) for 3Yr S&S | 8699
7S06CTOFWW | S5NU | VMware Provided VMware Cloud Foundation for VDI: SDDC Manager and NSX DC ENT+ w/o Horizon ENT 10 pack (Per CCU) for 1Yr S&S | 529
7S06CTOFWW | S5NV | VMware Provided VMware Cloud Foundation for VDI: SDDC Manager and NSX DC ENT+ w/o Horizon ENT 10 pack (Per CCU) for 3Yr S&S | 1409
7S06CTOFWW | S5NW | VMware Provided VMware Cloud Foundation for VDI: SDDC Manager and NSX DC ENT+ w/o Horizon ENT 100 pack (Per CCU) for 1Yr S&S | 5319
7S06CTOFWW | S5NX | VMware Provided VMware Cloud Foundation for VDI: SDDC Manager and NSX DC ENT+ w/o Horizon ENT 100 pack (Per CCU) for 3Yr S&S | 14039
7S06CTOFWW | S5NY | VMware Provided Add on to (VMware vSphere 7, VMware NSX, and vRealize Suite 2019) to complete VMware Cloud Foundation 4 Advanced Stack (Per CPU) for 1Yr S&S | 1839
7S06CTOFWW | S5NZ | VMware Provided Add on to (VMware vSphere 7, VMware NSX, and vRealize Suite 2019) to complete VMware Cloud Foundation 4 Advanced Stack (Per CPU) for 3Yr S&S | 4859
7S06CTOFWW | S5P0 | VMware Provided Add on to (VMware vSphere 7, VMware NSX, and vRealize Suite 2019) to complete VMware Cloud Foundation 4 Advanced Stack for External Storage (Per CPU) for 1Yr S&S | 1159
7S06CTOFWW | S5P1 | VMware Provided Add on to (VMware vSphere 7, VMware NSX, and vRealize Suite 2019) to complete VMware Cloud Foundation 4 Advanced Stack for External Storage (Per CPU) for 3Yr S&S | 3069
7S06CTOFWW | S5P2 | VMware Provided Add on to (VMware vSphere 7, VMware NSX, and vRealize Suite 2019) to complete VMware Cloud Foundation 4 Enterprise Stack (Per CPU) for 3Yr S&S | 5689
7S06CTOFWW | S5P3 | VMware Provided Add on to (VMware vSphere 7, VMware NSX, and vRealize Suite 2019) to complete VMware Cloud Foundation 4 Enterprise Stack (Per CPU) for 1Yr S&S | 2159
7S06CTOFWW | S5P4 | VMware Provided Add on to (VMware vSphere 7, VMware NSX, and vRealize Suite 2019) to complete VMware Cloud Foundation 4 Enterprise Stack for External Storage (Per CPU) for 1Yr S&S | 1069
7S06CTOFWW | S5P5 | VMware Provided Add on to (VMware vSphere 7, VMware NSX, and vRealize Suite 2019) to complete VMware Cloud Foundation 4 Enterprise Stack for External Storage (Per CPU) for 3Yr S&S | 2829
7S06CTOFWW | S5P6 | VMware Provided Add on to (VMware vSphere 7, VMware NSX, and vRealize Suite 2019) to complete VMware Cloud Foundation 4 Starter Stack (Per CPU) for 1Yr S&S | 1839
7S06CTOFWW | S5P7 | VMware Provided Add on to (VMware vSphere 7, VMware NSX, and vRealize Suite 2019) to complete VMware Cloud Foundation 4 Starter Stack (Per CPU) for 3Yr S&S | 4859
7S06CTOFWW | S5P8 | VMware Provided VMware Cloud Foundation 4 Enterprise (Per CPU) for 1Yr S&S | 7569
7S06CTOFWW | S5P9 | VMware Provided VMware Cloud Foundation 4 Enterprise (Per CPU) for 3Yr S&S | 19969
7S06CTOFWW | S5PA | VMware Provided VMware Cloud Foundation 4 Enterprise for External Storage (Per CPU) for 1Yr S&S | 6479
7S06CTOFWW | S5PB | VMware Provided VMware Cloud Foundation 4 Enterprise for External Storage (Per CPU) for 3Yr S&S | 17109
7S06CTOFWW | S5PC | VMware Provided VMware SDDC Manager 4 for Desktop 10 pack (Per CCU) for 1Yr S&S | 89
7S06CTOFWW | S5PD | VMware Provided VMware SDDC Manager 4 for Desktop 10 pack (Per CCU) for 3Yr S&S | 219
7S06CTOFWW | S5PE | VMware Provided VMware SDDC Manager 4 for Desktop 100 pack (Per CCU) for 1Yr S&S | 819
7S06CTOFWW | S5PF | VMware Provided VMware SDDC Manager 4 for Desktop 100 pack (Per CCU) for 3Yr S&S | 2159
7S06CTOFWW | S5PG | VMware Provided VMware SDDC Manager 4 for vSAN (Per CPU) for 1Yr S&S | 409
7S06CTOFWW | S5PH | VMware Provided VMware SDDC Manager 4 for vSAN (Per CPU) for 3Yr S&S | 1069
7S06CTOFWW | S5PJ | VMware Provided VMware SDDC Manager 4 (Per CPU) for 1Yr S&S | 819
7S06CTOFWW | S5PK | VMware Provided VMware SDDC Manager 4 (Per CPU) for 3Yr S&S | 2169
7S06CTOFWW | S5PL | VMware Provided VMware Cloud Foundation 4 Standard (Per CPU) for 1Yr S&S | 3899
7S06CTOFWW | S5PM | VMware Provided VMware Cloud Foundation 4 Standard (Per CPU) for 3Yr S&S | 10299
7S06CTOFWW | S5PN | VMware Provided VMware Cloud Foundation 4 Standard for External Storage (Per CPU) for 1Yr S&S | 3229
7S06CTOFWW | S5PP | VMware Provided VMware Cloud Foundation 4 Standard for External Storage (Per CPU) for 3Yr S&S | 8519
7S06CTOFWW | S5PQ | VMware Provided VMware Cloud Foundation 4 Starter (Per CPU) for 1Yr S&S | 5299
7S06CTOFWW | S5PR | VMware Provided VMware Cloud Foundation 4 Starter (Per CPU) for 3Yr S&S | 13999
7S06CTOGWW | S2QY | VMware NSX Data Center Standard per Processor License | 1999
7S06CTOGWW | S2QZ | Lenovo Provided VMware NSX Data Center Standard per Processor 1Yr S&S | 599
7S06CTOGWW | S2R0 | Lenovo Provided VMware NSX Data Center Standard per Processor 3Yr S&S | 1599
7S06CTOGWW | S2R1 | Lenovo Provided VMware NSX Data Center Standard per Processor 5Yr S&S | 2669
7S06CTOGWW | S2R2 | VMware NSX Data Center Professional per Processor License | 3999
7S06CTOGWW | S2R3 | Lenovo Provided VMware NSX Data Center Professional per Processor 1Yr S&S | 1199
7S06CTOGWW | S2R4 | Lenovo Provided VMware NSX Data Center Professional per Processor 3Yr S&S | 3209
7S06CTOGWW | S2R5 | Lenovo Provided VMware NSX Data Center Professional per Processor 5Yr S&S | 5339
7S06CTOGWW | S2R6 | VMware NSX Data Center Advanced per Processor License | 5499
7S06CTOGWW | S2R7 | Lenovo Provided VMware NSX Data Center Advanced per Processor 1Yr S&S | 1619
7S06CTOGWW | S2R8 | Lenovo Provided VMware NSX Data Center Advanced per Processor 3Yr S&S | 4319
7S06CTOGWW | S2R9 | Lenovo Provided VMware NSX Data Center Advanced per Processor 5Yr S&S | 7189
7S06CTOGWW | S2RA | VMware NSX Data Center Enterprise Plus per Processor License | 8499
7S06CTOGWW | S2RB | Lenovo Provided VMware NSX Data Center Enterprise Plus per Processor 1Yr S&S | 2469
7S06CTOGWW | S2RC | Lenovo Provided VMware NSX Data Center Enterprise Plus per Processor 3Yr S&S | 6539
7S06CTOGWW | S2RD | Lenovo Provided VMware NSX Data Center Enterprise Plus per Processor 5Yr S&S | 10899
7S06CTOGWW | S2RE | NSX Data Center Acceleration Kit for 6 processors License | 23999
7S06CTOGWW | S2RF | Lenovo Provided NSX Data Center Acceleration Kit for 6 processors 1Yr S&S | 8989
7S06CTOGWW | S2RG | Lenovo Provided NSX Data Center Acceleration Kit for 6 processors 3Yr S&S | 23759
7S06CTOGWW | S2RH | Lenovo Provided NSX Data Center Acceleration Kit for 6 processors 5Yr S&S | 39599
7S06CTOGWW | S2RJ | VMware NSX Data Center Advanced for Desktop: 10 Pack (CCU) License | 1099
7S06CTOGWW | S2RK | Lenovo Provided VMware NSX Data Center Advanced for Desktop: 10 Pack (CCU) 1Yr S&S | 329
7S06CTOGWW | S2RL | Lenovo Provided VMware NSX Data Center Advanced for Desktop: 10 Pack (CCU) 3Yr S&S | 879
7S06CTOGWW | S2RM | Lenovo Provided VMware NSX Data Center Advanced for Desktop: 10 Pack (CCU) 5Yr S&S | 1459
7S06CTOGWW | S2RN | VMware NSX Data Center Advanced for Desktop: 100 Pack (CCU) License | 10999
7S06CTOGWW | S2RP | Lenovo Provided VMware NSX Data Center Advanced for Desktop: 100 Pack (CCU) 1Yr S&S | 3169
7S06CTOGWW | S2RQ | Lenovo Provided VMware NSX Data Center Advanced for Desktop: 100 Pack (CCU) 3Yr S&S | 8389
7S06CTOGWW | S2RR | Lenovo Provided VMware NSX Data Center Advanced for Desktop: 100 Pack (CCU) 5Yr S&S | 13989
7S06CTOGWW | S2RS | VMware NSX Data Center Enterprise Plus for Desktop: 10 Pack (CCU) License | 1699
7S06CTOGWW | S2RT | Lenovo Provided VMware NSX Data Center Enterprise Plus for Desktop: 10 Pack (CCU) 1Yr S&S | 519
7S06CTOGWW | S2RU | Lenovo Provided VMware NSX Data Center Enterprise Plus for Desktop: 10 Pack (CCU) 3Yr S&S | 1379
7S06CTOGWW | S2RV | Lenovo Provided VMware NSX Data Center Enterprise Plus for Desktop: 10 Pack (CCU) 5Yr S&S | 2299
7S06CTOGWW | S2RW | VMware NSX Data Center Enterprise Plus for Desktop: 100 Pack (CCU) License | 16999
7S06CTOGWW | S2RX | Lenovo Provided VMware NSX Data Center Enterprise Plus for Desktop: 100 Pack (CCU) 1Yr S&S | 4849
7S06CTOGWW | S2RY | Lenovo Provided VMware NSX Data Center Enterprise Plus for Desktop: 100 Pack (CCU) 3Yr S&S | 12839
7S06CTOGWW | S2RZ | Lenovo Provided VMware NSX Data Center Enterprise Plus for Desktop: 100 Pack (CCU) 5Yr S&S | 21399
7S06CTOGWW | S2S0 | VMware NSX Data Center for Remote Office Branch Office (25 VM) License | 15249
7S06CTOGWW | S2S1 | Lenovo Provided VMware NSX Data Center for Remote Office Branch Office (25 VM) 1Yr S&S | 4359
7S06CTOGWW | S2S3 | Lenovo Provided VMware NSX Data Center for Remote Office Branch Office (25 VM) 3Yr S&S | 11539
7S06CTOGWW | S2S4 | Lenovo Provided VMware NSX Data Center for Remote Office Branch Office (25 VM) 5Yr S&S | 19239
7S06CTOGWW | S5GM | VMWare vRealize Network Insight 6 Enterprise add-on to VMware NSX Data Center Enterprise Plus for Desktop: 10 Pack (CCU) License | 119
7S06CTOGWW | S5GN | Lenovo Provided VMWare vRealize Network Insight 6 Enterprise add-on to VMware NSX Data Center Enterprise Plus for Desktop: 10 Pack (CCU) 1Yr S&S | 49
7S06CTOGWW | S5GP | Lenovo Provided VMWare vRealize Network Insight 6 Enterprise add-on to VMware NSX Data Center Enterprise Plus for Desktop: 10 Pack (CCU) 3Yr S&S | 139
7S06CTOGWW | S5GQ | Lenovo Provided VMWare vRealize Network Insight 6 Enterprise add-on to VMware NSX Data Center Enterprise Plus for Desktop: 10 Pack (CCU) 5Yr S&S | 239
7S06CTOGWW | S5GR | VMWare vRealize Network Insight 6 Enterprise add-on to VMware NSX Data Center Enterprise Plus for Desktop: 100 Pack (CCU) License | 1159
7S06CTOGWW | S5GS | Lenovo Provided VMWare vRealize Network Insight 6 Enterprise add-on to VMware NSX Data Center Enterprise Plus for Desktop: 100 Pack (CCU) 1Yr S&S | 529
7S06CTOGWW | S5GT | Lenovo Provided VMWare vRealize Network Insight 6 Enterprise add-on to VMware NSX Data Center Enterprise Plus for Desktop: 100 Pack (CCU) 3Yr S&S | 1409
7S06CTOGWW | S5GU | Lenovo Provided VMWare vRealize Network Insight 6 Enterprise add-on to VMware NSX Data Center Enterprise Plus for Desktop: 100 Pack (CCU) 5Yr S&S | 2349
7S06CTOGWW | S5GV | VMWare vRealize Network Insight 6 Enterprise Add-on to VMware NSX Data Center Enterprise Plus (Per Processor) License | 579
7S06CTOGWW | S5GW | Lenovo Provided VMWare vRealize Network Insight 6 Enterprise Add-on to VMware NSX Data Center Enterprise Plus (Per Processor) 1Yr S&S | 269
7S06CTOGWW | S5GX | Lenovo Provided VMWare vRealize Network Insight 6 Enterprise Add-on to VMware NSX Data Center Enterprise Plus (Per Processor) 3Yr S&S | 709
7S06CTOGWW | S5GY | Lenovo Provided VMWare vRealize Network Insight 6 Enterprise Add-on to VMware NSX Data Center Enterprise Plus (Per Processor) 5Yr S&S | 1179
7S06CTOGWW | S5TW | VMware Provided VMWare vRealize Network Insight 6 Enterprise add-on to VMware NSX Data Center Enterprise Plus for Desktop: 10 Pack (CCU) for 1Yr S&S | 89
7S06CTOGWW | S5TX | VMware Provided VMWare vRealize Network Insight 6 Enterprise add-on to VMware NSX Data Center Enterprise Plus for Desktop: 10 Pack (CCU) for 3Yr S&S | 219
7S06CTOGWW | S5TY | VMware Provided VMWare vRealize Network Insight 6 Enterprise add-on to VMware NSX Data Center Enterprise Plus for Desktop: 100 Pack (CCU) for 1Yr S&S | 849
7S06CTOGWW | S5TZ | VMware Provided VMWare vRealize Network Insight 6 Enterprise add-on to VMware NSX Data Center Enterprise Plus for Desktop: 100 Pack (CCU) for 3Yr S&S | 2239
7S06CTOGWW | S5U0 | VMware Provided VMWare vRealize Network Insight 6 Enterprise Add-on to VMware NSX Data Center Enterprise Plus (Per Processor) for 1Yr S&S | 419
7S06CTOGWW | S5U1 | VMware Provided VMWare vRealize Network Insight 6 Enterprise Add-on to VMware NSX Data Center Enterprise Plus (Per Processor) for 3Yr S&S | 1119
7S06CTOGWW | S5U4 | VMware Provided VMware NSX Data Center Standard per Processor for 1Yr S&S | 529
7S06CTOGWW | S5U5 | VMware Provided VMware NSX Data Center Standard per Processor for 3Yr S&S | 1389
7S06CTOGWW | S5U6 | VMware Provided VMware NSX Data Center Professional per Processor for 1Yr S&S | 1059
7S06CTOGWW | S5U7 | VMware Provided VMware NSX Data Center Professional per Processor for 3Yr S&S | 2789
7S06CTOGWW | S5U8 | VMware Provided VMware NSX Data Center Advanced per Processor for 1Yr S&S | 1449
7S06CTOGWW | S5U9 | VMware Provided VMware NSX Data Center Advanced per Processor for 3Yr S&S | 3839
7S06CTOGWW | S5UA | VMware Provided VMware NSX Data Center Enterprise Plus per Processor for 1Yr S&S | 2249
7S06CTOGWW | S5UB | VMware Provided VMware NSX Data Center Enterprise Plus per Processor for 3Yr S&S | 5939
7S06CTOGWW | S5UC | VMware Provided NSX Data Center Acceleration Kit for 6 processors for 1Yr S&S | 8399
7S06CTOGWW | S5UD | VMware Provided NSX Data Center Acceleration Kit for 6 processors for 3Yr S&S | 22179
7S06CTOGWW | S5UE | VMware Provided VMware NSX Data Center Advanced for Desktop: 10 Pack (CCU) for 1Yr S&S | 289
7S06CTOGWW | S5UF | VMware Provided VMware NSX Data Center Advanced for Desktop: 10 Pack (CCU) for 3Yr S&S | 769
7S06CTOGWW | S5UG | VMware Provided VMware NSX Data Center Advanced for Desktop: 100 Pack (CCU) for 1Yr S&S | 2909
7S06CTOGWW | S5UH | VMware Provided VMware NSX Data Center Advanced for Desktop: 100 Pack (CCU) for 3Yr S&S | 7689
7S06CTOGWW | S5UJ | VMware Provided VMware NSX Data Center Enterprise Plus for Desktop: 10 Pack (CCU) for 1Yr S&S | 449
7S06CTOGWW | S5UK | VMware Provided VMware NSX Data Center Enterprise Plus for Desktop: 10 Pack (CCU) for 3Yr S&S | 1189
7S06CTOGWW | S5UL | VMware Provided VMware NSX Data Center Enterprise Plus for Desktop: 100 Pack (CCU) for 1Yr S&S | 4499
7S06CTOGWW | S5UM | VMware Provided VMware NSX Data Center Enterprise Plus for Desktop: 100 Pack (CCU) for 3Yr S&S | 11879
7S06CTOGWW | S5UN | VMware Provided VMware NSX Data Center for Remote Office Branch Office (25 VM) for 1Yr S&S | 4039
7S06CTOGWW | S5UP | VMware Provided VMware NSX Data Center for Remote Office Branch Office (25 VM) for 3Yr S&S | 10659
7S06CTOHWW | S4A4 | VMware vRealize Log Insight 8 per CPU License | 1549
7S06CTOHWW | S4A5 | Lenovo Provided VMware vRealize Log Insight 8 per CPU 1Yr S&S | 469
7S06CTOHWW | S4A6 | Lenovo Provided VMware vRealize Log Insight 8 per CPU 3Yr S&S | 1269
7S06CTOHWW | S4A7 | Lenovo Provided VMware vRealize Log Insight 8 per CPU 5Yr S&S | 2109
7S06CTOHWW | S4A8 | VMware vRealize Log Insight 8 (25 OSI Pack) License | 5149
7S06CTOHWW | S4A9 | Lenovo Provided VMware vRealize Log Insight 8 (25 OSI Pack) 1Yr S&S | 1529
7S06CTOHWW | S4AA | Lenovo Provided VMware vRealize Log Insight 8 (25 OSI Pack) 3Yr S&S | 4059
7S06CTOHWW | S4AB | Lenovo Provided VMware vRealize Log Insight 8 (25 OSI Pack) 5Yr S&S | 6769
7S06CTOHWW | S4AC | VMware vRealize Suite 2019 Advanced (Per PLU) License | 6769
7S06CTOHWW | S4AD | Lenovo Provided VMware vRealize Suite 2019 Advanced (Per PLU) 1Yr S&S | 1979
7S06CTOHWW | S4AE | Lenovo Provided VMware vRealize Suite 2019 Advanced (Per PLU) 3Yr S&S | 5259
7S06CTOHWW | S4AF | Lenovo Provided VMware vRealize Suite 2019 Advanced (Per PLU) 5Yr S&S | 8759
7S06CTOHWW | S4AG | VMware vRealize Suite 2019 Enterprise (Per PLU) License | 8349
7S06CTOHWW | S4AH | Lenovo Provided VMware vRealize Suite 2019 Enterprise (Per PLU) 1Yr S&S | 2419
7S06CTOHWW | S4AJ | Lenovo Provided VMware vRealize Suite 2019 Enterprise (Per PLU) 3Yr S&S | 6429
7S06CTOHWW | S4AK | Lenovo Provided VMware vRealize Suite 2019 Enterprise (Per PLU) 5Yr S&S | 10709
7S06CTOHWW | S4AL | VMware vRealize Suite 2019 Standard (Per PLU) License | 3999
7S06CTOHWW | S4AM | Lenovo Provided VMware vRealize Suite 2019 Standard (Per PLU) 1Yr S&S | 1199
7S06CTOHWW | S4AN | Lenovo Provided VMware vRealize Suite 2019 Standard (Per PLU) 3Yr S&S | 3209
7S06CTOHWW | S4AP | Lenovo Provided VMware vRealize Suite 2019 Standard (Per PLU) 5Yr S&S | 5339
7S06CTOHWW | S4AQ | VMware vRealize Automation 8 Advanced (25 OSI Pack) License | 7089
7S06CTOHWW | S4AR | Lenovo Provided VMware vRealize Automation 8 Advanced (25 OSI Pack) 1Yr S&S | 2069
7S06CTOHWW | S4AS | Lenovo Provided VMware vRealize Automation 8 Advanced (25 OSI Pack) 3Yr S&S | 5489
7S06CTOHWW | S4AT | Lenovo Provided VMware vRealize Automation 8 Advanced (25 OSI Pack) 5Yr S&S | 9149
7S06CTOHWW | S4AU | VMware vRealize Automation 8 Enterprise (25 OSI Pack) License | 12249
7S06CTOHWW | S4AV | Lenovo Provided VMware vRealize Automation 8 Enterprise (25 OSI Pack) 1Yr S&S | 3519
7S06CTOHWW | S4AW | Lenovo Provided VMware vRealize Automation 8 Enterprise (25 OSI Pack) 3Yr S&S | 9319
7S06CTOHWW | S4AX | Lenovo Provided VMware vRealize Automation 8 Enterprise (25 OSI Pack) 5Yr S&S | 15539
7S06CTOHWW | S4AY | VMware vRealize Operations 8 Advanced (Per CPU) License | 2839
7S06CTOHWW | S4AZ | Lenovo Provided VMware vRealize Operations 8 Advanced (Per CPU) 1Yr S&S | 839
7S06CTOHWW | S4B0 | Lenovo Provided VMware vRealize Operations 8 Advanced (Per CPU) 3Yr S&S | 2219
7S06CTOHWW | S4B1 | Lenovo Provided VMware vRealize Operations 8 Advanced (Per CPU) 5Yr S&S | 3709
7S06CTOHWW | S4B2 | VMware vRealize Operations 8 Advanced (25 OSI Pack) License | 7089
7S06CTOHWW | S4B3 | Lenovo Provided VMware vRealize Operations 8 Advanced (25 OSI Pack) 1Yr S&S | 2069
7S06CTOHWW | S4B4 | Lenovo Provided VMware vRealize Operations 8 Advanced (25 OSI Pack) 3Yr S&S | 5489
7S06CTOHWW | S4B5 | Lenovo Provided VMware vRealize Operations 8 Advanced (25 OSI Pack) 5Yr S&S | 9149
7S06CTOHWW | S4B6 | VMware vRealize Operations 8 Application Monitoring Add-On (Per PLU) License | 1549
7S06CTOHWW | S4B7 | Lenovo Provided VMware vRealize Operations 8 Application Monitoring Add-On (Per PLU) 1Yr S&S | 469
7S06CTOHWW | S4B8 | Lenovo Provided VMware vRealize Operations 8 Application Monitoring Add-On (Per PLU) 3Yr S&S | 1269
7S06CTOHWW | S4B9 | Lenovo Provided VMware vRealize Operations 8 Application Monitoring Add-On (Per PLU) 5Yr S&S | 2109
7S06CTOHWW | S4BA | VMware vRealize Operations 8 Enterprise (Per CPU) License | 4379
7S06CTOHWW | S4BB | Lenovo Provided VMware vRealize Operations 8 Enterprise (Per CPU) 1Yr S&S | 1309
7S06CTOHWW | S4BC | Lenovo Provided VMware vRealize Operations 8 Enterprise (Per CPU) 3Yr S&S | 3489
7S06CTOHWW | S4BD | Lenovo Provided VMware vRealize Operations 8 Enterprise (Per CPU) 5Yr S&S | 5819
7S06CTOHWW | S4BE | VMware vRealize Operations 8 Enterprise (25 OSI Pack) License | 17849
7S06CTOHWW | S4BF | Lenovo Provided VMware vRealize Operations 8 Enterprise (25 OSI Pack) 1Yr S&S | 5089
7S06CTOHWW | S4BG | Lenovo Provided VMware vRealize Operations 8 Enterprise (25 OSI Pack) 3Yr S&S | 13469
7S06CTOHWW | S4BH | Lenovo Provided VMware vRealize Operations 8 Enterprise (25 OSI Pack) 5Yr S&S | 22449
7S06CTOHWW | S4BJ | VMware vRealize Operations 8 Standard (Per CPU) License | 1289
7S06CTOHWW | S4BK | Lenovo Provided VMware vRealize Operations 8 Standard (Per CPU) 1Yr S&S | 379
7S06CTOHWW | S4BL | Lenovo Provided VMware vRealize Operations 8 Standard (Per CPU) 3Yr S&S | 1009
7S06CTOHWW | S4BM | Lenovo Provided VMware vRealize Operations 8 Standard (Per CPU) 5Yr S&S | 1689
7S06CTOHWW | S4BN | VMware vRealize Operations 8 Standard (25 VM Pack) License | 3219
7S06CTOHWW | S4BP | Lenovo Provided VMware vRealize Operations 8 Standard (25 VM Pack) 1Yr S&S | 979
7S06CTOHWW | S4BQ | Lenovo Provided VMware vRealize Operations 8 Standard (25 VM Pack) 3Yr S&S | 2629
7S06CTOHWW | S4BR | Lenovo Provided VMware vRealize Operations 8 Standard (25 VM Pack) 5Yr S&S | 4379
7S06CTOHWW | S4BS | VMware vRealize Operations for Horizon: 10 Concurrent User Pack License | 769
7S06CTOHWW | S4BT | Lenovo Provided VMware vRealize Operations for Horizon: 10 Concurrent User Pack 1Yr S&S | 219
7S06CTOHWW | S4BU | Lenovo Provided VMware vRealize Operations for Horizon: 10 Concurrent User Pack 3Yr S&S | 569
7S06CTOHWW | S4BV | Lenovo Provided VMware vRealize Operations for Horizon: 10 Concurrent User Pack 5Yr S&S | 949
7S06CTOHWW | S4BW | VMware vRealize Operations for Horizon: 100 Concurrent User Pack License | 7729
7S06CTOHWW | S4BX | Lenovo Provided VMware vRealize Operations for Horizon: 100 Concurrent User Pack 1Yr S&S | 2249
7S06CTOHWW | S4BY | Lenovo Provided VMware vRealize Operations for Horizon: 100 Concurrent User Pack 3Yr S&S | 5969
7S06CTOHWW | S4BZ | Lenovo Provided VMware vRealize Operations for Horizon: 100 Concurrent User Pack 5Yr S&S | 9939
7S06CTOHWW | S4C0 | VMware Integrated OpenStack 6 Carrier Edition for 1 Processor License | 1999
7S06CTOHWW | S4C1 | Lenovo Provided VMware Integrated OpenStack 6 - Carrier Edition for 1 Processor 1Yr S&S | 599
7S06CTOHWW | S4C2 | Lenovo Provided VMware Integrated OpenStack 6 - Carrier Edition for 1 Processor 3Yr S&S | 1599
7S06CTOHWW | S4C3 | Lenovo Provided VMware Integrated OpenStack 6 - Carrier Edition for 1 Processor 5Yr S&S | 2669
7S06CTOHWW | S4C4 | VMware Integrated OpenStack 6 Data Center Edition for 1 processor License | 999
7S06CTOHWW | S4C5 | VMware Integrated OpenStack 6 - Data Center Edition - Add-on (per CPU) for VMware vRealize Suite License | 499
7S06CTOHWW | S4C6 | Lenovo Provided VMware Integrated OpenStack 6 - Data Center Edition for 1 processor 1Yr S&S | 279
7S06CTOHWW | S4C7 | Lenovo Provided VMware Integrated OpenStack 6 - Data Center Edition for 1 processor 3Yr S&S | 739
7S06CTOHWW | S4C8 | Lenovo Provided VMware Integrated OpenStack 6 - Data Center Edition for 1 processor 5Yr S&S | 1229
7S06CTOHWW | S4CR | VMware vRealize Code Stream 2 (Per CPU) License | 5649
7S06CTOHWW | S4CS | Lenovo Provided VMware vRealize Code Stream 2 (Per CPU) 1Yr S&S | 1669
7S06CTOHWW | S4CT | Lenovo Provided VMware vRealize Code Stream 2 (Per CPU) 3Yr S&S | 4429
7S06CTOHWW | S4CU | Lenovo Provided VMware vRealize Code Stream 2 (Per CPU) 5Yr S&S | 7389
7S06CTOHWW | S4CV | VMware vRealize Code Stream 2 (Per OSI) License | 569
7S06CTOHWW | S4CW | Lenovo Provided VMware vRealize Code Stream 2 (Per OSI) 1Yr S&S | 159
7S06CTOHWW | S4CX | Lenovo Provided VMware vRealize Code Stream 2 (Per OSI) 3Yr S&S | 419
7S06CTOHWW | S4CY | Lenovo Provided VMware vRealize Code Stream 2 (Per OSI) 5Yr S&S | 699
7S06CTOHWW | S4DP | VMware vRealize Hyperic 5 Perpetual License (Per Machine) License | 369
7S06CTOHWW | S4DQ | Lenovo Provided VMware vRealize Hyperic 5 Perpetual License (Per Machine) 1Yr S&S | 99
7S06CTOHWW | S4DR | Lenovo Provided VMware vRealize Hyperic 5 Perpetual License (Per Machine) 3Yr S&S | 279
7S06CTOHWW | S4DS | Lenovo Provided VMware vRealize Hyperic 5 Perpetual License (Per Machine) 5Yr S&S | 459
7S06CTOHWW | S4DT | VMware vRealize Network Insight Remote Office Branch Office (25 VM pack) License | 3629
7S06CTOHWW | S4DU | Lenovo Provided VMware vRealize Network Insight Remote Office Branch Office (25 VM pack) 1Yr S&S | 1099
7S06CTOHWW | S4DV | Lenovo Provided VMware vRealize Network Insight Remote Office Branch Office (25 VM pack) 3Yr S&S | 2929
7S06CTOHWW | S4DW | Lenovo Provided VMware vRealize Network Insight Remote Office Branch Office (25 VM pack) 5Yr S&S | 4879
7S06CTOHWW | S5EK | VMware vRealize Network Insight Assurance and Verification (10 pack) License | 5199
7S06CTOHWW | S5EL | Lenovo Provided VMware vRealize Network Insight Assurance and Verification (10 pack) 1Yr S&S | 2379
7S06CTOHWW | S5EM | Lenovo Provided VMware vRealize Network Insight Assurance and Verification (10 pack) 3Yr S&S | 6289
7S06CTOHWW | S5EN | Lenovo Provided VMware vRealize Network Insight Assurance and Verification (10 pack) 5Yr S&S | 10489
7S06CTOHWW | S5EP | VMware vRealize Network Insight 6 Remote Office Branch Office (25 VM pack) License | 2219
7S06CTOHWW | S5EQ | Lenovo Provided VMware vRealize Network Insight 6 Remote Office Branch Office (25 VM pack) 1Yr S&S | 1019
7S06CTOHWW | S5ER | Lenovo Provided VMware vRealize Network Insight 6 Remote Office Branch Office (25 VM pack) 3Yr S&S | 2679
7S06CTOHWW | S5ES | Lenovo Provided VMware vRealize Network Insight 6 Remote Office Branch Office (25 VM pack) 5Yr S&S | 4469
7S06CTOHWW | S5ET | VMware vRealize Network Insight 6 Advanced (per CPU) License | 789
7S06CTOHWW | S5EU | Lenovo Provided VMware vRealize Network Insight 6 Advanced (per CPU) 1Yr S&S | 359
7S06CTOHWW | S5EV | Lenovo Provided VMware vRealize Network Insight 6 Advanced (per CPU) 3Yr S&S | 959
7S06CTOHWW | S5EW | Lenovo Provided VMware vRealize Network Insight 6 Advanced (per CPU) 5Yr S&S | 1599
7S06CTOHWW | S5EX | VMware vRealize Network Insight 6 Advanced for Desktop (10 pack CCU) License | 159
7S06CTOHWW | S5EY | Lenovo Provided VMware vRealize Network Insight 6 Advanced for Desktop (10 pack CCU) 1Yr S&S | 69
7S06CTOHWW | S5EZ | Lenovo Provided VMware vRealize Network Insight 6 Advanced for Desktop (10 pack CCU) 3Yr S&S | 189
7S06CTOHWW | S5F0 | Lenovo Provided VMware vRealize Network Insight 6 Advanced for Desktop (10 pack CCU) 5Yr S&S | 319
7S06CTOHWW | S5F1 | VMware vRealize Network Insight 6 Advanced for Desktop (100 pack CCU) License | 1589
7S06CTOHWW | S5F2 | Lenovo Provided VMware vRealize Network Insight 6 Advanced for Desktop (100 pack CCU) 1Yr S&S | 729
7S06CTOHWW | S5F3 | Lenovo Provided VMware vRealize Network Insight 6 Advanced for Desktop (100 pack CCU) 3Yr S&S | 1919
7S06CTOHWW | S5F4 | Lenovo Provided VMware vRealize Network Insight 6 Advanced for Desktop (100 pack CCU) 5Yr S&S | 3199
7S06CTOHWW | S5F5 | VMware vRealize Network Insight 6 Enterprise for Desktop (100 pack CCU) License | 2749
7S06CTOHWW | S5F7 | Lenovo Provided VMware vRealize Network Insight 6 Enterprise for Desktop (100 pack CCU) 1Yr S&S | 1259
7S06CTOHWW | S5F8 | Lenovo Provided VMware vRealize Network Insight 6 Enterprise for Desktop (100 pack CCU) 3Yr S&S | 3329
7S06CTOHWW | S5F9 | Lenovo Provided VMware vRealize Network Insight 6 Enterprise for Desktop (100 pack CCU) 5Yr S&S | 5549
7S06CTOHWW | S5FA | VMware vRealize Network Insight 6 Enterprise for Desktop (10 pack CCU) License | 269
7S06CTOHWW | S5FC | Lenovo Provided VMware vRealize Network Insight 6 Enterprise for Desktop (10 pack CCU) 1Yr S&S | 129
7S06CTOHWW | S5FD | Lenovo Provided VMware vRealize Network Insight 6 Enterprise for Desktop (10 pack CCU) 3Yr S&S | 329
7S06CTOHWW | S5FE | Lenovo Provided VMware vRealize Network Insight 6 Enterprise for Desktop (10 pack CCU) 5Yr S&S | 549
7S06CTOHWW | S5FF | VMware vRealize Network Insight 6 Enterprise (per CPU) License | 1369
7S06CTOHWW | S5FH | Lenovo Provided VMware vRealize Network Insight 6 Enterprise (per CPU) 1Yr S&S | 629
7S06CTOHWW | S5FJ | Lenovo Provided VMware vRealize Network Insight 6 Enterprise (per CPU) 3Yr S&S | 1659
7S06CTOHWW | S5FK | Lenovo Provided VMware vRealize Network Insight 6 Enterprise (per CPU) 5Yr S&S | 2769
7S06CTOHWW | S5QU | VMware Provided VMware vRealize Network Insight Assurance and Verification (10 pack) for 1Yr S&S | 2249
7S06CTOHWW | S5QV | VMware Provided VMware vRealize Network Insight Assurance and Verification (10 pack) for 3Yr S&S | 5929
7S06CTOHWW | S5QW | VMware Provided VMware vRealize Network Insight 6 Remote Office Branch Office (25 VM pack) for 1Yr S&S | 959
7S06CTOHWW | S5QX | VMware Provided VMware vRealize Network Insight 6 Remote Office Branch Office (25 VM pack) for 3Yr S&S | 2529
7S06CTOHWW | S5QY | VMware Provided VMware vRealize Network Insight 6 Advanced (per CPU) for 1Yr S&S | 339
7S06CTOHWW | S5QZ | VMware Provided VMware vRealize Network Insight 6 Advanced (per CPU) for 3Yr S&S | 909
7S06CTOHWW | S5R0 | VMware Provided VMware vRealize Network Insight 6 Advanced for Desktop (10 pack CCU) for 1Yr S&S | 79
7S06CTOHWW | S5R1 | VMware Provided VMware vRealize Network Insight 6 Advanced for Desktop (10 pack CCU) for 3Yr S&S | 179
7S06CTOHWW | S5R2 | VMware Provided VMware vRealize Network Insight 6 Advanced for Desktop (100 pack CCU) for 1Yr S&S | 689
7S06CTOHWW | S5R3 | VMware Provided VMware vRealize Network Insight 6 Advanced for Desktop (100 pack CCU) for 3Yr S&S | 1809
7S06CTOHWW | S5R4 | VMware Provided VMware vRealize Network Insight 6 Enterprise for Desktop (100 pack CCU) for 1Yr S&S | 1529
7S06CTOHWW | S5R5 | VMware Provided VMware vRealize Network Insight 6 Enterprise for Desktop (100 pack CCU) for 3Yr S&S | 4049
7S06CTOHWW | S5R6 | VMware Provided VMware vRealize Network Insight 6 Enterprise for Desktop (10 pack CCU) for 1Yr S&S | 159
7S06CTOHWW | S5R7 | VMware Provided VMware vRealize Network Insight 6 Enterprise for Desktop (10 pack CCU) for 3Yr S&S | 409
7S06CTOHWW | S5R8 | VMware Provided VMware vRealize Network Insight 6 Enterprise (per CPU) for 1Yr S&S | 769
7S06CTOHWW | S5R9 | VMware Provided VMware vRealize Network Insight 6 Enterprise (per CPU) for 3Yr S&S | 2019
7S06CTOHWW | S5RA | VMware Provided VMware Integrated OpenStack 7 Carrier Edition for 1 Processor for 1Yr S&S | 529
7S06CTOHWW | S5RB | VMware Provided VMware Integrated OpenStack 7 Carrier Edition for 1 Processor for 3Yr S&S | 1389
7S06CTOHWW | S5RD | VMware Provided VMware vRealize Log Insight 8 per CPU for 3Yr S&S | 1079
7S06CTOHWW | S5RF | VMware Provided VMware vRealize Log Insight 8 (25 OSI Pack) for 3Yr S&S | 3599
7S06CTOHWW | S5RG | VMware Provided VMware vRealize Suite 2019 Advanced (Per PLU) for 1Yr S&S | 1939
7S06CTOHWW | S5RH | VMware Provided VMware vRealize Suite 2019 Advanced (Per PLU) for 3Yr S&S | 5109
7S06CTOHWW | S5RJ | VMware Provided VMware vRealize Suite 2019 Enterprise (Per PLU) for 1Yr S&S | 2349
7S06CTOHWW | S5RK | VMware Provided VMware vRealize Suite 2019 Enterprise (Per PLU) for 3Yr S&S | 6219
7S06CTOHWW | S5RL | VMware Provided VMware vRealize Suite 2019 Standard (Per PLU) for 1Yr S&S | 1059
7S06CTOHWW | S5RM | VMware Provided VMware vRealize Suite 2019 Standard (Per PLU) for 3Yr S&S | 2789
7S06CTOHWW | S5RN | VMware Provided VMware vRealize Automation 8 Advanced (25 OSI Pack) for 1Yr S&S | 2239
7S06CTOHWW | S5RP | VMware Provided VMware vRealize Automation 8 Advanced (25 OSI Pack) for 3Yr S&S | 5909
7S06CTOHWW | S5RQ | VMware Provided VMware vRealize Automation 8 Enterprise (25 OSI Pack) for 1Yr S&S | 3609
7S06CTOHWW | S5RR | VMware Provided VMware vRealize Automation 8 Enterprise (25 OSI Pack) for 3Yr S&S | 9519
7S06CTOHWW | S5RS | VMware Provided VMware vRealize Operations 8 Advanced (Per CPU) for 1Yr S&S | 749
7S06CTOHWW | S5RT | VMware Provided VMware vRealize Operations 8 Advanced (Per CPU) for 3Yr S&S | 1979
7S06CTOHWW | S5RU | VMware Provided VMware vRealize Operations 8 Advanced (25 OSI Pack) for 1Yr S&S | 1879
7S06CTOHWW | S5RV | VMware Provided VMware vRealize Operations 8 Advanced (25 OSI Pack) for 3Yr S&S | 4949
7S06CTOHWW | S5RW | VMware Provided VMware vRealize Operations 8 Application Monitoring Add-On (Per PLU) for 1Yr S&S | 409
7S06CTOHWW | S5RX | VMware Provided VMware vRealize Operations 8 Application Monitoring Add-On (Per PLU) for 3Yr S&S | 1079
7S06CTOHWW | S5RY | VMware Provided VMware vRealize Operations 8 Enterprise (Per CPU) for 1Yr S&S | 1159
7S06CTOHWW | S5RZ | VMware Provided VMware vRealize Operations 8 Enterprise (Per CPU) for 3Yr S&S | 3059
7S06CTOHWW | S5S0 | VMware Provided VMware vRealize Operations 8 Enterprise (25 OSI Pack) for 1Yr S&S | 4729
7S06CTOHWW | S5S1 | VMware Provided VMware vRealize Operations 8 Enterprise (25 OSI Pack) for 3Yr S&S | 12479
7S06CTOHWW | S5S2 | VMware Provided VMware vRealize Operations 8 Standard (Per CPU) for 1Yr S&S | 339
7S06CTOHWW | S5S3 | VMware Provided VMware vRealize Operations 8 Standard (Per CPU) for 3Yr S&S | 899
7S06CTOHWW | S5S4 | VMware Provided VMware vRealize Operations 8 Standard (25 VM Pack) for 1Yr S&S | 849
7S06CTOHWW | S5S5 | VMware Provided VMware vRealize Operations 8 Standard (25 VM Pack) for 3Yr S&S | 2249
7S06CTOHWW | S5S6 | VMware Provided VMware vRealize Operations for Horizon: 10 Concurrent User Pack for 1Yr S&S | 199
7S06CTOHWW | S5S7 | VMware Provided VMware vRealize Operations for Horizon: 10 Concurrent User Pack for 3Yr S&S | 539
7S06CTOHWW | S5S8 | VMware Provided VMware vRealize Operations for Horizon: 100 Concurrent User Pack for 1Yr S&S | 2039
7S06CTOHWW | S5S9 | VMware Provided VMware vRealize Operations for Horizon: 100 Concurrent User Pack for 3Yr S&S | 5399
7S06CTOHWW | S5US | VMware Provided VMware vRealize Log Insight 8 per CPU for 1Yr S&S | 409
7S06CTOHWW | S5UT | VMware Provided VMware vRealize Log Insight 8 (25 OSI Pack) for 1Yr S&S | 1359
7S06CTOJWW | S45H | VMware vCloud Suite 2019 Advanced License | 8819
7S06CTOJWW | S45J | Lenovo Provided VMware vCloud Suite 2019 Advanced 1YrS&S | 2559
7S06CTOJWW | S45K | Lenovo Provided VMware vCloud Suite 2019 Advanced 3YrS&S | 6779
7S06CTOJWW | S45L | Lenovo Provided VMware vCloud Suite 2019 Advanced 5YrS&S | 11289
7S06CTOJWW | S45M | VMware vCloud Suite 2019 Enterprise License | 10399
7S06CTOJWW | S45N | Lenovo Provided VMware vCloud Suite 2019 Enterprise 1Yr S&S | 2999
7S06CTOJWW | S45P | Lenovo Provided VMware vCloud Suite 2019 Enterprise 3Yr S&S | 7949
7S06CTOJWW | S45Q | Lenovo Provided VMware vCloud Suite 2019 Enterprise 5Yr S&S | 13239
7S06CTOJWW | S45R | VMware vCloud Suite 2019 Standard License | 6049
7S06CTOJWW | S45S | Lenovo Provided VMware vCloud Suite 2019 Standard 1YrS&S | 1779
7S06CTOJWW | S45T | Lenovo Provided VMware vCloud Suite 2019 Standard 3YrS&S | 4719
7S06CTOJWW | S45U | Lenovo Provided VMware vCloud Suite 2019 Standard 5YrS&S | 7869
7S06CTOJWW | S5QN | VMware Provided VMware vCloud Suite 2019 Advanced for 1Yr S&S | 2479
7S06CTOJWW | S5QP | VMware Provided VMware vCloud Suite 2019 Advanced for 3Yr S&S | 6549
7S06CTOJWW | S5QQ | VMware Provided VMware vCloud Suite 2019 Enterprise for 1Yr S&S | 2899
7S06CTOJWW | S5QR | VMware Provided VMware vCloud Suite 2019 Enterprise for 3Yr S&S | 7649
7S06CTOJWW | S5QS | VMware Provided VMware vCloud Suite 2019 Standard for 1Yr S&S | 1599
7S06CTOJWW | S5QT | VMware Provided VMware vCloud Suite 2019 Standard for 3Yr S&S | 4219
7S06CTOKWW | S4YQ | VMware Horizon 8 Advanced Add-on: 10 Pack (CCU). Does not include vSphere and vCenter License | 2109
7S06CTOKWW | S4YR | Lenovo Provided VMware Horizon 8 Advanced Add-on: 10 Pack (CCU). Does not include vSphere and vCenter 1Yr S&S | 1019
7S06CTOKWW | S4YS | Lenovo Provided VMware Horizon 8 Advanced Add-on: 10 Pack (CCU). Does not include vSphere and vCenter 3Yr S&S | 2679
7S06CTOKWW | S4YU | VMware Horizon 8 Advanced Add-on: 100 Pack (CCU). Does not include vSphere and vCenter License | 21089
7S06CTOKWW | S4YV | Lenovo Provided VMware Horizon 8 Advanced Add-on: 100 Pack (CCU). Does not include vSphere and vCenter 1Yr S&S | 10149
7S06CTOKWW | S4YW | Lenovo Provided VMware Horizon 8 Advanced Add-on: 100 Pack (CCU). Does not include vSphere and vCenter 3Yr S&S | 26789
7S06CTOKWW | S4YY | VMware Horizon 8 Advanced: 10 Pack (CCU) License | 2519
7S06CTOKWW | S4YZ | Lenovo Provided VMware Horizon 8 Advanced: 10 Pack (CCU) 1Yr S&S | 1219
7S06CTOKWW | S4Z0 | Lenovo Provided VMware Horizon 8 Advanced: 10 Pack (CCU) 3Yr S&S | 3199
7S06CTOKWW | S4Z2 | VMware Horizon 8 Advanced: 100 Pack (CCU) License | 25189
7S06CTOKWW | S4Z3 | Lenovo Provided VMware Horizon 8 Advanced: 100 Pack (CCU) 1Yr S&S | 12129
7S06CTOKWW | S4Z4 | Lenovo Provided VMware Horizon 8 Advanced: 100 Pack (CCU) 3Yr S&S | 32009
7S06CTOKWW | S4Z6 | VMware Horizon 8 Advanced: 10 Pack (Named Users) License | 1579
7S06CTOKWW | S4Z7 | Lenovo Provided VMware Horizon 8 Advanced: 10 Pack (Named Users) 1Yr S&S | 749
7S06CTOKWW | S4Z8 | Lenovo Provided VMware Horizon 8 Advanced: 10 Pack (Named Users) 3Yr S&S | 1999
7S06CTOKWW | S4ZA | VMware Horizon 8 Advanced: 100 Pack (Named Users) License | 15769
7S06CTOKWW | S4ZB | Lenovo Provided VMware Horizon 8 Advanced: 100 Pack (Named Users) 1Yr S&S | 7589
7S06CTOKWW | S4ZC | Lenovo Provided VMware Horizon 8 Advanced: 100 Pack (Named Users) 3Yr S&S | 20029
7S06CTOKWW | S4ZE | VMware Horizon 8 Advanced Add-on: 10 Pack (Named Users). Does not include vSphere and vCenter License | 1319
7S06CTOKWW | S4ZF | Lenovo Provided VMware Horizon 8 Advanced Add-on: 10 Pack (Named Users). Does not include vSphere and vCenter 1Yr S&S | 629
7S06CTOKWW | S4ZG | Lenovo Provided VMware Horizon 8 Advanced Add-on: 10 Pack (Named Users). Does not include vSphere and vCenter 3Yr S&S | 1669
7S06CTOKWW | S4ZJ | VMware Horizon 8 Advanced Add-on: 100 Pack (Named Users). Does not include vSphere and vCenter License | 13179
7S06CTOKWW | S4ZK | Lenovo Provided VMware Horizon 8 Advanced Add-on: 100 Pack (Named Users). Does not include vSphere and vCenter 1Yr S&S | 6339
7S06CTOKWW | S4ZL | Lenovo Provided VMware Horizon 8 Advanced Add-on: 100 Pack (Named Users). Does not include vSphere and vCenter 3Yr S&S | 16749
7S06CTOKWW | S4ZN | VMware Horizon 8 Advanced : 10 Pack (Named Users) for VMware HCI Solution Bundle, for OEM Sales only License | 1579
7S06CTOKWW | S4ZP | Lenovo Provided VMware Horizon 8 Advanced : 10 Pack (Named Users) for VMware HCI Solution Bundle, for OEM Sales only 1Yr S&S | 749
7S06CTOKWW | S4ZQ | Lenovo Provided VMware Horizon 8 Advanced : 10 Pack (Named Users) for VMware HCI Solution Bundle, for OEM Sales only 3Yr S&S | 1999
7S06CTOKWW | S4ZS | VMware Horizon 8 Advanced : 100 Pack (Named Users) for VMware HCI Solution Bundle, for OEM Sales only License | 15769
7S06CTOKWW | S4ZT | Lenovo Provided VMware Horizon 8 Advanced : 100 Pack (Named Users) for VMware HCI Solution Bundle, for OEM Sales only 1Yr S&S | 7589
7S06CTOKWW | S4ZU | Lenovo Provided VMware Horizon 8 Advanced : 100 Pack (Named Users) for VMware HCI Solution Bundle, for OEM Sales only 3Yr S&S | 20029
7S06CTOKWW | S502 | VMware Horizon Apps Advanced, v8: 10 Pack (CCU) License | 2049
7S06CTOKWW | S503 | Lenovo Provided VMware Horizon Apps Advanced, v8: 10 Pack (CCU) 1Yr S&S | 939
7S06CTOKWW | S504 | Lenovo Provided VMware Horizon Apps Advanced, v8: 10 Pack (CCU) 3Yr S&S | 2479
7S06CTOKWW | S506 | VMware Horizon Apps Advanced, v8: 100 Pack (CCU) License | 20479
7S06CTOKWW | S507 | Lenovo Provided VMware Horizon Apps Advanced, v8: 100 Pack (CCU) 1Yr S&S | 9389
7S06CTOKWW | S508 | Lenovo Provided VMware Horizon Apps Advanced, v8: 100 Pack (CCU) 3Yr S&S | 24779
7S06CTOKWW | S50A | VMware Horizon Apps Advanced, v8: 10 Pack (Named User) License | 1259
7S06CTOKWW | S50B | Lenovo Provided VMware Horizon Apps Advanced, v8: 10 Pack (Named User) 1Yr S&S | 579
7S06CTOKWW | S50C | Lenovo Provided VMware Horizon Apps Advanced, v8: 10 Pack (Named User) 3Yr S&S | 1519
7S06CTOKWW | S50E | VMware Horizon Apps Advanced, v8: 100 Pack (Named User) License | 12579
7S06CTOKWW | S50F | Lenovo Provided VMware Horizon Apps Advanced, v8: 100 Pack (Named User) 1Yr S&S | 5769
7S06CTOKWW | S50G | Lenovo Provided VMware Horizon Apps Advanced, v8: 100 Pack (Named User) 3Yr S&S | 15229
7S06CTOKWW | S50J | VMware Horizon Apps Standard, v8: 10 Pack (CCU) License | 1259
7S06CTOKWW | S50K | Lenovo Provided VMware Horizon Apps Standard, v8: 10 Pack (CCU) 1Yr S&S | 579
7S06CTOKWW | S50L | Lenovo Provided VMware Horizon Apps Standard, v8: 10 Pack (CCU) 3Yr S&S | 1519
7S06CTOKWW | S50N | VMware Horizon Apps Standard, v8: 100 Pack (CCU) License | 12579
7S06CTOKWW | S50P | Lenovo Provided VMware Horizon Apps Standard, v8: 100 Pack (CCU) 1Yr S&S | 5769
7S06CTOKWW | S50Q | Lenovo Provided VMware Horizon Apps Standard, v8: 100 Pack (CCU) 3Yr S&S | 15229
7S06CTOKWW | S50S | VMware Horizon Apps Standard, v8: 10 Pack (Named User) License | 789
7S06CTOKWW | S50T | Lenovo Provided VMware Horizon Apps Standard, v8: 10 Pack (Named User) 1Yr S&S | 359
7S06CTOKWW | S50U | Lenovo Provided VMware Horizon Apps Standard, v8: 10 Pack (Named User) 3Yr S&S | 949
7S06CTOKWW | S50W | VMware Horizon Apps Standard, v8: 100 Pack (Named User) License | 7869
7S06CTOKWW | S50X | Lenovo Provided VMware Horizon Apps Standard, v8: 100 Pack (Named User) 1Yr S&S | 3609
7S06CTOKWW | S50Y | Lenovo Provided VMware Horizon Apps Standard, v8: 100 Pack (Named User) 3Yr S&S | 9519
7S06CTOKWW | S510 | VMware Horizon Apps Standard, v8 : 100 Pack (Named User) for VMware HCI Solution Bundle, for OEM Sales only License | 7869
7S06CTOKWW | S511 | Lenovo Provided VMware Horizon Apps Standard, v8 : 100 Pack (Named User) for VMware HCI Solution Bundle, for OEM Sales only 1Yr S&S | 3609
7S06CTOKWW | S512 | Lenovo Provided VMware Horizon Apps Standard, v8 : 100 Pack (Named User) for VMware HCI Solution Bundle, for OEM Sales only 3Yr S&S | 9519
7S06CTOKWW | S514 | VMware Horizon Apps Standard, v8 : 10 Pack (Named User) for VMware HCI Solution Bundle, for OEM Sales only License | 789
7S06CTOKWW | S515 | Lenovo Provided VMware Horizon Apps Standard, v8 : 10 Pack (Named User) for VMware HCI Solution Bundle, for OEM Sales only 1Yr S&S | 359
7S06CTOKWW | S516 | Lenovo Provided VMware Horizon Apps Standard, v8 : 10 Pack (Named User) for VMware HCI Solution Bundle, for OEM Sales only 3Yr S&S | 949
7S06CTOKWW | S518 | VMware Horizon 8 Enterprise Add-on: 10 Pack (CCU). Does not include vSphere and vCenter License | 3269
7S06CTOKWW | S519 | Lenovo Provided VMware Horizon 8 Enterprise Add-on: 10 Pack (CCU). Does not include vSphere and vCenter 1Yr S&S | 1569
7S06CTOKWW | S51A | Lenovo Provided VMware Horizon 8 Enterprise Add-on: 10 Pack (CCU). Does not include vSphere and vCenter 3Yr S&S | 4159
7S06CTOKWW | S51C | VMware Horizon 8 Enterprise Add-on: 100 Pack (CCU). Does not include vSphere and vCenter License | 32719
7S06CTOKWW | S51D | Lenovo Provided VMware Horizon 8 Enterprise Add-on: 100 Pack (CCU). Does not include vSphere and vCenter 1Yr S&S | 15749
7S06CTOKWW | S51E | Lenovo Provided VMware Horizon 8 Enterprise Add-on: 100 Pack (CCU). Does not include vSphere and vCenter 3Yr S&S | 41579
7S06CTOKWW | S51G | VMware Horizon 8 Enterprise: 10 Pack (CCU) License | 3629
7S06CTOKWW | S51H | Lenovo Provided VMware Horizon 8 Enterprise: 10 Pack (CCU) 1Yr S&S | 1739
7S06CTOKWW | S51J | Lenovo Provided VMware Horizon 8 Enterprise: 10 Pack (CCU) 3Yr S&S | 4609
7S06CTOKWW | S51L | VMware Horizon 8 Enterprise: 100 Pack (CCU) License | 36279
7S06CTOKWW | S51M | Lenovo Provided VMware Horizon 8 Enterprise: 100 Pack (CCU) 1Yr S&S | 17459
7S06CTOKWW | S51N | Lenovo Provided VMware Horizon 8 Enterprise: 100 Pack (CCU) 3Yr S&S | 46079
7S06CTOKWW | S51Q | VMware Horizon 8 Enterprise: 10 Pack (Named Users) License | 2209
7S06CTOKWW | S51R | Lenovo Provided VMware Horizon 8 Enterprise: 10 Pack (Named Users) 1Yr S&S | 1059
7S06CTOKWW | S51S | Lenovo Provided VMware Horizon 8 Enterprise: 10 Pack (Named Users) 3Yr S&S | 2799
7S06CTOKWW | S51U | VMware Horizon 8 Enterprise: 100 Pack (Named Users) License | 22069
7S06CTOKWW | S51V | Lenovo Provided VMware Horizon 8 Enterprise: 100 Pack (Named Users) 1Yr S&S | 10619
7S06CTOKWW | S51W | Lenovo Provided VMware Horizon 8 Enterprise: 100 Pack (Named Users) 3Yr S&S | 28039
7S06CTOKWW | S51Y | VMware Horizon 8 Enterprise Add-on: 10 Pack (Named Users). Does not include vSphere and vCenter License | 2049
7S06CTOKWW | S51Z | Lenovo Provided VMware Horizon 8 Enterprise Add-on: 10 Pack (Named Users). Does not include vSphere and vCenter 1Yr S&S | 989
7S06CTOKWW | S520 | Lenovo Provided VMware Horizon 8 Enterprise Add-on: 10 Pack (Named Users). Does not include vSphere and vCenter 3Yr S&S | 2589
7S06CTOKWW | S522 | VMware Horizon 8 Enterprise Add-on: 100 Pack (Named Users). Does not include vSphere and vCenter License | 20449
7S06CTOKWW | S523 | Lenovo Provided VMware Horizon 8 Enterprise Add-on: 100 Pack (Named Users). Does not include vSphere and vCenter 1Yr S&S | 9839
7S06CTOKWW | S524 | Lenovo Provided VMware Horizon 8 Enterprise Add-on: 100 Pack (Named Users). Does not include vSphere and vCenter 3Yr S&S | 25989
7S06CTOKWW | S526 | VMware Horizon 8 for Linux: 10 Pack (CCU) License | 949
7S06CTOKWW | S527 | Lenovo Provided VMware Horizon 8 for Linux: 10 Pack (CCU) 1Yr S&S | 429
7S06CTOKWW | S528 | Lenovo Provided VMware Horizon 8 for Linux: 10 Pack (CCU) 3Yr S&S | 1139
7S06CTOKWW | S52A | VMware Horizon 8 for Linux: 100 Pack (CCU) License | 9459
7S06CTOKWW | S52B | Lenovo Provided VMware Horizon 8 for Linux: 100 Pack (CCU) 1Yr S&S | 4339
7S06CTOKWW | S52C | Lenovo Provided VMware Horizon 8 for Linux: 100 Pack (CCU) 3Yr S&S | 11449
7S06CTOKWW | S52E | VMware Horizon 8 Standard: 10 Pack (CCU) License | 1579
7S06CTOKWW | S52F | Lenovo Provided VMware Horizon 8 Standard: 10 Pack (CCU) 1Yr S&S | 749
7S06CTOKWW | S52G | Lenovo Provided VMware Horizon 8 Standard: 10 Pack (CCU) 3Yr S&S | 1999
7S06CTOKWW | S52J | VMware Horizon 8 Standard: 100 Pack (CCU) License | 15769
7S06CTOKWW | S52K | Lenovo Provided VMware Horizon 8 Standard: 100 Pack (CCU) 1Yr S&S | 7589
7S06CTOKWW | S52L | Lenovo Provided VMware Horizon 8 Standard: 100 Pack (CCU) 3Yr S&S | 20029
7S06CTOKWW | S52N | VMware Horizon 8 Standard Add-On: 10 Pack (CCU) License | 1199
7S06CTOKWW | S52P | Lenovo Provided VMware Horizon 8 Standard Add-On: 10 Pack (CCU) 1Yr S&S | 579
7S06CTOKWW | S52Q | Lenovo Provided VMware Horizon 8 Standard Add-On: 10 Pack (CCU) 3Yr S&S | 1519
7S06CTOKWW | S52S | VMware Horizon 8 Standard Add-On: 100 Pack (CCU) License | 11969
7S06CTOKWW | S52T | Lenovo Provided VMware Horizon 8 Standard Add-On: 100 Pack (CCU) 1Yr S&S | 5759
7S06CTOKWW | S52U | Lenovo Provided VMware Horizon 8 Standard Add-On: 100 Pack (CCU) 3Yr S&S | 15199
7S06CTOKWW | S5D5 | VMware Horizon 8 Advanced: 10 Pack (CCU) License | 2519
7S06CTOKWW | S5D6 | Lenovo Provided VMware Horizon 8 Advanced: 10 Pack (CCU) 1Yr S&S | 1159
7S06CTOKWW | S5D7 | Lenovo Provided VMware Horizon 8 Advanced: 10 Pack (CCU) 3Yr S&S | 3049
7S06CTOKWW | S5D9 | VMware Horizon 8 Advanced: 10 Pack (Named Users) License | 1579
7S06CTOKWW | S5DA | Lenovo Provided VMware Horizon 8 Advanced: 10 Pack (Named Users) 1Yr S&S | 719
7S06CTOKWW | S5DB | Lenovo Provided VMware Horizon 8 Advanced: 10 Pack (Named Users) 3Yr S&S | 1909
7S06CTOKWW | S5DD | VMware Horizon 8 Enterprise: 10 Pack (CCU) License | 3629
7S06CTOKWW | S5DE | Lenovo Provided VMware Horizon 8 Enterprise: 10 Pack (CCU) 1Yr S&S | 1659
7S06CTOKWW | S5DF | Lenovo Provided VMware Horizon 8 Enterprise: 10 Pack (CCU) 3Yr S&S | 4389
7S06CTOKWW | S5DH | VMware Horizon 8 Enterprise: 10 Pack (Named Users) License | 2209
7S06CTOKWW | S5DJ | Lenovo Provided VMware Horizon 8 Enterprise: 10 Pack (Named Users) 1Yr S&S | 1009
7S06CTOKWW | S5DK | Lenovo Provided VMware Horizon 8 Enterprise: 10 Pack (Named Users) 3Yr S&S | 2669
7S06CTOKWW | S5DM | VMware Horizon 8 Standard: 10 Pack (CCU) License | 1579
7S06CTOKWW | S5DN | Lenovo Provided VMware Horizon 8 Standard: 10 Pack (CCU) 1Yr S&S | 719
7S06CTOKWW | S5DP | Lenovo Provided VMware Horizon 8 Standard: 10 Pack (CCU) 3Yr S&S | 1909
7S06CTOKWW | S5J3 | VMware Provided VMware Horizon 8 Advanced Add-on: 10 Pack (CCU). Does not include vSphere and vCenter for 1Yr S&S | 949
7S06CTOKWW | S5J4 | VMware Provided VMware Horizon 8 Advanced Add-on: 10 Pack (CCU). Does not include vSphere and vCenter for 3Yr S&S | 2529
7S06CTOKWW | S5J5 | VMware Provided VMware Horizon 8 Advanced Add-on: 100 Pack (CCU). Does not include vSphere and vCenter for 1Yr S&S | 9569
7S06CTOKWW | S5J6 | VMware Provided VMware Horizon 8 Advanced Add-on: 100 Pack (CCU). Does not include vSphere and vCenter for 3Yr S&S | 25279
7S06CTOKWW | S5J7 | VMware Provided VMware Horizon 8 Advanced: 10 Pack (CCU) for 1Yr S&S | 1139
7S06CTOKWW | S5J8 | VMware Provided VMware Horizon 8 Advanced: 10 Pack (CCU) for 3Yr S&S | 3019
7S06CTOKWW | S5J9 | VMware Provided VMware Horizon 8 Advanced: 100 Pack (CCU) for 1Yr S&S | 11429
7S06CTOKWW | S5JA | VMware Provided VMware Horizon 8 Advanced: 100 Pack (CCU) for 3Yr S&S | 35649
7S06CTOKWW | S5JB | VMware Provided VMware Horizon 8 Advanced: 10 Pack (Named Users) for 1Yr S&S | 709
7S06CTOKWW | S5JC | VMware Provided VMware Horizon 8 Advanced: 10 Pack (Named Users) for 3Yr S&S | 1889
7S06CTOKWW | S5JD | VMware Provided VMware Horizon 8 Advanced: 100 Pack (Named Users) for 1Yr S&S | 7159
7S06CTOKWW | S5JE | VMware Provided VMware Horizon 8 Advanced: 100 Pack (Named Users) for 3Yr S&S | 22309
7S06CTOKWW | S5JF | VMware Provided VMware Horizon 8 Advanced Add-on: 10 Pack (Named Users). Does not include vSphere and vCenter for 1Yr S&S | 599
7S06CTOKWW | S5JG | VMware Provided VMware Horizon 8 Advanced Add-on: 10 Pack (Named Users). Does not include vSphere and vCenter for 3Yr S&S | 1569
7S06CTOKWW | S5JH | VMware Provided VMware Horizon 8 Advanced Add-on: 100 Pack (Named Users). Does not include vSphere and vCenter for 1Yr S&S | 5979
7S06CTOKWW | S5JJ | VMware Provided VMware Horizon 8 Advanced Add-on: 100 Pack (Named Users). Does not include vSphere and vCenter for 3Yr S&S | 15799
7S06CTOKWW | S5JK | VMware Provided VMware Horizon 8 Advanced : 10 Pack (Named Users) for VMware HCI Solution Bundle, for OEM Sales only for 1Yr S&S | 709
7S06CTOKWW | S5JL | VMware Provided VMware Horizon 8 Advanced : 10 Pack (Named Users) for VMware HCI Solution Bundle, for OEM Sales only for 3Yr S&S | 1889
7S06CTOKWW | S5JM | VMware Provided VMware Horizon 8 Advanced : 100 Pack (Named Users) for VMware HCI Solution Bundle, for OEM Sales only for 1Yr S&S | 7159
7S06CTOKWW | S5JN | VMware Provided VMware Horizon 8 Advanced : 100 Pack (Named Users) for VMware HCI Solution Bundle, for OEM Sales only for 3Yr S&S | 18899
7S06CTOKWW | S5JP | VMware Provided VMware Horizon Apps Advanced, v8: 10 Pack (CCU) for 1Yr S&S | 889
7S06CTOKWW | S5JQ | VMware Provided VMware Horizon Apps Advanced, v8: 10 Pack (CCU) for 3Yr S&S | 2339
7S06CTOKWW | S5JR | VMware Provided VMware Horizon Apps Advanced, v8: 100 Pack (CCU) for 1Yr S&S | 8849
7S06CTOKWW | S5JS | VMware Provided VMware Horizon Apps Advanced, v8: 100 Pack (CCU) for 3Yr S&S | 23379
7S06CTOKWW | S5JT | VMware Provided VMware Horizon Apps Advanced, v8: 10 Pack (Named User) for 1Yr S&S | 539
7S06CTOKWW | S5JU | VMware Provided VMware Horizon Apps Advanced, v8: 10 Pack (Named User) for 3Yr S&S | 1439
7S06CTOKWW | S5JV | VMware Provided VMware Horizon Apps Advanced, v8: 100 Pack (Named User) for 1Yr S&S | 5439
7S06CTOKWW | S5JW | VMware Provided VMware Horizon Apps Advanced, v8: 100 Pack (Named User) for 3Yr S&S | 14359
7S06CTOKWW | S5JX | VMware Provided VMware Horizon Apps Standard, v8: 10 Pack (CCU) for 1Yr S&S | 539
7S06CTOKWW | S5JY | VMware Provided VMware Horizon Apps Standard, v8: 10 Pack (CCU) for 3Yr S&S | 1439
7S06CTOKWW | S5JZ | VMware Provided VMware Horizon Apps Standard, v8: 100 Pack (CCU) for 1Yr S&S | 5439
7S06CTOKWW | S5K0 | VMware Provided VMware Horizon Apps Standard, v8: 100 Pack (CCU) for 3Yr S&S | 14359
7S06CTOKWW | S5K1 | VMware Provided VMware Horizon Apps Standard, v8: 10 Pack (Named User) for 1Yr S&S | 339
7S06CTOKWW | S5K2 | VMware Provided VMware Horizon Apps Standard, v8: 10 Pack (Named User) for 3Yr S&S | 899
7S06CTOKWW | S5K3 | VMware Provided VMware Horizon Apps Standard, v8: 100 Pack (Named User) for 1Yr S&S | 3399
7S06CTOKWW | S5K4 | VMware Provided VMware Horizon Apps Standard, v8: 100 Pack (Named User) for 3Yr S&S | 8979
7S06CTOKWW | S5K5 | VMware Provided VMware Horizon Apps Standard, v8 : 100 Pack (Named User) for VMware HCI Solution Bundle, for OEM Sales only for 1Yr S&S | 3399
7S06CTOKWW | S5K6 | VMware Provided VMware Horizon Apps Standard, v8 : 100 Pack (Named User) for VMware HCI Solution Bundle, for OEM Sales only for 3Yr S&S | 8979
7S06CTOKWW | S5K7 | VMware Provided VMware Horizon Apps Standard, v8 : 10 Pack (Named User) for VMware HCI Solution Bundle, for OEM Sales only for 1Yr S&S | 339
7S06CTOKWW | S5K8 | VMware Provided VMware Horizon Apps Standard, v8 : 10 Pack (Named User) for VMware HCI Solution Bundle, for OEM Sales only for 3Yr S&S | 899
7S06CTOKWW | S5K9 | VMware Provided VMware Horizon 8 Enterprise Add-on: 10 Pack (CCU). Does not include vSphere and vCenter for 1Yr S&S | 1479
7S06CTOKWW | S5KA | VMware Provided VMware Horizon 8 Enterprise Add-on: 10 Pack (CCU). Does not include vSphere and vCenter for 3Yr S&S | 3919
7S06CTOKWW | S5KB | VMware Provided VMware Horizon 8 Enterprise Add-on: 100 Pack (CCU). Does not include vSphere and vCenter for 1Yr S&S | 14859
7S06CTOKWW | S5KC | VMware Provided VMware Horizon 8 Enterprise Add-on: 100 Pack (CCU). Does not include vSphere and vCenter for 3Yr S&S | 39219
7S06CTOKWW | S5KD | VMware Provided VMware Horizon 8 Enterprise: 10 Pack (CCU) for 1Yr S&S | 1649
7S06CTOKWW | S5KE | VMware Provided VMware Horizon 8 Enterprise: 10 Pack (CCU) for 3Yr S&S | 4349
7S06CTOKWW | S5KF | VMware Provided VMware Horizon 8 Enterprise: 100 Pack (CCU) for 1Yr S&S | 16459
7S06CTOKWW | S5KG | VMware Provided VMware Horizon 8 Enterprise: 100 Pack (CCU) for 3Yr S&S | 43479
7S06CTOKWW | S5KH | VMware Provided VMware Horizon 8 Enterprise: 10 Pack (Named Users) for 1Yr S&S | 999
7S06CTOKWW | S5KJ | VMware Provided VMware Horizon 8 Enterprise: 10 Pack (Named Users) for 3Yr S&S | 2639
7S06CTOKWW | S5KK | VMware Provided VMware Horizon 8 Enterprise: 100 Pack (Named Users) for 1Yr S&S | 10019
7S06CTOKWW | S5KL | VMware Provided VMware Horizon 8 Enterprise: 100 Pack (Named Users) for 3Yr S&S | 26449
7S06CTOKWW | S5KM | VMware Provided VMware Horizon 8 Enterprise Add-on: 10 Pack (Named Users). Does not include vSphere and vCenter for 1Yr S&S | 919
7S06CTOKWW | S5KN | VMware Provided VMware Horizon 8 Enterprise Add-on: 10 Pack (Named Users). Does not include vSphere and vCenter for 3Yr S&S | 2449
7S06CTOKWW | S5KP | VMware Provided VMware Horizon 8 Enterprise Add-on: 100 Pack (Named Users). Does not include vSphere and vCenter for 1Yr S&S | 8839
7S06CTOKWW | S5KQ | VMware Provided VMware Horizon 8 Enterprise Add-on: 100 Pack (Named Users). Does not include vSphere and vCenter for 3Yr S&S | 24509
7S06CTOKWW | S5KR | VMware Provided VMware Horizon 8 for Linux: 10 Pack (CCU) for 1Yr S&S | 429
7S06CTOKWW | S5KS | VMware Provided VMware Horizon 8 for Linux: 10 Pack (CCU) for 3Yr S&S | 1079
7S06CTOKWW | S5KT | VMware Provided VMware Horizon 8 for Linux: 100 Pack (CCU) for 1Yr S&S | 4089
7S06CTOKWW | S5KU | VMware Provided VMware Horizon 8 for Linux: 100 Pack (CCU) for 3Yr S&S | 10799
7S06CTOKWW | S5KV | VMware Provided VMware Horizon 8 Standard: 10 Pack (CCU) for 1Yr S&S | 709
7S06CTOKWW | S5KW | VMware Provided VMware Horizon 8 Standard: 10 Pack (CCU) for 3Yr S&S | 1889
7S06CTOKWW | S5KX | VMware Provided VMware Horizon 8 Standard: 100 Pack (CCU) for 1Yr S&S | 6819
7S06CTOKWW | S5KY | VMware Provided VMware Horizon 8 Standard: 100 Pack (CCU) for 3Yr S&S | 17999
7S06CTOKWW | S5KZ | VMware Provided VMware Horizon 8 Standard Add-On: 10 Pack (CCU) for 1Yr S&S | 539
7S06CTOKWW | S5L0 | VMware Provided VMware Horizon 8 Standard Add-On: 10 Pack (CCU) for 3Yr S&S | 1439
7S06CTOKWW | S5L1 | VMware Provided VMware Horizon 8 Standard Add-On: 100 Pack (CCU) for 1Yr S&S | 5439
7S06CTOKWW | S5L2 | VMware Provided VMware Horizon 8 Standard Add-On: 100 Pack (CCU) for 3Yr S&S | 14339
7S06CTOLWW | S467 | VMware vCenter Server 7 Foundation for vSphere 7 up to 4 hosts (Per Instance) License | 1539
7S06CTOLWW | S468 | Lenovo Provided VMware vCenter Server 7 Foundation for vSphere 7 up to 4 hosts (Per Instance) 1Yr S&S | 779
7S06CTOLWW | S469 | Lenovo Provided VMware vCenter Server 7 Foundation for vSphere 7 up to 4 hosts (Per Instance) 3Yr S&S | 2079
7S06CTOLWW | S46A | Lenovo Provided VMware vCenter Server 7 Foundation for vSphere 7 up to 4 hosts (Per Instance) 5Yr S&S | 3469
7S06CTOLWW | S46B | VMware vCenter Server 7 Standard for vSphere 7 (Per Instance) License | 6179
7S06CTOLWW | S46C | Lenovo Provided VMware vCenter Server 7 Standard for vSphere 7 (Per Instance) 1Yr S&S | 1809
7S06CTOLWW | S46D | Lenovo Provided VMware vCenter Server 7 Standard for vSphere 7 (Per Instance) 3Yr S&S | 4819
7S06CTOLWW | S46E | Lenovo Provided VMware vCenter Server 7 Standard for vSphere 7 (Per Instance) 5Yr S&S | 8029
7S06CTOLWW | S46F | VMware Site Recovery Manager 8 Standard (25 VM Pack) License | 5029
7S06CTOLWW | S46G | Lenovo Provided VMware Site Recovery Manager 8 Standard (25 VM Pack) 1Yr S&S | 1489
7S06CTOLWW | S46H | Lenovo Provided VMware Site Recovery Manager 8 Standard (25 VM Pack) 3Yr S&S | 3969
7S06CTOLWW | S46J | Lenovo Provided VMware Site Recovery Manager 8 Standard (25 VM Pack) 5Yr S&S | 6609
7S06CTOLWW | S46K | VMware Site Recovery Manager 8 Enterprise (25 VM Pack) License | 12749
7S06CTOLWW | S46L | Lenovo Provided VMware Site Recovery Manager 8 Enterprise (25 VM Pack) 1Yr S&S | 3659
7S06CTOLWW | S46M | Lenovo Provided VMware Site Recovery Manager 8 Enterprise (25 VM Pack) 3Yr S&S | 9689
7S06CTOLWW | S46N | Lenovo Provided VMware Site Recovery Manager 8 Enterprise (25 VM Pack) 5Yr S&S | 16149
7S06CTOLWW | S4PE | VMware vCenter Server 7 Foundation for vSphere 7 up to 4 hosts (Per Instance) License | 889
7S06CTOLWW | S4PF | Lenovo Provided VMware vCenter Server 7 Foundation for vSphere 7 up to 4 hosts (Per Instance) 1Yr S&S | 699
7S06CTOLWW | S4PG | Lenovo Provided VMware vCenter Server 7 Foundation for vSphere 7 up to 4 hosts (Per Instance) 3Yr S&S | 1849
7S06CTOLWW | S4PH | Lenovo Provided VMware vCenter Server 7 Foundation for vSphere 7 up to 4 hosts (Per Instance) 5Yr S&S | 3079
7S06CTOLWW | S4PJ | VMware vCenter Server 7 Standard for vSphere 7 (Per Instance) License | 3559
7S06CTOLWW | S4PK | Lenovo Provided VMware vCenter Server 7 Standard for vSphere 7 (Per Instance) 1Yr S&S | 1629
7S06CTOLWW | S4PL | Lenovo Provided VMware vCenter Server 7 Standard for vSphere 7 (Per Instance) 3Yr S&S | 4309
7S06CTOLWW | S4PM | Lenovo Provided VMware vCenter Server 7 Standard for vSphere 7 (Per Instance) 5Yr S&S | 7189
7S06CTOLWW | S5L3 | VMware Provided VMware vCenter Server 7 Foundation for vSphere 7 up to 4 hosts (Per Instance) for 1Yr S&S | 699
7S06CTOLWW | S5L4 | VMware Provided VMware vCenter Server 7 Foundation for vSphere 7 up to 4 hosts (Per Instance) for 3 year | 1849
7S06CTOLWW | S5L5 | VMware Provided VMware vCenter Server 7 Standard for vSphere 7 (Per Instance) for 1Yr S&S | 1629
7S06CTOLWW | S5L6 | VMware Provided VMware vCenter Server 7 Standard for vSphere 7 (Per Instance) for 3 year | 4319
7S06CTOMWW | S475 | VMware Dynamic Environment Manager: 10 Pack (CCU) License | 519
7S06CTOMWW | S476 | Lenovo Provided VMware Dynamic Environment Manager: 10 Pack (CCU) 1Yr S&S | 139
7S06CTOMWW | S477 | Lenovo Provided VMware Dynamic Environment Manager: 10 Pack (CCU) 3Yr S&S | 379
7S06CTOMWW | S478 | Lenovo Provided VMware Dynamic Environment Manager: 10 Pack (CCU) 5Yr S&S | 639
7S06CTOMWW | S479 | VMware Dynamic Environment Manager: 100 Pack (CCU) License | 5149
7S06CTOMWW | S47A | Lenovo Provided VMware Dynamic Environment Manager: 100 Pack (CCU) 1Yr S&S | 1529
7S06CTOMWW | S47B | Lenovo Provided VMware Dynamic Environment Manager: 100 Pack (CCU) 3Yr S&S | 4059
7S06CTOMWW | S47C | Lenovo Provided VMware Dynamic Environment Manager: 100 Pack (CCU) 5Yr S&S | 6769
7S06CTOMWW | S47D | VMware Dynamic Environment Manager: 10 Pack (Named Users) License | 309
7S06CTOMWW | S47E | Lenovo Provided VMware Dynamic Environment Manager: 10 Pack (Named Users) 1Yr S&S | 89
7S06CTOMWW | S47F | Lenovo Provided VMware Dynamic Environment Manager: 10 Pack (Named Users) 3Yr S&S | 229
7S06CTOMWW | S47G | Lenovo Provided VMware Dynamic Environment Manager: 10 Pack (Named Users) 5Yr S&S | 379
7S06CTOMWW | S47H | VMware Dynamic Environment Manager: 100 Pack (Named Users) License | 3089
7S06CTOMWW | S47J | Lenovo Provided VMware Dynamic Environment Manager: 100 Pack (Named Users) 1Yr S&S | 949
7S06CTOMWW | S47K | Lenovo Provided VMware Dynamic Environment Manager: 100 Pack (Named Users) 3Yr S&S | 2539
7S06CTOMWW | S47L | Lenovo Provided VMware Dynamic Environment Manager: 100 Pack (Named Users) 5Yr S&S | 4229
7S06CTOMWW | S5T0 | VMware Provided VMware Dynamic Environment Manager: 10 Pack (CCU) for 1Yr S&S | 139
7S06CTOMWW | S5T1 | VMware Provided VMware Dynamic Environment Manager: 10 Pack (CCU) for 3Yr S&S | 359
7S06CTOMWW | S5T2 | VMware Provided VMware Dynamic Environment Manager: 100 Pack (CCU) for 1Yr S&S | 1359
7S06CTOMWW | S5T3 | VMware Provided VMware Dynamic Environment Manager: 100 Pack (CCU) for 3Yr S&S | 3599
7S06CTOMWW | S5T4 | VMware Provided VMware Dynamic Environment Manager: 10 Pack (Named Users) for 1Yr S&S | 89
7S06CTOMWW | S5T5 | VMware Provided VMware Dynamic Environment Manager: 10 Pack (Named Users) for 3Yr S&S | 219
7S06CTOMWW | S5T6 | VMware Provided VMware Dynamic Environment Manager: 100 Pack (Named Users) for 1Yr S&S | 819
7S06CTOMWW | S5T7 | VMware Provided VMware Dynamic Environment Manager: 100 Pack (Named Users) for 3Yr S&S | 2159
7S06CTONWW | S483 | VMware ThinApp 5 Client Licenses 100 Pack License | 1959
7S06CTONWW | S484 | Lenovo Provided VMware ThinApp 5 Client Licenses 100 Pack 1Yr S&S | 589
7S06CTONWW | S485 | Lenovo Provided VMware ThinApp 5 Client Licenses 100 Pack 3Yr S&S | 1569
7S06CTONWW | S486 | Lenovo Provided VMware ThinApp 5 Client Licenses 100 Pack 5Yr S&S | 2619
7S06CTONWW | S487 | VMware ThinApp 5 Suite License | 5149
7S06CTONWW | S488 | Lenovo Provided VMware ThinApp 5 Suite 1Yr S&S | 1529
7S06CTONWW | S489 | Lenovo Provided VMware ThinApp 5 Suite 3Yr S&S | 4059
7S06CTONWW | S48A | Lenovo Provided VMware ThinApp 5 Suite 5Yr S&S | 6759
7S06CTONWW | S5TG | VMware Provided VMware ThinApp 5 Client Licenses 100 Pack for 1Yr S&S | 519
7S06CTONWW | S5TH | VMware Provided VMware ThinApp 5 Client Licenses 100 Pack for 3Yr S&S | 1369
7S06CTONWW | S5TJ | VMware Provided VMware ThinApp 5 Suite for 1Yr S&S | 1359
7S06CTONWW | S5TK | VMware Provided VMware ThinApp 5 Suite for 3Yr S&S | 3589
7S06CTOPWW | S39D | Upgrade: VMware vCenter Server 7 Foundation to vCenter Server 7 Standard License | 5099
7S06CTOPWW | S39H | Upgrade: VMware Site Recovery Manager 8 Standard to Site Recovery Manager Enterprise (25 VM Pack) License | 8499
7S06CTOPWW | S39M | Upgrade: VMware vSAN 7 Advanced for 1 processor to vSAN 7 Enterprise Plus for 1 processor License | 4109
7S06CTOPWW | S39R | Upgrade: VMware vSAN 7 Advanced for 1 processor to vSAN 7 Enterprise for 1 processor License | 2119
7S06CTOPWW | S39V | Upgrade: VMware vSAN 7 Standard for Desktop to vSAN 7 Advanced for Desktop: 100 Pack (CCU) License | 5229
7S06CTOPWW | S39Z | Upgrade: VMware vSAN 7 Advanced for Desktop to vSAN 7 Enterprise for Desktop: 100 Pack (CCU) License | 4129
7S06CTOPWW | S3A3 | Upgrade: VMware vSAN 7 Standard for Desktop to vSAN 7 Enterprise for Desktop: 100 Pack (CCU) License | 9349
7S06CTOPWW | S3A7 | Upgrade: VMware vSAN 7 Enterprise for 1 processor to vSAN 7 Enterprise Plus for 1 processor License | 2019
7S06CTOPWW | S3AB | Upgrade: VMware vSAN 7 Advanced for Desktop to vSAN 7 Enterprise for Desktop: 10 Pack (CCU) License | 409
7S06CTOPWW | S3AF | Upgrade: VMware vSAN 7 Standard for Desktop to vSAN 7 Advanced for Desktop: 10 Pack (CCU) License | 519
7S06CTOPWW | S3AK | Upgrade: VMware vSAN 7 Standard for Desktop to vSAN 7 Enterprise for Desktop: 10 Pack (CCU) License | 939
7S06CTOPWW | S3AP | Upgrade: VMware vSAN 7 Advanced for Remote Office Branch Office (25 VM pack) to VMware vSAN 7 Enterprise for Remote Office Branch Office (25 VM pack) License | 10679
7S06CTOPWW | S3AT | Upgrade: VMware vSAN 7 Standard for Remote Office Branch Office (25 VM pack) to VMware vSAN 7 Advanced for Remote Office Branch Office (25 VM pack) License | 8469
7S06CTOPWW | S3AX | Upgrade: VMware vSAN 7 Standard for Remote Office Branch Office (25 VM pack) to VMware vSAN 7 Enterprise for Remote Office Branch Office (25 VM pack) License | 19129
7S06CTOPWW | S3B1 | Upgrade: VMware vSAN 7 Standard for 1 processor to vSAN 7 Advanced for 1 processor License | 1709
7S06CTOPWW | S3B5 | Upgrade: VMware vSAN 7 Standard for 1 processor to vSAN 7 Enterprise for 1 processor License | 3829
7S06CTOPWW | S3B9 | Upgrade: VMware vSAN 7 Standard for 1 processor to vSAN 7 Enterprise Plus for 1 processor License | 5799
7S06CTOPWW | S3BD | Upgrade: VMware NSX Data Center Standard to NSX Data Center Professional per Processor License | 2199
7S06CTOPWW | S3BH | Upgrade: VMware NSX Data Center Standard to NSX Data Center Advanced per Processor License | 3849
7S06CTOPWW | S3BM | Upgrade: VMware NSX Data Center Professional to NSX Data Center Advanced per Processor License | 1649
7S06CTOPWW | S3BV | Upgrade: VMware NSX Data Center Professional to NSX Data Center Enterprise Plus per Processor License | 4949
7S06CTOPWW | S3BZ | Upgrade: VMware NSX Enterprise per Processor to NSX Data Center Enterprise Plus per Processor License | 1299
7S06CTOPWW | S3C3 | Upgrade: VMware NSX Data Center Advanced to NSX Data Center Enterprise Plus per Processor License | 3299
7S06CTOPWW | S3C7 | Upgrade: VMware NSX Data Center Standard to NSX Data Center Enterprise Plus per Processor License | 7149
7S06CTOPWW | S3CB | Upgrade: VMware NSX Enterprise for Desktop to NSX Data Center Enterprise Plus for Desktop: 10 pack (CCU) License | 259
7S06CTOPWW | S3CF | Upgrade: VMware NSX Data Center Advanced for Desktop to NSX Data Center Enterprise Plus for Desktop: 10 pack (CCU) License | 659
7S06CTOPWW | S3CK | Upgrade: VMware NSX Enterprise for Desktop to NSX Data Center Enterprise Plus for Desktop: 100 pack (CCU) License | 2589
7S06CTOPWW | S3CP | Upgrade: VMware NSX Data Center Advanced for Desktop to NSX Data Center Enterprise Plus for Desktop: 100 pack (CCU) License | 6599
7S06CTOPWW | S3CT | Upgrade: VMware vRealize Operations 8 Standard (Per CPU) to VMware vRealize Suite 2019 Advanced (Per PLU) License | 6029
7S06CTOPWW | S3CX | Upgrade: VMware vRealize Operations 8 Standard (25 VM Pack) to VMware vRealize Suite 2019 Advanced (Per PLU) License | 3909
7S06CTOPWW | S3D1 | Upgrade: VMware vRealize Operations 8 Standard - vSOM Entitlement (Per CPU) to VMware vRealize Suite 2019 Advanced (Per PLU) License | 6579
7S06CTOPWW | S3D5 | Upgrade: VMware vRealize Suite 2019 Standard (Per PLU) to VMware vRealize Suite 2019 Advanced (Per PLU) License | 3049
7S06CTOPWW | S3D9 | Upgrade: VMware vRealize Operations 8 Advanced (Per CPU) to VMware vRealize Suite 2019 Advanced (Per PLU) License | 4319
7S06CTOPWW | S3DD | Upgrade: VMware vRealize Log Insight 8 (Per CPU) to VMware vRealize Suite 2019 Advanced (Per PLU) License | 5739
7S06CTOPWW | S3DH | Upgrade: VMware vRealize Log Insight 8 (25 OSI) to VMware vRealize Suite 2019 Advanced (Per PLU) License | 1779
7S06CTOPWW | S3DM | Upgrade: VMware vRealize Operations 8 Enterprise (Per CPU) to VMware vRealize Suite 2019 Enterprise (Per PLU) License | 4359
7S06CTOPWW | S3DR | Upgrade: VMware vRealize Automation 8 Advanced (25 OSI) to VMware vRealize Suite 2019 Enterprise (Per PLU) License | 1389
7S06CTOPWW | S3DV | Upgrade: VMware vRealize Log Insight 8 (Per CPU) to VMware vRealize Suite 2019 Enterprise (Per PLU) License | 7479
7S06CTOPWW | S3DZ | Upgrade: VMware vRealize Log Insight 8 (25 OSI) to VMware vRealize Suite 2019 Enterprise (Per PLU) License | 3509
7S06CTOPWW | S3E3 | Upgrade: VMware vRealize Operations 8 Advanced (Per CPU) to VMware vRealize Suite 2019 Enterprise (Per PLU) License | 6059
7S06CTOPWW | S3E7 | Upgrade: VMware vRealize Operations 8 Advanced (25 OSI) to VMware vRealize Suite 2019 Enterprise (Per PLU) License | 1389
7S06CTOPWW | S3EB | Upgrade: VMware vRealize Operations 8 Standard (Per CPU) to VMware vRealize Suite 2019 Enterprise (Per PLU) License | 7769
7S06CTOPWW | S3EF | Upgrade: VMware vRealize Operations 8 Standard (25 VM Pack) to VMware vRealize Suite 2019 Enterprise (Per PLU) License | 5639
7S06CTOPWW | S3EK | Upgrade: VMware vRealize Operations 8 Standard - vSOM Entitlement (Per CPU) to VMware vRealize Suite 2019 Enterprise (Per PLU) License | 8329
7S06CTOPWW | S3EP | Upgrade: VMware vRealize Suite 2019 Advanced (Per PLU) to VMware vRealize Suite 2019 Enterprise (Per PLU) License | 1739
7S06CTOPWW | S3ET | Upgrade: VMware vRealize Suite 2019 Standard (Per PLU) to VMware vRealize Suite 2019 Enterprise (Per PLU) License | 4789
7S06CTOPWW | S3EX | Upgrade: VMware vRealize Log Insight 8 (Per CPU) to VMware vRealize Suite 2019 Standard (Per PLU) License | 2699
7S06CTOPWW | S3F1 | Upgrade: VMware vRealize Operations 8 Advanced (Per CPU) to VMware vRealize Suite 2019 Standard (Per PLU) License | 1279
7S06CTOPWW | S3F5 | Upgrade: VMware vRealize Operations 8 Standard (Per CPU) to VMware vRealize Suite 2019 Standard (Per PLU) License | 2979
7S06CTOPWW | S3F9 | Upgrade: VMware vRealize Operations 8 Standard (25 VM Pack) to VMware vRealize Suite 2019 Standard (Per PLU) License | 859
7S06CTOPWW | S3FD | Upgrade: VMware vRealize Operations 8 Standard - vSOM Entitlement (Per CPU) to VMware vRealize Suite 2019 Standard (Per PLU) License | 3559
7S06CTOPWW | S3FH | Upgrade: VMware vRealize Automation 8 Advanced to VMware vRealize Automation 8 Enterprise (25 OSI Pack) License | 5679
7S06CTOPWW | S3FM | Upgrade: VMware vRealize Operations 8 Standard (Per CPU) to VMware vRealize Operations 8 Advanced (Per CPU) License | 1709
7S06CTOPWW | S3FR | Upgrade: VMware vRealize Operations 8 Standard (Per CPU) to VMware vRealize Operations 8 Enterprise (Per CPU) License | 3409
7S06CTOPWW | S3FV | Upgrade: VMware vRealize Operations 8 Advanced (25 OSI Pack) to vRealize Operations 8 Enterprise (25 OSI Pack) License | 11839
7S06CTOPWW | S3FZ | Upgrade: VMware vRealize Operations 8 Standard (25 VM Pack) to vRealize Operations 8 Enterprise (25 OSI Pack) License | 16099
7S06CTOPWW | S3G3 | Upgrade: VMware Integrated OpenStack 6 Data Center to VMware are Integrated OpenStack 6 Carrier Edition for 1 Processor License | 1099
7S06CTOPWW | S52W | Upgrade: VMware Horizon 8 Standard Add-on: 10 pack (CCU) to VMware Horizon 8 Advanced Add-on: 10 Pack (CCU). Does not include vSphere and vCenter License | 999
7S06CTOPWW | S52X | Upgrade: VMware Horizon 8 Standard Add-on: 100 pack (CCU) to VMware Horizon 8 Advanced Add-on: 100 Pack (CCU). Does not include vSphere and vCenter License | 10029
7S06CTOPWW | S52Y | Upgrade: VMware Mirage 5 to Horizon 8 Advanced (10 Pack CCU) License | 1729
7S06CTOPWW | S52Z | Upgrade: VMware Horizon Standard (10 Pack CCU) to Horizon 8 Advanced (10 Pack CCU) License | 1039
7S06CTOPWW | S530 | Upgrade: VMware View Add-on to Horizon 8 Advanced (10 Pack CCU) License | 1449
7S06CTOPWW | S531 | Upgrade: VMware Mirage for Physical to Horizon 8 Advanced (10 Pack CCU) License | 1729
7S06CTOPWW | S532 | Upgrade: VMware Horizon 8 Standard Add-on: 100 pack (CCU) to VMware Horizon 8 Advanced Edition: 100 Pack (CCU) License | 14549
7S06CTOPWW | S533 | Upgrade: VMware Horizon 8 Advanced Add-on: 100 pack (CCU) to VMware Horizon 8 Advanced Edition: 100 Pack (CCU) License | 6939
7S06CTOPWW | S534 | Upgrade: VMware Horizon Standard (100 Pack CCU) to Horizon 8 Advanced (100 Pack CCU) License | 10369
7S06CTOPWW | S535 | Upgrade: VMware Mirage for Physical to Horizon 8 Advanced (100 Pack CCU) License | 17309
7S06CTOPWW | S536 | Upgrade: VMware Mirage 5 to Horizon 8 Advanced (100 Pack CCU) License | 17309
7S06CTOPWW | S537 | Upgrade: VMware View Add-on to Horizon 8 Advanced (100 Pack CCU) License | 14549
7S06CTOPWW | S538 | Upgrade: VMware Mirage for Physical to Horizon 8 Advanced (10 Pack Named Users) License | 689
7S06CTOPWW | S539 | Upgrade: VMware Horizon 8 Advanced Add-on: 10 pack (Named Users) to VMware Horizon 8 Advanced Edition: 10 Pack (Named Users) License | 349
7S06CTOPWW | S53A | Upgrade: VMware Mirage 5 to Horizon 8 Advanced (10 Pack Named Users) License | 689
7S06CTOPWW | S53B | Upgrade: VMware Workspace to Horizon 8 Advanced: 10 Pack (Named Users) License | 689
7S06CTOPWW | S53C | Upgrade: VMware Horizon 8 Advanced Add-on: 100 pack (Named Users) to VMware Horizon 8 Advanced Edition: 100 Pack (Named Users) License | 3499
7S06CTOPWW | S53D | Upgrade: VMware Mirage 5 to Horizon 8 Advanced (100 Pack Named Users) License | 6939
7S06CTOPWW | S53E | Upgrade: VMware Mirage for Physical to Horizon 8 Advanced (100 Pack Named Users) License | 6939
7S06CTOPWW | S53F | Upgrade: VMware Workspace to Horizon 8 Advanced: 100 Pack (Named Users) License | 6939
7S06CTOPWW | S53G | Upgrade: VMware Horizon 8 Advanced Add-on: 10 pack (CCU) to VMware Horizon 8 Advanced Edition: 10 Pack (CCU) License | 689
7S06CTOPWW | S53H | Upgrade: VMware Horizon 8 Standard Add-on: 10 pack (CCU) to VMware Horizon 8 Advanced Edition: 10 Pack (CCU) License | 1449
7S06CTOPWW | S53J | Upgrade: Upgrade: VMware Horizon Apps Standard, v8: 10 Pack (CCU) to VMware Horizon Apps Advanced, v8: 10 Pack (CCU) License | 869
7S06CTOPWW | S53K | Upgrade: Upgrade: VMware App Volumes Standard to Horizon Apps Advanced, v8: 10 Pack (CCU) License | 1629
7S06CTOPWW | S53L | Upgrade: VMware App Volumes Advanced to Horizon Apps Advanced, v8: 10 Pack (CCU) License | 1209
7S06CTOPWW | S53M | Upgrade: Upgrade: VMware Horizon Apps Standard, v8: 100 Pack (CCU) to VMware Horizon Apps Advanced, v8: 100 Pack (CCU) License | 8689
7S06CTOPWW | S53N | Upgrade: VMware App Volumes Advanced to Horizon Apps Advanced, v8: 100 Pack (CCU) License | 12119
7S06CTOPWW | S53P | Upgrade: Upgrade: VMware App Volumes Standard to Horizon Apps Advanced, v8: 100 Pack (CCU) License | 16259
7S06CTOPWW | S53Q | Upgrade: Upgrade: VMware App Volumes Standard to Horizon Apps Advanced, v8: 10 Pack (Named Users) License | 969
7S06CTOPWW | S53R | Upgrade: VMware App Volumes Advanced to Horizon Apps Advanced, v8: 10 Pack (Named Users) License | 689
7S06CTOPWW | S53S | Upgrade: Upgrade: VMware Horizon Apps Standard, v8: 10 Pack (Named User) to VMware Horizon Apps Advanced, v8: 10 Pack (Named User) License | 519
7S06CTOPWW | S53T | Upgrade: Upgrade: VMware App Volumes Standard to Horizon Apps Advanced, v8: 100 Pack (Named Users) License | 9659
7S06CTOPWW | S53U | Upgrade: VMware App Volumes Advanced to Horizon Apps Advanced, v8: 100 Pack (Named Users) License | 6939
7S06CTOPWW | S53V | Upgrade: Upgrade: VMware Horizon Apps Standard, v8: 100 Pack (Named User) to VMware Horizon Apps Advanced, v8: 100 Pack (Named User) License | 5189
7S06CTOPWW | S53W | Upgrade: VMware Horizon 8 Standard Add-on: 10 pack (CCU) to VMware Horizon 8 Enterprise Add-on: 10 Pack (CCU). Does not include vSphere and vCenter License | 2279
7S06CTOPWW | S53X | Upgrade: VMware Horizon 8 Advanced Add-on to Horizon 8 Enterprise Add-on: 10 Pack (CCU). Does not include vSphere and vCenter License | 1279
7S06CTOPWW | S53Y | Upgrade: VMware Horizon 8 Standard Add-on: 100 pack (CCU) to VMware Horizon 8 Enterprise Add-on: 100 Pack (CCU). Does not include vSphere and vCenter License | 22829
7S06CTOPWW | S53Z | Upgrade: VMware Horizon 8 Advanced Add-on to Horizon 8 Enterprise Add-on: 100 Pack (CCU). Does not include vSphere and vCenter License | 12799
7S06CTOPWW | S540 | Upgrade: VMware Horizon 8 Advanced (10 Pack CCU) to Horizon 8 Enterprise (10 Pack CCU) License | 1209
7S06CTOPWW | S541 | Upgrade VMware Horizon for Linux to Horizon 8 Enterprise (10 Pack CCU) License | 2949
7S06CTOPWW | S542 | Upgrade: VMware Horizon 8 Enterprise (10 Pack Named Users) to Horizon 8 Enterprise (10 Pack CCU) License | 1559
7S06CTOPWW | S543 | Upgrade: VMware Horizon Standard (10 Pack CCU) to Horizon 8 Enterprise (10 Pack CCU) License | 2259
7S06CTOPWW | S544 | Upgrade: VMware Horizon 8 Advanced Add-on: 10 pack (CCU) to VMware Horizon 8 Enterprise Edition: 10 Pack (CCU) License | 1909
7S06CTOPWW | S545 | Upgrade: VMware View Add-on to Horizon 8 Enterprise (10 Pack CCU) License | 2669
7S06CTOPWW | S546 | Upgrade: VMware Dynamic Environment Manager to Horizon 8 Enterprise: 10 Pack (CCU) License | 3309
7S06CTOPWW | S547 | Upgrade: VMware App Volumes Advanced to Horizon 8 Enterprise Edition: 10 Pack (CCU) License | 2949
7S06CTOPWW | S548 | Upgrade: VMware App Volumes Enterprise to Horizon 8 Enterprise Edition: 10 Pack (CCU) License | 2739
7S06CTOPWW | S549 | Upgrade: VMware App Volumes Standard to Horizon 8 Enterprise Edition: 10 Pack (CCU) License | 3359
7S06CTOPWW | S54A | Upgrade: VMware Horizon Apps Standard, v8 to Horizon 8 Enterprise: 10 Pack (CCU) License | 2609
7S06CTOPWW | S54B | Upgrade: VMware Horizon Apps Advanced, v8 to Horizon 8 Enterprise: 10 Pack (CCU) License | 1739
7S06CTOPWW | S54C | Upgrade: VMware Horizon 8 Enterprise Add-on: 10 pack (CCU) to VMware Horizon 8 Enterprise Edition: 10 Pack (CCU) License | 1039
7S06CTOPWW | S54D | Upgrade: VMware Horizon 8 Enterprise (100 Pack Named Users) to Horizon 8 Enterprise (100 Pack CCU) License | 15609
7S06CTOPWW | S54E | Upgrade: VMware Horizon Standard (100 Pack CCU) to Horizon 8 Enterprise (100 Pack CCU) License | 22559
7S06CTOPWW | S54F | Upgrade VMware Horizon for Linux to Horizon 8 Enterprise (100 Pack CCU) License | 29499
7S06CTOPWW | S54G | Upgrade: VMware Horizon 8 Advanced (100 Pack CCU) to Horizon 8 Enterprise (100 Pack CCU) License | 12149
7S06CTOPWW | S54H | Upgrade: VMware View Add-on to Horizon 8 Enterprise (100 Pack CCU) License | 26739
7S06CTOPWW | S54J | Upgrade: VMware Dynamic Environment Manager to Horizon 8 Enterprise: 100 Pack (CCU) License | 33119
7S06CTOPWW | S54K | Upgrade: VMware Horizon Apps Advanced, v8 to Horizon 8 Enterprise: 100 Pack (CCU) License | 17369
7S06CTOPWW | S54L | Upgrade: VMware App Volumes Advanced to Horizon 8 Enterprise Edition: 100 Pack (CCU) License | 29499
7S06CTOPWW | S54M | Upgrade: VMware App Volumes Enterprise to Horizon 8 Enterprise Edition: 100 Pack (CCU) License | 27409
7S06CTOPWW | S54N | Upgrade: VMware App Volumes Standard to Horizon 8 Enterprise Edition: 100 Pack (CCU) License | 33639
7S06CTOPWW | S54P | Upgrade: VMware Horizon Apps Standard, v8 to Horizon 8 Enterprise: 100 Pack (CCU) License | 26059
7S06CTOPWW | S54Q | Upgrade: VMware Horizon 8 Advanced Add-on: 100 pack (CCU) to VMware Horizon 8 Enterprise Edition: 100 Pack (CCU) License | 19129
7S06CTOPWW | S54R | Upgrade: VMware Horizon 8 Enterprise Add-on: 100 pack (CCU) to VMware Horizon 8 Enterprise Edition: 100 Pack (CCU) License | 10439
7S06CTOPWW | S54S | Upgrade: VMware Horizon 8 Advanced (10 Pack Named Users) to Horizon 8 Enterprise (10 Pack Named Users) License | 689
7S06CTOPWW | S54T | Upgrade: VMware Horizon 8 Enterprise Add-on: 10 pack (Named Users) to VMware Horizon 8 Enterprise Edition: 10 Pack (Named Users) License | 449
7S06CTOPWW | S54U | Upgrade: VMware App Volumes Standard to Horizon 8 Enterprise Edition: 10 Pack (Named Users) License | 2009
7S06CTOPWW | S54V | Upgrade: VMware App Volumes Enterprise to Horizon 8 Enterprise Edition: 10 Pack (Named Users) License | 1599
7S06CTOPWW | S54W | Upgrade: VMware App Volumes Advanced to Horizon 8 Enterprise Edition: 10 Pack (Named Users) License | 1739
7S06CTOPWW | S54X | Upgrade: VMware Dynamic Environment Manager to Horizon 8 Enterprise: 10 Pack (Named Users) License | 2019
7S06CTOPWW | S54Y | Upgrade: VMware Horizon Apps Standard, v8 to Horizon 8 Enterprise: 10 Pack (Named Users) License | 1559
7S06CTOPWW | S54Z | Upgrade: VMware Horizon Apps Advanced, v8 to Horizon 8 Enterprise: 10 Pack (Named Users) License | 1039
7S06CTOPWW | S550 | Upgrade: VMware Horizon 8 Advanced Add-on: 10 pack (Named Users) to VMware Horizon 8 Enterprise Edition: 10 Pack (Named Users) License | 1039
7S06CTOPWW | S551 | Upgrade: VMware Horizon 8 Advanced (100 Pack Named Users) to Horizon 8 Enterprise (100 Pack Named Users) License | 6949
7S06CTOPWW | S552 | Upgrade: VMware Dynamic Environment Manager to Horizon 8 Enterprise: 100 Pack (Named Users) License | 20179
7S06CTOPWW | S553 | Upgrade: VMware Horizon 8 Advanced Add-on: 100 pack (Named Users) to VMware Horizon 8 Enterprise Edition: 100 Pack (Named Users) License | 10439
7S06CTOPWW | S554 | Upgrade: VMware App Volumes Standard to Horizon 8 Enterprise Edition: 100 Pack (Named Users) License | 20099
7S06CTOPWW | S555 | Upgrade: VMware App Volumes Advanced to Horizon 8 Enterprise Edition: 100 Pack (Named Users) License | 17379
7S06CTOPWW | S556 | Upgrade: VMware App Volumes Enterprise to Horizon 8 Enterprise Edition: 100 Pack (Named Users) License | 15959
7S06CTOPWW | S557 | Upgrade: VMware Horizon Apps Standard, v8 to Horizon 8 Enterprise: 100 Pack (Named Users) License | 15619
7S06CTOPWW | S558 | Upgrade: VMware Horizon Apps Advanced, v8 to Horizon 8 Enterprise: 100 Pack (Named Users) License | 10409
7S06CTOPWW | S559 | Upgrade: VMware Horizon 8 Enterprise Add-on: 100 pack (Named Users) to VMware Horizon 8 Enterprise Edition: 100 Pack (Named Users) License | 4509
7S06CTOPWW | S55A | Upgrade: VMware Horizon 8 Advanced Add-on to Horizon 8 Enterprise Add-on: 10 Pack (Named Users). Does not include vSphere and vCenter License | 799
7S06CTOPWW | S55B | Upgrade: VMware Horizon 8 Advanced Add-on to Horizon 8 Enterprise Add-on: 100 Pack (Named Users). Does not include vSphere and vCenter License | 7999
7S06CTOPWW | S55C | Upgrade: VMware View 5 Enterprise 10 Pack to Horizon 8 Standard (10 Pack CCU) License | 629
7S06CTOPWW | S55D | Upgrade: VMware ThinApp New Year Bundle to Horizon 8 Standard (10 Pack CCU) License | 1319
7S06CTOPWW | S55E | Upgrade: VMware View Enterprise Add-On to Horizon 8 Standard (10 Pack CCU) License | 1099
7S06CTOPWW | S55F | Upgrade: VMware Horizon 8 Standard Add-On: 10 pack to VMware Horizon 8 Standard Edition: 10 Pack (CCU) License | 439
7S06CTOPWW | S55G | Upgrade: VMware View 5 Enterprise 100 pack to Horizon 8 Standard (100 Pack CCU) License | 6309
7S06CTOPWW | S55H | Upgrade: VMware View Enterprise Add-On to Horizon 8 Standard (100 Pack CCU) License | 11039
7S06CTOPWW | S55J | Upgrade: VMware Horizon 8 Standard Add-On: 100 pack to VMware Horizon 8 Standard Edition: 100 Pack (CCU) License | 4429
7S06CTOPWW | S55K | Upgrade: VMware ThinApp 5 Suite to Horizon 8 Standard (100 Pack CCU) License | 12619
7S06CTOPWW | S55L | Upgrade: VMware View Enterprise Add-on to Horizon 8 Standard Add-On (10 Pack CCU) License | 709
7S06CTOPWW | S55M | Upgrade: VMware ThinApp Client License to Horizon 8 Standard Add-On (10 Pack CCU) License | 1289
7S06CTOPWW | S55N | Upgrade: VMware View Enterprise Add-on to Horizon 8 Standard Add-On (100 Pack CCU) | 7109
7S06CTOPWW | S55P | Upgrade: VMware ThinApp Clients (100 Pack) to Horizon 8 Standard Add-On (100 Pack CCU) License | 11849
7S06CTOPWW | S5F6 | Upgrade: VMware vRealize Network Insight 6 Advanced for Desktop (100 pack CCU) to VMware vRealize Network Insight 6 Enterprise for Desktop (100 pack CCU) License | 1279
7S06CTOPWW | S5FB | Upgrade: VMware vRealize Network Insight 6 Advanced for Desktop (10 pack CCU) to VMware vRealize Network Insight 6 Enterprise for Desktop (10 pack CCU) License | 129
7S06CTOPWW | S5FG | Upgrade: VMware vRealize Network Insight 6 Advanced (per CPU) to VMware vRealize Network Insight 6 Enterprise (per CPU) License | 639
7S07CTO1WW | S27Z | DataCore SDS Enterprise Edition 1-Year Subscription (1-9 TB) | 579
7S07CTO1WW | S280 | DataCore SDS Enterprise Edition 1-Year Subscription (10-24 TB) | 569
7S07CTO1WW | S281 | DataCore SDS Enterprise Edition 1-Year Subscription (25-49 TB) | 519
7S07CTO1WW | S282 | DataCore SDS Enterprise Edition 1-Year Subscription (50-99 TB) | 459
7S07CTO1WW | S283 | DataCore SDS Enterprise Edition 1-Year Subscription (100-249 TB) | 379
7S07CTO1WW | S284 | DataCore SDS Enterprise Edition 1-Year Subscription (250-499 TB) | 319
7S07CTO1WW | S285 | DataCore SDS Enterprise Edition 3-Year Subscription (1-9 TB) | 1529
7S07CTO1WW | S286 | DataCore SDS Enterprise Edition 3-Year Subscription (10-24 TB) | 1489
7S07CTO1WW | S287 | DataCore SDS Enterprise Edition 3-Year Subscription (25-49 TB) | 1359
7S07CTO1WW | S288 | DataCore SDS Enterprise Edition 3-Year Subscription (50-99 TB) | 1199
7S07CTO1WW | S289 | DataCore SDS Enterprise Edition 3-Year Subscription (100-249 TB) | 999
7S07CTO1WW | S28A | DataCore SDS Enterprise Edition 3-Year Subscription (250-499 TB) | 829
7S07CTO1WW | S28B | DataCore SDS Enterprise Edition 5-Year Subscription (1-9 TB) | 2159
7S07CTO1WW | S28C | DataCore SDS Enterprise Edition 5-Year Subscription (10-24 TB) | 2099
7S07CTO1WW | S28D | DataCore SDS Enterprise Edition 5-Year Subscription (25-49 TB) | 1929
7S07CTO1WW | S28E | DataCore SDS Enterprise Edition 5-Year Subscription (50-99 TB) | 1689
7S07CTO1WW | S28F | DataCore SDS Enterprise Edition 5-Year Subscription (100-249 TB) | 1409
7S07CTO1WW | S28G | DataCore SDS Enterprise Edition 5-Year Subscription (250-499 TB) | 1179
7S07CTO1WW | S28H | DataCore SDS Standard Edition 1-Year Subscription (1-9 TB) | 469
7S07CTO1WW | S28J | DataCore SDS Standard Edition 1-Year Subscription (10-24 TB) | 449
7S07CTO1WW | S28K | DataCore SDS Standard Edition 1-Year Subscription (25-49 TB) | 419
7S07CTO1WW | S28L | DataCore SDS Standard Edition 1-Year Subscription (50-99 TB) | 369
7S07CTO1WW | S28M | DataCore SDS Standard Edition 1-Year Subscription (100-249 TB) | 309
7S07CTO1WW | S28N | DataCore SDS Standard Edition 1-Year Subscription (250-499 TB) | 249
7S07CTO1WW | S28P | DataCore SDS Standard Edition 3-Year Subscription (1-9 TB) | 1219
7S07CTO1WW | S28Q | DataCore SDS Standard Edition 3-Year Subscription (10-24 TB) | 1189
7S07CTO1WW | S28R | DataCore SDS Standard Edition 3-Year Subscription (25-49 TB) | 1089
7S07CTO1WW | S28S | DataCore SDS Standard Edition 3-Year Subscription (50-99 TB) | 959
7S07CTO1WW | S28T | DataCore SDS Standard Edition 3-Year Subscription (100-249 TB) | 799
7S07CTO1WW | S28U | DataCore SDS Standard Edition 3-Year Subscription (250-499 TB) | 669
7S07CTO1WW | S28V | DataCore SDS Standard Edition 5-Year Subscription (1-9 TB) | 1729
7S07CTO1WW | S28W | DataCore SDS Standard Edition 5-Year Subscription (10-24 TB) | 1679
7S07CTO1WW | S28X | DataCore SDS Standard Edition 5-Year Subscription (25-49 TB) | 1539
7S07CTO1WW | S28Y | DataCore SDS Standard Edition 5-Year Subscription (50-99 TB) | 1359
7S07CTO1WW | S28Z | DataCore SDS Standard Edition 5-Year Subscription (100-249 TB) | 1129
7S07CTO1WW | S290 | DataCore SDS Standard Edition 5-Year Subscription (250-499 TB) | 939
7S07CTO1WW | S291 | DataCore SDS LargeScale Edition 1-Year Subscription (50-99 TB) | 279
7S07CTO1WW | S292 | DataCore SDS LargeScale Edition 1-Year Subscription (100-249 TB) | 229
7S07CTO1WW | S293 | DataCore SDS LargeScale Edition 1-Year Subscription (250-499 TB) | 189
7S07CTO1WW | S294 | DataCore SDS LargeScale Edition 3-Year Subscription (50-99 TB) | 719
7S07CTO1WW | S295 | DataCore SDS LargeScale Edition 3-Year Subscription (100-249 TB) | 599
7S07CTO1WW | S296 | DataCore SDS LargeScale Edition 3-Year Subscription (250-499 TB) | 499
7S07CTO1WW | S297 | DataCore SDS LargeScale Edition 5-Year Subscription (50-99 TB) | 1019
7S07CTO1WW | S298 | DataCore SDS LargeScale Edition 5-Year Subscription (100-249 TB) | 849
7S07CTO1WW | S299 | DataCore SDS LargeScale Edition 5-Year Subscription (250-499 TB) | 709
7S07CTO2WW | B1WW | DataCore Install Services, Per Day (T&E included) | 5000
7S07CTO2WW | B1WX | DataCore Customer 1-Day Advanced Features Online Training | 750
7S07CTO2WW | B1WY | DataCore Customer 1-Day Online Training | 750
7S07CTO2WW | B1WZ | DataCore Customer 1Day Maintaining SAN Online Training | 750
7S07CTO2WW | B1X0 | DataCore Administration and DCIE Development - 5 Days | 2250
7S09CTO1WW | B1Y9 | Lenovo HPC AI LiCO Software w/1Yr S&S | 249
7S09CTO1WW | B1YA | Lenovo HPC AI LiCO Software w/3Yr S&S | 749
7S09CTO1WW | B1YB | Lenovo HPC AI LiCO Software w/5Yr S&S | 1249
7S09CTO2WW | B1YC | Lenovo HPC AI LiCO Software 90 Day Evaluation License | 0.01
7S09CTO3WW | S21M | Lenovo K8S AI LiCO Software Evaluation License (90 days) | 0
7S09CTO4WW | S21N | Lenovo K8S AI LiCO Software 4GPU w/1Yr S&S | 5000
7S09CTO4WW | S21P | Lenovo K8S AI LiCO Software 4GPU w/3Yr S&S | 14000
7S09CTO4WW | S21Q | Lenovo K8S AI LiCO Software 4GPU w/5Yr S&S | 19000
7S09CTO4WW | S21R | Lenovo K8S AI LiCO Software 16GPU upgrade w/1Yr S&S | 15000
7S09CTO4WW | S21S | Lenovo K8S AI LiCO Software 16GPU upgrade w/3Yr S&S | 42000
7S09CTO4WW | S21T | Lenovo K8S AI LiCO Software 16GPU upgrade w/5Yr S&S | 57000
7S09CTO4WW | S21U | Lenovo K8S AI LiCO Software 64GPU upgrade w/1Yr S&S | 30000
7S09CTO4WW | S21V | Lenovo K8S AI LiCO Software 64GPU upgrade w/3Yr S&S | 88000
7S09CTO4WW | S21W | Lenovo K8S AI LiCO Software 64GPU upgrade w/5Yr S&S | 134000
7S0ACTO1WW | B1YW | IBM Spectrum LSF Suite for HPC, Per Install w/1Yr S&S | 40000
7S0ACTO1WW | B1YX | IBM Spectrum LSF Suite for HPC, Per Install w/3Yr S&S | 56000
7S0ACTO1WW | B1YY | IBM Spectrum LSF Suite for HPC, Per Install w/4Yr S&S | 64000
7S0ACTO1WW | B1YZ | IBM Spectrum LSF Suite for HPC, Per Install w/5Yr S&S | 72000
7S0ACTO1WW | B1Z0 | IBM Spectrum LSF Suite for Enterprise, Per Install w/1Yr S&S | 120000
7S0ACTO1WW | B1Z1 | IBM Spectrum LSF Suite for Enterprise, Per Install w/3Yr S&S | 168000
7S0ACTO1WW | B1Z2 | IBM Spectrum LSF Suite for Enterprise, Per Install w/4Yr S&S | 192000
7S0ACTO1WW | B1Z3 | IBM Spectrum LSF Suite for Enterprise, Per Install w/5Yr S&S | 216000
7S0ACTO1WW | B1Z4 | IBM Spectrum LSF Suite for Workgroups, Per Install w/1Yr S&S | 10000
7S0ACTO1WW | B1Z5 | IBM Spectrum LSF Suite for Workgroups, Per Install w/3Yr S&S | 14000
7S0ACTO1WW | B1Z6 | IBM Spectrum LSF Suite for Workgroups, Per Install w/4Yr S&S | 16000
7S0ACTO1WW | B1Z7 | IBM Spectrum LSF Suite for Workgroups, Per Install w/5Yr S&S | 18000
7S0ACTO1WW | B1Z8 | IBM Spectrum LSF Suite, Per User w/1Yr S&S | 1000
7S0ACTO1WW | B1Z9 | IBM Spectrum LSF Suite, Per User w/3Yr S&S | 1400
7S0ACTO1WW | B1ZA | IBM Spectrum LSF Suite, Per User w/4Yr S&S | 1600
7S0ACTO1WW | B1ZB | IBM Spectrum LSF Suite, Per User w/5Yr S&S | 1800
7S0ACTO1WW | B1ZC | IBM Spectrum LSF Suite, Per Server w/1Yr S&S | 2000
7S0ACTO1WW | B1ZD | IBM Spectrum LSF Suite, Per Server w/3Yr S&S | 2800
7S0ACTO1WW | B1ZE | IBM Spectrum LSF Suite, Per Server w/4Yr S&S | 3200
7S0ACTO1WW | B1ZF | IBM Spectrum LSF Suite, Per Server w/5Yr S&S | 3600
7S0ACTO2WW | B1ZG | Upg: IBM Spectrum LSF Suite HPC to Enterprise, Per Install w/1Yr S&S | 94400
7S0ACTO2WW | B1ZH | Upg: IBM Spectrum LSF Suite HPC to Enterprise, Per Install w/3Yr S&S | 142400
7S0ACTO2WW | B1ZJ | Upg: IBM Spectrum LSF Suite HPC to Enterprise, Per Install w/4Yr S&S | 166400
7S0ACTO2WW | B1ZK | Upg: IBM Spectrum LSF Suite HPC to Enterprise, Per Install w/5Yr S&S | 190400
7S0ACTO2WW | B1ZL | Upg: IBM Spectrum LSF Suite Workgroups to Enterprise, Per Install w/1Yr S&S | 121000
7S0ACTO2WW | B1ZM | Upg: IBM Spectrum LSF Suite Workgroups to Enterprise, Per Install w/3Yr S&S | 169000
7S0ACTO2WW | B1ZN | Upg: IBM Spectrum LSF Suite Workgroups to Enterprise, Per Install w/4Yr S&S | 193000
7S0ACTO2WW | B1ZP | Upg: IBM Spectrum LSF Suite Workgroups to Enterprise, Per Install w/5Yr S&S | 217000
7S0ACTO2WW | B1ZQ | Upg: IBM Spectrum LSF Suite Workgroups to HPC, Per Install w/1Yr S&S | 34400
7S0ACTO2WW | B1ZR | Upg: IBM Spectrum LSF Suite Workgroups to HPC, Per Install w/3Yr S&S | 50400
7S0ACTO2WW | B1ZS | Upg: IBM Spectrum LSF Suite Workgroups to HPC, Per Install w/4Yr S&S | 58400
7S0ACTO2WW | B1ZT | Upg: IBM Spectrum LSF Suite Workgroups to HPC, Per Install w/5Yr S&S | 66400
7S0ACTO4WW | B3F5 | IBM Db2 Warehouse, Per Virtual Processor Core w/1Yr S&S | 12800
7S0ACTO4WW | B3F6 | IBM Db2 Advanced Enterprise Server Edition, Per PVU w/1Yr S&S | 852
7S0ACTO4WW | B3F7 | IBM Db2 Enterprise Server Edition, Per PVU w/1Yr S&S | 593
7S0ACTO4WW | S03F | IBM Db2 Warehouse, Per Virtual Processor Core w/3Yr S&S | 17920
7S0ACTO4WW | S03G | IBM Db2 Advanced Enterprise Server Edition, Per PVU w/3Yr S&S | 1192
7S0ACTO4WW | S03H | IBM Db2 Enterprise Server Edition, Per PVU w/3Yr S&S | 829
7S0ACTO4WW | S03J | IBM Db2 Event Store Enterprise Edition, Per Virtual Processor Core w/3Yr S&S | 3360
7S0ACTO4WW | S03K | IBM Db2 Warehouse, Per Virtual Processor Core w/4Yr S&S | 20480
7S0ACTO4WW | S03L | IBM Db2 Advanced Enterprise Server Edition, Per PVU w/4Yr S&S | 1362
7S0ACTO4WW | S03M | IBM Db2 Enterprise Server Edition, Per PVU w/4Yr S&S | 947
7S0ACTO4WW | S03N | IBM Db2 Event Store Enterprise Edition, Per Virtual Processor Core w/4Yr S&S | 3840
7S0ACTO4WW | S03P | IBM Db2 Warehouse, Per Virtual Processor Core w/5Yr S&S | 23040
7S0ACTO4WW | S03Q | IBM Db2 Advanced Enterprise Server Edition, Per PVU w/5Yr S&S | 1532
7S0ACTO4WW | S03R | IBM Db2 Enterprise Server Edition, Per PVU w/5Yr S&S | 1065
7S0ACTO4WW | S03S | IBM Db2 Event Store Enterprise Edition, Per Virtual Processor Core w/5Yr S&S | 4320
7S0ACTO5WW | S021 | IBM Spectrum Archive Enterprise Edition Additional Node, Per Install w/1Yr S&S | 60000
7S0ACTO5WW | S022 | IBM Spectrum Archive Enterprise Edition Multiple Libraries, Per Install w/1Yr S&S | 60000
7S0ACTO5WW | S023 | IBM Spectrum Protect Plus, Per 10 Managed Virtual Servers w/1Yr S&S | 2000
7S0ACTO5WW | S024 | IBM Spectrum Protect Plus Capacity, Per Terabyte w/1Yr S&S | 2000
7S0ACTO5WW | S025 | IBM Spectrum Protect Suite, Per Terabyte (1-100) w/1Yr S&S | 5790
7S0ACTO5WW | S026 | IBM Spectrum Protect Suite, Per Terabyte (101-250) w/1Yr S&S | 5220
7S0ACTO5WW | S027 | IBM Spectrum Protect Suite, Per Terabyte (251-500) w/1Yr S&S | 4640
7S0ACTO5WW | S028 | IBM Spectrum Protect Suite, Per Terabyte (501-750) w/1Yr S&S | 3480
7S0ACTO5WW | S029 | IBM Spectrum Protect Suite, Per Terabyte (751-1250) w/1Yr S&S | 2900
7S0ACTO5WW | S02A | IBM Spectrum Protect Suite, Per Terabyte (1251-2000) w/1Yr S&S | 2320
7S0ACTO5WW | S02B | IBM Spectrum Protect Suite, Per Terabyte (2001+) w/1Yr S&S | 1750
7S0ACTO5WW | S02D | IBM Spectrum Archive Enterprise Edition Additional Node, Per Install w/3Yr S&S | 84000
7S0ACTO5WW | S02E | IBM Spectrum Archive Enterprise Edition Multiple Libraries, Per Install w/3Yr S&S | 84000
7S0ACTO5WW | S02F | IBM Spectrum Protect Plus, Per 10 Managed Virtual Servers w/3Yr S&S | 2800
7S0ACTO5WW | S02G | IBM Spectrum Protect Plus Capacity, Per Terabyte w/3Yr S&S | 2800
7S0ACTO5WW | S02H | IBM Spectrum Protect Suite, Per Terabyte (1-100) w/3Yr S&S | 8110
7S0ACTO5WW | S02J | IBM Spectrum Protect Suite, Per Terabyte (101-250) w/3Yr S&S | 7300
7S0ACTO5WW | S02K | IBM Spectrum Protect Suite, Per Terabyte (251-500) w/3Yr S&S | 6496
7S0ACTO5WW | S02L | IBM Spectrum Protect Suite, Per Terabyte (501-750) w/3Yr S&S | 4872
7S0ACTO5WW | S02M | IBM Spectrum Protect Suite, Per Terabyte (751-1250) w/3Yr S&S | 4060
7S0ACTO5WW | S02N | IBM Spectrum Protect Suite, Per Terabyte (1251-2000) w/3Yr S&S | 3248
7S0ACTO5WW | S02P | IBM Spectrum Protect Suite, Per Terabyte (2001+) w/3Yr S&S | 2450
7S0ACTO5WW | S02R | IBM Spectrum Archive Enterprise Edition Additional Node, Per Install w/4Yr S&S | 96000
7S0ACTO5WW | S02S | IBM Spectrum Archive Enterprise Edition Multiple Libraries, Per Install w/4Yr S&S | 96000
7S0ACTO5WW | S02T | IBM Spectrum Protect Plus, Per 10 Managed Virtual Servers w/4Yr S&S | 3200
7S0ACTO5WW | S02U | IBM Spectrum Protect Plus Capacity, Per Terabyte w/4Yr S&S | 3200
7S0ACTO5WW | S02V | IBM Spectrum Protect Suite, Per Terabyte (1-100) w/4Yr S&S | 9270
7S0ACTO5WW | S02W | IBM Spectrum Protect Suite, Per Terabyte (101-250) w/4Yr S&S | 8340
7S0ACTO5WW | S02X | IBM Spectrum Protect Suite, Per Terabyte (251-500) w/4Yr S&S | 7424
7S0ACTO5WW | S02Y | IBM Spectrum Protect Suite, Per Terabyte (501-750) w/4Yr S&S | 5568
7S0ACTO5WW | S02Z | IBM Spectrum Protect Suite, Per Terabyte (751-1250) w/4Yr S&S | 4640
7S0ACTO5WW | S030 | IBM Spectrum Protect Suite, Per Terabyte (1251-2000) w/4Yr S&S | 3712
7S0ACTO5WW | S031 | IBM Spectrum Protect Suite, Per Terabyte (2001+) w/4Yr S&S | 2800
7S0ACTO5WW | S033 | IBM Spectrum Archive Enterprise Edition Additional Node, Per Install w/5Yr S&S | 108000
7S0ACTO5WW | S034 | IBM Spectrum Archive Enterprise Edition Multiple Libraries, Per Install w/5Yr S&S | 108000
7S0ACTO5WW | S035 | IBM Spectrum Protect Plus, Per 10 Managed Virtual Servers w/5Yr S&S | 3600
7S0ACTO5WW | S036 | IBM Spectrum Protect Plus Capacity, Per Terabyte w/5Yr S&S | 3600
7S0ACTO5WW | S037 | IBM Spectrum Protect Suite, Per Terabyte (1-100) w/5Yr S&S | 10430
7S0ACTO5WW | S038 | IBM Spectrum Protect Suite, Per Terabyte (101-250) w/5Yr S&S | 9380
7S0ACTO5WW | S039 | IBM Spectrum Protect Suite, Per Terabyte (251-500) w/5Yr S&S | 8352
7S0ACTO5WW | S03A | IBM Spectrum Protect Suite, Per Terabyte (501-750) w/5Yr S&S | 6264
7S0ACTO5WW | S03B | IBM Spectrum Protect Suite, Per Terabyte (751-1250) w/5Yr S&S | 5220
7S0ACTO5WW | S03C | IBM Spectrum Protect Suite, Per Terabyte (1251-2000) w/5Yr S&S | 4176
7S0ACTO5WW | S03D | IBM Spectrum Protect Suite, Per Terabyte (2001+) w/5Yr S&S | 3150
7S0ACTO6WW | S03T | IBM Cloud Object Storage System, Per Terabyte w/1Yr S&S | 568
7S0ACTO6WW | S03U | IBM Cloud Object Storage System, Per Terabyte w/3Yr S&S | 796
7S0ACTO6WW | S03V | IBM Cloud Object Storage System, Per Terabyte w/4Yr S&S | 910
7S0ACTO6WW | S03W | IBM Cloud Object Storage System, Per Terabyte w/5Yr S&S | 1024
7S0BCTO1WW | B3C2 | Centerity Enterprise, Per 250 Monitored Metrics w/3Yr Centerity S&S | 33939
7S0BCTO1WW | B3C3 | Centerity Enterprise, Per 500 Monitored Metrics w/3Yr Centerity S&S | 67659
7S0BCTO1WW | B3C4 | Centerity Enterprise, Per 1000 Monitored Metrics w/3Yr Centerity S&S | 101829
7S0BCTO1WW | B3C5 | Centerity Enterprise, Per 2000 Monitored Metrics w/3Yr Centerity S&S | 124459
7S0BCTO1WW | B3C6 | Centerity Enterprise, Per 3000 Monitored Metrics w/3Yr Centerity S&S | 147089
7S0BCTO1WW | B3C7 | Centerity Enterprise, Per 4000 Monitored Metrics w/3Yr Centerity S&S | 169709
7S0BCTO1WW | B3C8 | Centerity Enterprise, Per 5000 Monitored Metrics w/3Yr Centerity S&S | 192339
7S0BCTO1WW | B3C9 | Centerity Enterprise, Per 6000 Monitored Metrics w/3Yr Centerity S&S | 228549
7S0BCTO1WW | B3CA | Centerity Enterprise, Per 7000 Monitored Metrics w/3Yr Centerity S&S | 260229
7S0BCTO1WW | B3CB | Centerity Enterprise, Per 8000 Monitored Metrics w/3Yr Centerity S&S | 282859
7S0BCTO1WW | B3CC | Centerity Enterprise, Per 9000 Monitored Metrics w/3Yr Centerity S&S | 305489
7S0BCTO1WW | B3CD | Centerity Enterprise, Per 10000 Monitored Metrics w/3Yr Centerity S&S | 328109
7S0BCTO1WW | B3CE | Centerity Enterprise Extension, Per 5000 Monitored Metrics w/3Yr Centerity S&S | 113139
7S0BCTO1WW | B3CF | Centerity Enterprise, Per 250 Monitored Metrics w/4Yr Centerity S&S | 45259
7S0BCTO1WW | B3CG | Centerity Enterprise, Per 500 Monitored Metrics w/4Yr Centerity S&S | 90209
7S0BCTO1WW | B3CH | Centerity Enterprise, Per 1000 Monitored Metrics w/4Yr Centerity S&S | 135769
7S0BCTO1WW | B3CJ | Centerity Enterprise, Per 2000 Monitored Metrics w/4Yr Centerity S&S | 165939
7S0BCTO1WW | B3CK | Centerity Enterprise, Per 3000 Monitored Metrics w/4Yr Centerity S&S | 196109
7S0BCTO1WW | B3CL | Centerity Enterprise, Per 4000 Monitored Metrics w/4Yr Centerity S&S | 226289
7S0BCTO1WW | B3CM | Centerity Enterprise, Per 5000 Monitored Metrics w/4Yr Centerity S&S | 256459
7S0BCTO1WW | B3CN | Centerity Enterprise, Per 6000 Monitored Metrics w/4Yr Centerity S&S | 304729
7S0BCTO1WW | B3CP | Centerity Enterprise, Per 7000 Monitored Metrics w/4Yr Centerity S&S | 346969
7S0BCTO1WW | B3CQ | Centerity Enterprise, Per 8000 Monitored Metrics w/4Yr Centerity S&S | 377139
7S0BCTO1WW | B3CR | Centerity Enterprise, Per 9000 Monitored Metrics w/4Yr Centerity S&S | 407309
7S0BCTO1WW | B3CS | Centerity Enterprise, Per 10000 Monitored Metrics w/4Yr Centerity S&S | 437489
7S0BCTO1WW | B3CT | Centerity Enterprise Extension, Per 5000 Monitored Metrics w/4Yr Centerity S&S | 150859
7S0BCTO1WW | B3CU | Centerity Enterprise, Per 250 Monitored Metrics w/5Yr Centerity S&S | 56569
7S0BCTO1WW | B3CV | Centerity Enterprise, Per 500 Monitored Metrics w/5Yr Centerity S&S | 112769
7S0BCTO1WW | B3CW | Centerity Enterprise, Per 1000 Monitored Metrics w/5Yr Centerity S&S | 169709
7S0BCTO1WW | B3CX | Centerity Enterprise, Per 2000 Monitored Metrics w/5Yr Centerity S&S | 207429
7S0BCTO1WW | B3CY | Centerity Enterprise, Per 3000 Monitored Metrics w/5Yr Centerity S&S | 245139
7S0BCTO1WW | B3CZ | Centerity Enterprise, Per 4000 Monitored Metrics w/5Yr Centerity S&S | 282859
7S0BCTO1WW | B3D0 | Centerity Enterprise, Per 5000 Monitored Metrics w/5Yr Centerity S&S | 320569
7S0BCTO1WW | B3D1 | Centerity Enterprise, Per 6000 Monitored Metrics w/5Yr Centerity S&S | 380909
7S0BCTO1WW | B3D2 | Centerity Enterprise, Per 7000 Monitored Metrics w/5Yr Centerity S&S | 433709
7S0BCTO1WW | B3D3 | Centerity Enterprise, Per 8000 Monitored Metrics w/5Yr Centerity S&S | 471429
7S0BCTO1WW | B3D4 | Centerity Enterprise, Per 9000 Monitored Metrics w/5Yr Centerity S&S | 509139
7S0BCTO1WW | B3D5 | Centerity Enterprise, Per 10000 Monitored Metrics w/5Yr Centerity S&S | 546859
7S0BCTO1WW | B3D6 | Centerity Enterprise Extension, Per 5000 Monitored Metrics w/5Yr Centerity S&S | 188569
7S0CCTO1WW | S4MA | Brocade SANnav Global View - 5YR License | 160839
7S0CCTO1WW | S4MB | Brocade SANnav Mgmt Portal Base Edition - 5YR License 600 ports | 42889
7S0CCTO1WW | S4MC | Brocade SANnav Mgmt Portal Enterprise Edition - 5YR License 15K ports | 107219
7S0CCTO2WW | S1PB | Lenovo DB630S Integrated Routing Support Extension, 2-Years | 2009
7S0CCTO2WW | S1PC | Lenovo DB630S Integrated Routing Support Extension, 4-Years | 3879
7S0CCTO4WW | S2CN | BES53248 Foundation Service - 3Yr 9X5 Next Business Day Response | 3959
7S0CCTO4WW | S2CP | BES53248 Foundation Service - 5Yr 9X5 Next Business Day Response | 7409
7S0CCTO4WW | S2CQ | BES53248 Essential Service - 3Yr 24x7x365 4Hr Response | 7409
7S0CCTO4WW | S2CR | BES53248 Essential Service - 5Yr 24x7x365 4Hr Response | 13159
7S0CCTO5WW | S2QR | BES53248 SW License: 8 SFP and 2 QSFP ports no transceivers | 3289
7S0CCTO5WW | S5EH | BES53248 SW License: 6 QSFP ports no transceivers | 3979
7S0CCTO5WW | S5EJ | BES53248 SW License: 8 SFP ports no transceivers | 2589
7S0DCTO1WW | B3DH | Cumulus Linux for Leaf Nodes (10G, 25G) w/1Yr Cumulus Support | 5069
7S0DCTO1WW | B3DJ | Cumulus Linux for Leaf Nodes (10G, 25G) w/3Yr Cumulus Support | 5859
7S0DCTO1WW | B3DK | Cumulus Linux for Leaf Nodes (10G, 25G) w/5Yr Cumulus Support | 6639
7S0DCTO1WW | B3DL | Cumulus Linux for Spine Nodes (40G, 100G) w/1Yr Cumulus Support | 7929
7S0DCTO1WW | B3DM | Cumulus Linux for Spine Nodes (40G, 100G) w/3Yr Cumulus Support | 9139
7S0DCTO1WW | B3DN | Cumulus Linux for Spine Nodes (40G, 100G) w/5Yr Cumulus Support | 10359
7S0DCTO1WW | B3DS | Cumulus Host Pack, w/1Yr Cumulus Support | 1489
7S0DCTO1WW | B3DT | Cumulus Host Pack, w/3Yr Cumulus Support | 1789
7S0DCTO1WW | B3DU | Cumulus Host Pack, w/5Yr Cumulus Support | 2229
7S0DCTO1WW | S0WN | Cumulus Linux Perpetual License (1G) w/1 Yr Cumulus Support | 1429
7S0DCTO1WW | S0WP | Cumulus Linux Perpetual License (1G) w/3 Yr Cumulus Support | 1709
7S0DCTO1WW | S0WQ | Cumulus Linux Perpetual License (1G) w/5 Yr Cumulus Support | 1999
7S0DCTO1WW | S1PZ | Cumulus NetQ (10G and greater) 1 year subscription unlimited hosts | 859
7S0DCTO1WW | S1Q0 | Cumulus NetQ (10G and greater) 3 year subscription unlimited hosts | 1709
7S0DCTO1WW | S1Q1 | Cumulus NetQ (10G and greater) 5 year subscription unlimited hosts | 2569
7S0DCTO1WW | S1Q2 | Cumulus NetQ (1G) 1 year subscription unlimited hosts | 289
7S0DCTO1WW | S1Q3 | Cumulus NetQ (1G) 3 year subscription unlimited hosts | 569
7S0DCTO1WW | S1Q4 | Cumulus NetQ (1G) 5 year subscription unlimited hosts | 859
7S0FCTO1WW | S0N5 | RHEL Server Physical or Virtual Node, 2 Skt Standard Subscription w/Lenovo Support 1Yr | 799
7S0FCTO1WW | S0N6 | RHEL Server Physical or Virtual Node, 2 Skt Standard Subscription w/Lenovo Support 3Yr | 2277
7S0FCTO1WW | S0N7 | RHEL Server Physical or Virtual Node, 2 Skt Standard Subscription w/Lenovo Support 5Yr | 3795
7S0FCTO1WW | S0N8 | RHEL Server Physical or Virtual Node, 2 Skt Premium Subscription w/Lenovo Support 1Yr | 1299
7S0FCTO1WW | S0N9 | RHEL Server Physical or Virtual Node, 2 Skt Premium Subscription w/Lenovo Support 3Yr | 3702
7S0FCTO1WW | S0NA | RHEL Server Physical or Virtual Node, 2 Skt Premium Subscription w/Lenovo Support 5Yr | 6170
7S0FCTO1WW | S0NB | RHEL Server Physical w/up to 1 Virtual Node, 2 Skt Standard Subscription w/Lenovo Support 1Yr | 799
7S0FCTO1WW | S0NC | RHEL Server Physical w/up to 1 Virtual Node, 2 Skt Standard Subscription w/Lenovo Support 3Yr | 2277
7S0FCTO1WW | S0ND | RHEL Server Physical w/up to 1 Virtual Node, 2 Skt Standard Subscription w/Lenovo Support 5Yr | 3795
7S0FCTO1WW | S0NE | RHEL Server Physical w/up to 1 Virtual Node, 2 Skt Premium Subscription w/Lenovo Support 1Yr | 1299
7S0FCTO1WW | S0NF | RHEL Server Physical w/up to 1 Virtual Node, 2 Skt Premium Subscription w/Lenovo Support 3Yr | 3702
7S0FCTO1WW | S0NG | RHEL Server Physical w/up to 1 Virtual Node, 2 Skt Premium Subscription w/Lenovo Support 5Yr | 6170
7S0FCTO1WW | S0NH | RHEL Server Physical w/up to 4 Virtual Nodes, 2 Skt Standard Subscription w/Lenovo Support 1Yr | 1199
7S0FCTO1WW | S0NJ | RHEL Server Physical w/up to 4 Virtual Nodes, 2 Skt Standard Subscription w/Lenovo Support 3Yr | 3417
7S0FCTO1WW | S0NK | RHEL Server Physical w/up to 4 Virtual Nodes, 2 Skt Standard Subscription w/Lenovo Support 5Yr | 5695
7S0FCTO1WW | S0NL | RHEL Server Physical w/up to 4 Virtual Nodes, 2 Skt Premium Subscription w/Lenovo Support 1Yr | 1949
7S0FCTO1WW | S0NM | RHEL Server Physical w/up to 4 Virtual Nodes, 2 Skt Premium Subscription w/Lenovo Support 3Yr | 5555
7S0FCTO1WW | S0NN | RHEL Server Physical w/up to 4 Virtual Nodes, 2 Skt Premium Subscription w/Lenovo Support 5Yr | 9258
7S0FCTO1WW | S0NP | RHEL for Virtual Datacenters, 2 Skt Standard Subscription w/Lenovo Support 1Yr | 2499
7S0FCTO1WW | S0NQ | RHEL for Virtual Datacenters, 2 Skt Standard Subscription w/Lenovo Support 3Yr | 7122
7S0FCTO1WW | S0NR | RHEL for Virtual Datacenters, 2 Skt Standard Subscription w/Lenovo Support 5Yr | 11870
7S0FCTO1WW | S0NS | RHEL for Virtual Datacenters, 2 Skt Premium Subscription w/Lenovo Support 1Yr | 3999
7S0FCTO1WW | S0NT | RHEL for Virtual Datacenters, 2 Skt Premium Subscription w/Lenovo Support 3Yr | 11397
7S0FCTO1WW | S0NU | RHEL for Virtual Datacenters, 2 Skt Premium Subscription w/Lenovo Support 5Yr | 18995
7S0FCTO1WW | S0NV | RHEL for HPC Head Node w/Smart Mgt, Phy or Virt, 2 Skt Standard Subscription w/Lenovo Support 1Yr | 1948
7S0FCTO1WW | S0NW | RHEL for HPC Head Node w/Smart Mgt, Phy or Virt, 2 Skt Standard Subscription w/Lenovo Support 3Yr | 5552
7S0FCTO1WW | S0NX | RHEL for HPC Head Node w/Smart Mgt, Phy or Virt, 2 Skt Standard Subscription w/Lenovo Support 5Yr | 9253
7S0FCTO1WW | S0NY | RHEL for HPC Head Node w/Smart Mgt, Phy or Virt, 2 Skt Premium Subscription w/Lenovo Support 1Yr | 2948
7S0FCTO1WW | S0NZ | RHEL for HPC Head Node w/Smart Mgt, Phy or Virt, 2 Skt Premium Subscription w/Lenovo Support 3Yr | 8402
7S0FCTO1WW | S0P0 | RHEL for HPC Head Node w/Smart Mgt, Phy or Virt, 2 Skt Premium Subscription w/Lenovo Support 5Yr | 14003
7S0FCTO1WW | S0P1 | Red Hat Enterprise Virtualization, 2 Skt Standard Subscription w/Lenovo Support 1Yr | 998
7S0FCTO1WW | S0P2 | Red Hat Enterprise Virtualization, 2 Skt Standard Subscription w/Lenovo Support 3Yr | 2844
7S0FCTO1WW | S0P3 | Red Hat Enterprise Virtualization, 2 Skt Standard Subscription w/Lenovo Support 5Yr | 4741
7S0FCTO1WW | S0P4 | Red Hat Enterprise Virtualization, 2 Skt Premium Subscription w/Lenovo Support 1Yr | 1498
7S0FCTO1WW | S0P5 | Red Hat Enterprise Virtualization, 2 Skt Premium Subscription w/Lenovo Support 3Yr | 4269
7S0FCTO1WW | S0P6 | Red Hat Enterprise Virtualization, 2 Skt Premium Subscription w/Lenovo Support 5Yr | 7116
7S0FCTO1WW | S0P7 | RHEL High Availability, 2 Skt Subscription w/Lenovo Support 1Yr | 399
7S0FCTO1WW | S0P8 | RHEL High Availability, 2 Skt Subscription w/Lenovo Support 3Yr | 1137
7S0FCTO1WW | S0P9 | RHEL High Availability, 2 Skt Subscription w/Lenovo Support 5Yr | 1895
7S0FCTO1WW | S0PA | RHEL High Availability Unlimited Guests, 2 Skt Subscription w/Lenovo Support 1Yr | 1245
7S0FCTO1WW | S0PB | RHEL High Availability Unlimited Guests, 2 Skt Subscription w/Lenovo Support 3Yr | 3548
7S0FCTO1WW | S0PC | RHEL High Availability Unlimited Guests, 2 Skt Subscription w/Lenovo Support 5Yr | 5914
7S0FCTO1WW | S0PD | RHEL Load Balancer, 2 Skt Subscription w/Lenovo Support 1Yr | 199
7S0FCTO1WW | S0PE | RHEL Load Balancer, 2 Skt Subscription w/Lenovo Support 3Yr | 567
7S0FCTO1WW | S0PF | RHEL Load Balancer, 2 Skt Subscription w/Lenovo Support 5Yr | 945
7S0FCTO1WW | S0PG | RHEL Resilient Storage, 2 Skt Subscription w/Lenovo Support 1Yr | 799
7S0FCTO1WW | S0PH | RHEL Resilient Storage, 2 Skt Subscription w/Lenovo Support 3Yr | 2277
7S0FCTO1WW | S0PJ | RHEL Resilient Storage, 2 Skt Subscription w/Lenovo Support 5Yr | 3795
7S0FCTO1WW | S0PK | RHEL Resilient Storage Unlimited Guests, 2 Skt Subscription w/Lenovo Support 1Yr | 2495
7S0FCTO1WW | S0PL | RHEL Resilient Storage Unlimited Guests, 2 Skt Subscription w/Lenovo Support 3Yr | 7111
7S0FCTO1WW | S0PM | RHEL Resilient Storage Unlimited Guests, 2 Skt Subscription w/Lenovo Support 5Yr | 11851
7S0FCTO1WW | S0PN | RHEL Scalable File System, 2 Skt Subscription w/Lenovo Support 1Yr | 199
7S0FCTO1WW | S0PP | RHEL Scalable File System, 2 Skt Subscription w/Lenovo Support 3Yr | 567
7S0FCTO1WW | S0PQ | RHEL Scalable File System, 2 Skt Subscription w/Lenovo Support 5Yr | 945
7S0FCTO1WW | S0PR | RHEL Extended Update Support, 2 Skt Subscription w/Lenovo Support 1Yr | 249
7S0FCTO1WW | S0PS | RHEL Extended Update Support, 2 Skt Subscription w/Lenovo Support 3Yr | 710
7S0FCTO1WW | S0PU | RHEL Extended Update Support Unlimited Guests, 2 Skt Subscription w/Lenovo Support 1Yr | 775
7S0FCTO1WW | S0PV | RHEL Extended Update Support Unlimited Guests, 2 Skt Subscription w/Lenovo Support 3Yr | 2209
7S0FCTO1WW | S0PX | RHEL Smart Management, 2 Skt Subscription w/Lenovo Support 1Yr | 350
7S0FCTO1WW | S0PY | RHEL Smart Management, 2 Skt Subscription w/Lenovo Support 3Yr | 998
7S0FCTO1WW | S0PZ | RHEL Smart Management, 2 Skt Subscription w/Lenovo Support 5Yr | 1663
7S0FCTO1WW | S0Q0 | RHEL Smart Management Unlimited Guests, 2 Skt Subscription w/Lenovo Support 1Yr | 1225
7S0FCTO1WW | S0Q1 | RHEL Smart Management Unlimited Guests, 2 Skt Subscription w/Lenovo Support 3Yr | 3491
7S0FCTO1WW | S0Q2 | RHEL Smart Management Unlimited Guests, 2 Skt Subscription w/Lenovo Support 5Yr | 5819
7S0FCTO1WW | S0Q3 | Red Hat Ent Linux Extended Life Cycle Support, Physical or Virtual Subscription w/Lenovo Support 1Yr | 449
7S0FCTO1WW | S0Q4 | Red Hat Ent Linux Extended Life Cycle Support, Unlimited Guests Subscription w/Lenovo Support 1Yr | 1399
7S0FCTO1WW | S4MH | Red Hat Enterprise Linux Server for HPC Head Node, Premium (Physical or Virtual Nodes) Lenovo Support 1Yr | 1859
7S0FCTO1WW | S4MJ | Red Hat Enterprise Linux Server for HPC Head Node, Premium (Physical or Virtual Nodes) Lenovo Support 3Yr | 5289
7S0FCTO1WW | S4MK | Red Hat Enterprise Linux Server for HPC Head Node, Premium (Physical or Virtual Nodes) Lenovo Support 5Yr | 8809
7S0FCTO1WW | S4ML | Red Hat Enterprise Linux Server for HPC Head Node, Standard (Physical or Virtual Nodes) Lenovo Support 1Yr | 1139
7S0FCTO1WW | S4MM | Red Hat Enterprise Linux Server for HPC Head Node, Standard (Physical or Virtual Nodes) Lenovo Support 3Yr | 3249
7S0FCTO1WW | S4MN | Red Hat Enterprise Linux Server for HPC Head Node, Standard (Physical or Virtual Nodes) Lenovo Support 5Yr | 5419
7S0FCTO1WW | S4MP | Red Hat Enterprise Linux Server for HPC Compute Node, Self-support (Physical or Virtual Node) 1Yr | 59
7S0FCTO1WW | S4MQ | Red Hat Enterprise Linux Server for HPC Compute Node, Self-support (Physical or Virtual Node) 3Yr | 159
7S0FCTO1WW | S4MR | Red Hat Enterprise Linux Server for HPC Compute Node, Self-support (Physical or Virtual Node) 5Yr | 269
7S0FCTO1WW | S4MS | Red Hat Enterprise Linux Server for HPC Compute Node with Extended Update Support, Self-support (Physical or Virtual Node) 1Yr | 99
7S0FCTO1WW | S4MT | Red Hat Enterprise Linux Server for HPC Compute Node with Extended Update Support, Self-support (Physical or Virtual Node) 3Yr | 479
7S0FCTO1WW | S4MU | Red Hat Enterprise Linux Server for HPC Compute Node with Extended Update Support, Self-support (Physical or Virtual Node) 5Yr | 459
7S0FCTO1WW | S4MV | Red Hat Enterprise Linux for SAP Solutions, Premium (Physical or Virtual Nodes) Lenovo Support 1Yr | 1529
7S0FCTO1WW | S4MW | Red Hat Enterprise Linux for SAP Solutions, Premium (Physical or Virtual Nodes) Lenovo Support 3Yr | 4369
7S0FCTO1WW | S4MX | Red Hat Enterprise Linux for SAP Solutions, Premium (Physical or Virtual Nodes) Lenovo Support 5Yr | 7289
7S0FCTO1WW | S4MY | Red Hat Enterprise Linux for SAP Solutions, Standard (Physical or Virtual Nodes) Lenovo Support 1Yr | 1249
7S0FCTO1WW | S4MZ | Red Hat Enterprise Linux for SAP Solutions, Standard (Physical or Virtual Nodes) Lenovo Support 3Yr | 3559
7S0FCTO1WW | S4N0 | Red Hat Enterprise Linux for SAP Solutions, Standard (Physical or Virtual Nodes) Lenovo Support 5Yr | 5929
7S0FCTO1WW | S4N1 | Red Hat Enterprise Linux for Virtual Datacenters for SAP Solutions, Premium Lenovo Support 1Yr | 4859
7S0FCTO1WW | S4N2 | Red Hat Enterprise Linux for Virtual Datacenters for SAP Solutions, Premium Lenovo Support 3Yr | 13839
7S0FCTO1WW | S4N3 | Red Hat Enterprise Linux for Virtual Datacenters for SAP Solutions, Premium Lenovo Support 5Yr | 23069
7S0FCTO1WW | S4N4 | Red Hat Enterprise Linux for Virtual Datacenters for SAP Solutions, Standard Lenovo Support 1Yr | 3999
7S0FCTO1WW | S4N5 | Red Hat Enterprise Linux for Virtual Datacenters for SAP Solutions, Standard Lenovo Support 3Yr | 11399
7S0FCTO1WW | S4N6 | Red Hat Enterprise Linux for Virtual Datacenters for SAP Solutions, Standard Lenovo Support 5Yr | 18999
7S0GCTO1WW | S0LF | SLES X86 2 Socket Priority Subscription w/Lenovo Support 1Yr | 1299
7S0GCTO1WW | S0LG | SLES X86 2 Socket Priority Subscription w/Lenovo Support 3Yr | 3510
7S0GCTO1WW | S0LH | SLES X86 2 Socket Priority Subscription w/Lenovo Support 5Yr | 5900
7S0GCTO1WW | S0LJ | SLES X86 2 Socket Virtualization Unlimited Priority Subscription w/Lenovo Support 1Yr | 2998
7S0GCTO1WW | S0LK | SLES X86 2 Socket Virtualization Unlimited Priority Subscription w/Lenovo Support 3Yr | 8100
7S0GCTO1WW | S0LL | SLES X86 2 Socket Virtualization Unlimited Priority Subscription w/Lenovo Support 5Yr | 13500
7S0GCTO1WW | S0LM | SLES X86 2 Socket Standard Subscription w/Lenovo Support 1Yr | 799
7S0GCTO1WW | S0LN | SLES X86 2 Socket Standard Subscription w/Lenovo Support 3Yr | 2160
7S0GCTO1WW | S0LP | SLES X86 2 Socket Standard Subscription w/Lenovo Support 5Yr | 3600
7S0GCTO1WW | S0LQ | SLES X86 2 Socket Virtualization Unlimited Standard Subscription w/Lenovo Support 1Yr | 1598
7S0GCTO1WW | S0LR | SLES X86 2 Socket Virtualization Unlimited Standard Subscription w/Lenovo Support 3Yr | 4320
7S0GCTO1WW | S0LS | SLES X86 2 Socket Virtualization Unlimited Standard Subscription w/Lenovo Support 5Yr | 7200
7S0GCTO1WW | S0LT | SLES for SAP Applications 2 Socket Priority Subscription w/Lenovo Support 1Yr | 2690
7S0GCTO1WW | S0LU | SLES for SAP Applications 2 Socket Priority Subscription w/Lenovo Support 3Yr | 7300
7S0GCTO1WW | S0LV | SLES for SAP Applications 2 Socket Priority Subscription w/Lenovo Support 5Yr | 12200
7S0GCTO1WW | S0LW | SLES for SAP Applications 2 Socket Virtualization Unlimited Priority Subscription w/Lenovo Support 1Yr | 4729
7S0GCTO1WW | S0LX | SLES for SAP Applications 2 Socket Virtualization Unlimited Priority Subscription w/Lenovo Support 3Yr | 12859
7S0GCTO1WW | S0LY | SLES for SAP Applications 2 Socket Virtualization Unlimited Priority Subscription w/Lenovo Support 5Yr | 21349
7S0GCTO1WW | S0LZ | SLES HA Extension 2 Socket Subscription w/Lenovo Support 1Yr | 899
7S0GCTO1WW | S0M0 | SLES HA Extension 2 Socket Subscription w/Lenovo Support 3Yr | 2439
7S0GCTO1WW | S0M1 | SLES HA Extension 2 Socket Subscription w/Lenovo Support 5Yr | 4059
7S0GCTO1WW | S0M2 | SLES Geo Clustering Extension 2 Socket Subscription w/Lenovo Support 1Yr | 1389
7S0GCTO1WW | S0M3 | SLES Geo Clustering Extension 2 Socket Subscription w/Lenovo Support 3Yr | 3759
7S0GCTO1WW | S0M4 | SLES Geo Clustering Extension 2 Socket Subscription w/Lenovo Support 5Yr | 6269
7S0GCTO1WW | S0M5 | SUSE Manager Server Priority Subscription w/Lenovo Support 1Yr | 10000
7S0GCTO1WW | S0M6 | SUSE Manager Server Priority Subscription w/Lenovo Support 3Yr | 27000
7S0GCTO1WW | S0M7 | SUSE Manager Server 50 Managed Instances Priority Subscription w/Lenovo Support 1Yr | 5000
7S0GCTO1WW | S0M8 | SUSE Manager Server 50 Managed Instances Priority Subscription w/Lenovo Support 3Yr | 13500
7S0GCTO1WW | S0M9 | SUSE Manager Proxy Server Priority Subscription w/Lenovo Support 1Yr | 2500
7S0GCTO1WW | S0MA | SUSE Manager Proxy Server Priority Subscription w/Lenovo Support 3Yr | 6800
7S0GCTO1WW | S0MB | SUSE Manager Lifecycle Management 2 skt/2 VM Priority Subscription w/Lenovo Support 1Yr | 199
7S0GCTO1WW | S0MC | SUSE Manager Lifecycle Management 2 skt/2 VM Priority Subscription w/Lenovo Support 3Yr | 549
7S0GCTO1WW | S0MD | SUSE Manager Lifecycle Mgmt Unlimited VMs Priority Subscription w/Lenovo Support 1Yr | 384
7S0GCTO1WW | S0ME | SUSE Manager Lifecycle Mgmt Unlimited VMs Priority Subscription w/Lenovo Support 3Yr | 1040
7S0GCTO1WW | S0MF | SUSE Manager Monitoring 2 socket/2 VM Priority Subscription w/Lenovo Support 1Yr | 119
7S0GCTO1WW | S0MG | SUSE Manager Monitoring 2 socket/2 VM Priority Subscription w/Lenovo Support 3Yr | 329
7S0GCTO1WW | S0MH | SUSE Manager Monitoring Unlimited VMs Priority Subscription w/Lenovo Support 1Yr | 199
7S0GCTO1WW | S0MJ | SUSE Manager Monitoring Unlimited VMs Priority Subscription w/Lenovo Support 3Yr | 549
7S0GCTO1WW | S0MV | SUSE Enterprise Storage Base Configuration Priority Subscription w/Lenovo Support 1Yr | 13000
7S0GCTO1WW | S0MW | SUSE Enterprise Storage Base Configuration Priority Subscription w/Lenovo Support 3Yr | 35100
7S0GCTO1WW | S0MX | SUSE Enterprise Storage Expansion Node Priority Subscription w/Lenovo Support 1Yr | 3250
7S0GCTO1WW | S0MY | SUSE Enterprise Storage Expansion Node Priority Subscription w/Lenovo Support 3Yr | 8800
7S0GCTO1WW | S0MZ | Long Term Service Pack Support for SLES Inherited Virtualization Subs w/Lenovo Support 1Yr | 779
7S0GCTO1WW | S0N0 | SUSE Linux Live Patching 1-2 Skt Inherited Virtualization Priority Subscription w/Lenovo Support 1Yr | 699
7S0GCTO1WW | S0N1 | SUSE Linux Live Patching 1-2 Skt Inherited Virtualization Priority Subscription w/Lenovo Support 3Yr | 1890
7S0GCTO1WW | S0N2 | SUSE CaaS Platform 1-2 Sockets or 1 VM Priority Subscription w/Lenovo Support 1Yr | 3697
7S0GCTO1WW | S0N3 | SUSE CaaS Platform 1-2 Sockets or 1 VM Priority Subscription w/Lenovo Support 3Yr | 10000
7S0GCTO1WW | S0N4 | SUSE CaaS Platform 1-2 Sockets or 1 VM Priority Subscription w/Lenovo Support 5Yr | 16700
7S0GCTO1WW | S142 | SUSE CaaS Platform x86-64 1-2 Sockets with Unlimited Virtual Machines with Lenovo Support 1 Year | 5509
7S0GCTO1WW | S143 | SUSE CaaS Platform x86-64 1-2 Sockets with Unlimited Virtual Machines with Lenovo Support 3 Year | 14899
7S0GCTO1WW | S144 | SUSE CaaS Platform x86-64 1-2 Sockets with Unlimited Virtual Machines with Lenovo Support 5 Year | 24859
7S0GCTO1WW | S4N7 | SUSE Linux Enterprise High Performance Computing, x86-64, 1-2 Sockets, Standard Subscription, Lenovo Support 1 Yr | 109
7S0GCTO1WW | S4N8 | SUSE Linux Enterprise High Performance Computing, x86-64, 1-2 Sockets, Standard Subscription, Lenovo Support 3 Yr | 309
7S0GCTO1WW | S4N9 | SUSE Linux Enterprise High Performance Computing, x86-64, 1-2 Sockets, Standard Subscription, Lenovo Support 5 Yr | 509
7S0GCTO1WW | S5HC | SUSE Linux Enterprise High Performance Computing, x86-64, 1-2 Sockets, L3 Priority Subscription, 1 Year | 119
7S0GCTO1WW | S5HD | SUSE Linux Enterprise High Performance Computing, x86-64, 1-2 Sockets, L3 Priority Subscription, 3 Year | 339
7S0GCTO1WW | S5HE | SUSE Linux Enterprise High Performance Computing, x86-64, 1-2 Sockets, L3 Priority Subscription, 5 Year | 559
7S0HCTO1WW | S0EX | Excelero NVMesh, Client Inclusive, Per NVMe Drive w/1Yr Premium Support | 3379
7S0HCTO1WW | S0EY | Excelero NVMesh, Client Inclusive, Per NVMe Drive w/3Yr Premium Support | 4019
7S0HCTO1WW | S0EZ | Excelero NVMesh, Client Inclusive, Per NVMe Drive w/4Yr Premium Support | 4349
7S0HCTO1WW | S0F0 | Excelero NVMesh, Client Inclusive, Per NVMe Drive w/5Yr Premium Support | 4589
7S0HCTO1WW | S0F1 | Excelero NVMesh, Client Inclusive, Per NVMe Drive w/1Yr Mission Critical Support | 3529
7S0HCTO1WW | S0F2 | Excelero NVMesh, Client Inclusive, Per NVMe Drive w/3Yr Mission Critical Support | 4349
7S0HCTO1WW | S0F3 | Excelero NVMesh, Client Inclusive, Per NVMe Drive w/4Yr Mission Critical Support | 4819
7S0HCTO1WW | S0F4 | Excelero NVMesh, Client Inclusive, Per NVMe Drive w/5Yr Mission Critical Support | 5139
7S0HCTO1WW | S1WY | Excelero NVMesh, Per Chassis, up to 4 NVMe devices, Unlimited Clients Inclusive /w1Yr Premium Support | 10139
7S0HCTO1WW | S1WZ | Excelero NVMesh, Per Chassis, up to 4 NVMe devices, Unlimited Clients Inclusive /w3Yrs Premium Support | 11989
7S0HCTO1WW | S1X0 | Excelero NVMesh, Per Chassis, up to 4 NVMe devices, Unlimited Clients Inclusive /w4Yrs Premium Support | 13049
7S0HCTO1WW | S1X1 | Excelero NVMesh, Per Chassis, up to 4 NVMe devices, Unlimited Clients Inclusive /w5Yrs Premium Support | 13779
7S0HCTO1WW | S1X2 | Excelero NVMesh, Per Chassis, up to 4 NVMe devices, Unlimited Clients Inclusive /w1Yr Mission Critical Support | 10579
7S0HCTO1WW | S1X3 | Excelero NVMesh, Per Chassis, up to 4 NVMe devices, Unlimited Clients Inclusive /w3Yrs Mission Critical Support | 13049
7S0HCTO1WW | S1X4 | Excelero NVMesh, Per Chassis, up to 4 NVMe devices, Unlimited Clients Inclusive /w4Yrs Mission Critical Support | 14459
7S0HCTO1WW | S1X5 | Excelero NVMesh, Per Chassis, up to 4 NVMe devices, Unlimited Clients Inclusive /w5Yrs Mission Critical Support | 15429
7S0HCTO1WW | S1X6 | Excelero NVMesh, Per Chassis, up to 8 NVMe devices, Unlimited Clients Inclusive /w1Yr Premium Support | 20279
7S0HCTO1WW | S1X7 | Excelero NVMesh, Per Chassis, up to 8 NVMe devices, Unlimited Clients Inclusive /w3Yrs Premium Support | 23979
7S0HCTO1WW | S1X8 | Excelero NVMesh, Per Chassis, up to 8 NVMe devices, Unlimited Clients Inclusive /w4Yrs Premium Support | 26099
7S0HCTO1WW | S1X9 | Excelero NVMesh, Per Chassis, up to 8 NVMe devices, Unlimited Clients Inclusive /w5Yrs Premium Support | 27549
7S0HCTO1WW | S1XA | Excelero NVMesh, Per Chassis, up to 8 NVMe devices, Unlimited Clients Inclusive /w1Yr Mission Critical Support | 21159
7S0HCTO1WW | S1XB | Excelero NVMesh, Per Chassis, up to 8 NVMe devices, Unlimited Clients Inclusive /w3Yrs Mission Critical Support | 26099
7S0HCTO1WW | S1XC | Excelero NVMesh, Per Chassis, up to 8 NVMe devices, Unlimited Clients Inclusive /w4Yrs Mission Critical Support | 28919
7S0HCTO1WW | S1XD | Excelero NVMesh, Per Chassis, up to 8 NVMe devices, Unlimited Clients Inclusive /w5Yrs Mission Critical Support | 30859
7S0HCTO1WW | S1XE | Excelero NVMesh, Per Chassis, up to 12 NVMe devices, Unlimited Clients Inclusive /w1Yr Premium Support | 28389
7S0HCTO1WW | S1XF | Excelero NVMesh, Per Chassis, up to 12 NVMe devices, Unlimited Clients Inclusive /w3Yrs Premium Support | 33569
7S0HCTO1WW | S1XG | Excelero NVMesh, Per Chassis, up to 12 NVMe devices, Unlimited Clients Inclusive /w4Yrs Premium Support | 36529
7S0HCTO1WW | S1XH | Excelero NVMesh, Per Chassis, up to 12 NVMe devices, Unlimited Clients Inclusive /w5Yrs Premium Support | 38569
7S0HCTO1WW | S1XJ | Excelero NVMesh, Per Chassis, up to 12 NVMe devices, Unlimited Clients Inclusive /w1Yr Mission Critical Support | 29619
7S0HCTO1WW | S1XK | Excelero NVMesh, Per Chassis, up to 12 NVMe devices, Unlimited Clients Inclusive /w3Yrs Mission Critical Support | 36529
7S0HCTO1WW | S1XL | Excelero NVMesh, Per Chassis, up to 12 NVMe devices, Unlimited Clients Inclusive /w4Yrs Mission Critical Support | 40479
7S0HCTO1WW | S1XM | Excelero NVMesh, Per Chassis, up to 12 NVMe devices, Unlimited Clients Inclusive /w5Yrs Mission Critical Support | 43199
7S0HCTO1WW | S1XN | Excelero NVMesh, Per Chassis, up to 16 NVMe devices, Unlimited Clients Inclusive /w1Yr Premium Support | 35149
7S0HCTO1WW | S1XP | Excelero NVMesh, Per Chassis, up to 16 NVMe devices, Unlimited Clients Inclusive /w3Yrs Premium Support | 41569
7S0HCTO1WW | S1XQ | Excelero NVMesh, Per Chassis, up to 16 NVMe devices, Unlimited Clients Inclusive /w4Yrs Premium Support | 45229
7S0HCTO1WW | S1XR | Excelero NVMesh, Per Chassis, up to 16 NVMe devices, Unlimited Clients Inclusive /w5Yrs Premium Support | 47759
7S0HCTO1WW | S1XS | Excelero NVMesh, Per Chassis, up to 16 NVMe devices, Unlimited Clients Inclusive /w1Yr Mission Critical Support | 36679
7S0HCTO1WW | S1XT | Excelero NVMesh, Per Chassis, up to 16 NVMe devices, Unlimited Clients Inclusive /w3Yrs Mission Critical Support | 45229
7S0HCTO1WW | S1XU | Excelero NVMesh, Per Chassis, up to 16 NVMe devices, Unlimited Clients Inclusive /w4Yrs Mission Critical Support | 50119
7S0HCTO1WW | S1XV | Excelero NVMesh, Per Chassis, up to 16 NVMe devices, Unlimited Clients Inclusive /w5Yrs Mission Critical Support | 53489
7S0HCTO1WW | S1XW | Excelero NVMesh, Per Chassis, up to 24 NVMe devices, Unlimited Clients Inclusive /w1Yr Premium Support | 48669
7S0HCTO1WW | S1XX | Excelero NVMesh, Per Chassis, up to 24 NVMe devices, Unlimited Clients Inclusive /w3Yrs Premium Support | 57549
7S0HCTO1WW | S1XY | Excelero NVMesh, Per Chassis, up to 24 NVMe devices, Unlimited Clients Inclusive /w4Yrs Premium Support | 62629
7S0HCTO1WW | S1XZ | Excelero NVMesh, Per Chassis, up to 24 NVMe devices, Unlimited Clients Inclusive /w5Yrs Premium Support | 66119
7S0HCTO1WW | S1Y0 | Excelero NVMesh, Per Chassis, up to 24 NVMe devices, Unlimited Clients Inclusive /w1Yr Mission Critical Support | 50779
7S0HCTO1WW | S1Y1 | Excelero NVMesh, Per Chassis, up to 24 NVMe devices, Unlimited Clients Inclusive /w3Yrs Mission Critical Support | 62629
7S0HCTO1WW | S1Y2 | Excelero NVMesh, Per Chassis, up to 24 NVMe devices, Unlimited Clients Inclusive /w4Yrs Mission Critical Support | 69399
7S0HCTO1WW | S1Y3 | Excelero NVMesh, Per Chassis, up to 24 NVMe devices, Unlimited Clients Inclusive /w5Yrs Mission Critical Support | 74059
7S0HCTO1WW | S1Y4 | Excelero NVMesh, Per Chassis Subscription License, up to 4 NVMe devices and Unlimited Clients, 1Yr Sub w/Premium Support | 4479
7S0HCTO1WW | S1Y5 | Excelero NVMesh, Per Chassis Subscription License, up to 4 NVMe devices and Unlimited Clients, 1Yr Sub w/Mission Critical Support | 4999
7S0HCTO1WW | S1Y6 | Excelero NVMesh, Per Chassis Subscription License, up to 4 NVMe devices and Unlimited Clients, 3Yrs Sub w/Premium Support | 10759
7S0HCTO1WW | S1Y7 | Excelero NVMesh, Per Chassis Subscription License, up to 4 NVMe devices and Unlimited Clients, 3Yrs Sub w/Mission Critical Support | 12009
7S0HCTO1WW | S1Y8 | Excelero NVMesh, Per Chassis Subscription License, up to 4 NVMe devices and Unlimited Clients, 5Yrs Sub w/Premium Support | 16819
7S0HCTO1WW | S1Y9 | Excelero NVMesh, Per Chassis Subscription License, up to 4 NVMe devices and Unlimited Clients, 5Yrs Sub w/Mission Critical Support | 18729
7S0HCTO1WW | S1YA | Excelero NVMesh, Per Chassis Subscription License, up to 8 NVMe devices and Unlimited Clients, 1Yr Sub w/Premium Support | 8959
7S0HCTO1WW | S1YB | Excelero NVMesh, Per Chassis Subscription License, up to 8 NVMe devices and Unlimited Clients, 1Yr Sub w/Mission Critical Support | 9989
7S0HCTO1WW | S1YC | Excelero NVMesh, Per Chassis Subscription License, up to 8 NVMe devices and Unlimited Clients, 3Yrs Sub w/Premium Support | 21529
7S0HCTO1WW | S1YD | Excelero NVMesh, Per Chassis Subscription License, up to 8 NVMe devices and Unlimited Clients, 3Yrs Sub w/Mission Critical Support | 24019
7S0HCTO1WW | S1YE | Excelero NVMesh, Per Chassis Subscription License, up to 8 NVMe devices and Unlimited Clients, 5Yrs Sub w/Premium Support | 33649
7S0HCTO1WW | S1YF | Excelero NVMesh, Per Chassis Subscription License, up to 8 NVMe devices and Unlimited Clients, 5Yrs Sub w/Mission Critical Support | 37469
7S0HCTO1WW | S1YG | Excelero NVMesh, Per Chassis Subscription License, up to 12 NVMe devices and Unlimited Clients, 1Yr Sub w/Premium Support | 12549
7S0HCTO1WW | S1YH | Excelero NVMesh, Per Chassis Subscription License, up to 12 NVMe devices and Unlimited Clients, 1Yr Sub w/Mission Critical Support | 13989
7S0HCTO1WW | S1YJ | Excelero NVMesh, Per Chassis Subscription License, up to 12 NVMe devices and Unlimited Clients, 3Yrs Sub w/Premium Support | 30139
7S0HCTO1WW | S1YK | Excelero NVMesh, Per Chassis Subscription License, up to 12 NVMe devices and Unlimited Clients, 3Yrs Sub w/Mission Critical Support | 33629
7S0HCTO1WW | S1YL | Excelero NVMesh, Per Chassis Subscription License, up to 12 NVMe devices and Unlimited Clients, 5Yrs Sub w/Premium Support | 47109
7S0HCTO1WW | S1YM | Excelero NVMesh, Per Chassis Subscription License, up to 12 NVMe devices and Unlimited Clients, 5Yrs Sub w/Mission Critical Support | 52459
7S0HCTO1WW | S1YN | Excelero NVMesh, Per Chassis Subscription License, up to 16 NVMe devices and Unlimited Clients, 1Yr Sub w/Premium Support | 15539
7S0HCTO1WW | S1YP | Excelero NVMesh, Per Chassis Subscription License, up to 16 NVMe devices and Unlimited Clients, 1Yr Sub w/Mission Critical Support | 17319
7S0HCTO1WW | S1YQ | Excelero NVMesh, Per Chassis Subscription License, up to 16 NVMe devices and Unlimited Clients, 3Yrs Sub w/Premium Support | 37309
7S0HCTO1WW | S1YR | Excelero NVMesh, Per Chassis Subscription License, up to 16 NVMe devices and Unlimited Clients, 3Yrs Sub w/Mission Critical Support | 41639
7S0HCTO1WW | S1YS | Excelero NVMesh, Per Chassis Subscription License, up to 16 NVMe devices and Unlimited Clients, 5Yrs Sub w/Premium Support | 58319
7S0HCTO1WW | S1YT | Excelero NVMesh, Per Chassis Subscription License, up to 16 NVMe devices and Unlimited Clients, 5Yrs Sub w/Mission Critical Support | 64949
7S0HCTO1WW | S1YU | Excelero NVMesh, Per Chassis Subscription License, up to 24 NVMe devices and Unlimited Clients, 1Yr Sub w/Premium Support | 21509
7S0HCTO1WW | S1YV | Excelero NVMesh, Per Chassis Subscription License, up to 24 NVMe devices and Unlimited Clients, 1Yr Sub w/Mission Critical Support | 23979
7S0HCTO1WW | S1YW | Excelero NVMesh, Per Chassis Subscription License, up to 24 NVMe devices and Unlimited Clients, 3Yrs Sub w/Premium Support | 51659
7S0HCTO1WW | S1YX | Excelero NVMesh, Per Chassis Subscription License, up to 24 NVMe devices and Unlimited Clients, 3Yrs Sub w/Mission Critical Support | 57659
7S0HCTO1WW | S1YY | Excelero NVMesh, Per Chassis Subscription License, up to 24 NVMe devices and Unlimited Clients, 5Yrs Sub w/Premium Support | 80759
7S0HCTO1WW | S1YZ | Excelero NVMesh, Per Chassis Subscription License, up to 24 NVMe devices and Unlimited Clients, 5Yrs Sub w/Mission Critical Support | 89929
7S0HCTO1WW | S1Z0 | Excelero NVMesh Target Device, Client Inclusive, 1Yr Sub w/Premium Support | 1489
7S0HCTO1WW | S1Z1 | Excelero NVMesh Target Device, Client Inclusive, 3Yrs Sub w/Premium Support | 3589
7S0HCTO1WW | S1Z2 | Excelero NVMesh Target Device, Client Inclusive, 5Yrs Sub w/Premium Support | 5609
7S0HCTO1WW | S1Z3 | Excelero NVMesh Target Device, Client Inclusive, 1Yr Sub w/Mission Critical Support | 1669
7S0HCTO1WW | S1Z4 | Excelero NVMesh Target Device, Client Inclusive, 3Yrs Sub w/Mission Critical Support | 3999
7S0HCTO1WW | S1Z5 | Excelero NVMesh Target Device, Client Inclusive, 5Yrs Sub w/Mission Critical Support | 6239
7S0HCTO2WW | S0F5 | Excelero Remote,NVMesh General Professional Services , Per Day | 3879
7S0HCTO2WW | S0F6 | Excelero Remote, Webinar-based, NVMesh Training Services, Per Day | 5099
7S0JCTO1WW | S4PX | Compass SaaS (Up to 100 TB) Price/TB/Month Subscription for Year 1 | 224
7S0JCTO1WW | S4PY | Compass SaaS (Up to 500 TB) Price/TB/Month Subscription for Year 1 | 105
7S0JCTO1WW | S4PZ | Compass SaaS (Up to 1000 TB) Price/TB/Month Subscription for Year 1 | 79
7S0JCTO1WW | S4Q0 | Compass SaaS (Up to 5000 TB) Price/TB/Month Subscription for Year 1 | 57
7S0JCTO1WW | S4Q1 | Compass SaaS (Up to 10000 TB) Price/TB/Month Subscription for Year 1 | 42
7S0JCTO1WW | S4Q3 | Compass SaaS with Data Protection Tooling (Up to 100 TB) Price/TB/Month Subscription for Year 1 | 284
7S0JCTO1WW | S4Q4 | Compass SaaS with Data Protection Tooling (Up to 500 TB) Price/TB/Month Subscription for Year 1 | 165
7S0JCTO1WW | S4Q5 | Compass SaaS with Data Protection Tooling (Up to 1000 TB) Price/TB/Month Subscription for Year 1 | 139
7S0JCTO1WW | S4Q6 | Compass SaaS with Data Protection Tooling (Up to 5000 TB) Price/TB/Month Subscription for Year 1 | 117
7S0JCTO1WW | S4Q7 | Compass SaaS with Data Protection Tooling (Up to 10000 TB) Price/TB/Month Subscription for Year 1 | 102
7S0JCTO1WW | S4Q9 | Compass SaaS - Long Term Retention (Up to 100 TB) Price/TB/Month Subscription for Year 1 | 50
7S0JCTO1WW | S4QA | Compass SaaS - Long Term Retention (Up to 500 TB) Price/TB/Month Subscription for Year 1 | 35
7S0JCTO1WW | S4QB | Compass SaaS - Long Term Retention (Up to 1000 TB) Price/TB/Month Subscription for Year 1 | 27
7S0JCTO1WW | S4QC | Compass SaaS - Long Term Retention (Up to 5000 TB) Price/TB/Month Subscription for Year 1 | 24
7S0JCTO1WW | S4QD | Compass SaaS - Long Term Retention (Up to 10000 TB) Price/TB/Month Subscription for Year 1 | 18
7S0JCTO1WW | S4QF | Compass SaaS - Long Term Retention with Data Protection Tooling (Up to 100 TB) Price/TB/Month Subscription for Year 1 | 110
7S0JCTO1WW | S4QG | Compass SaaS - Long Term Retention with Data Protection Tooling (Up to 500 TB) Price/TB/Month Subscription for Year 1 | 95
7S0JCTO1WW | S4QH | Compass SaaS - Long Term Retention with Data Protection Tooling (Up to 1000 TB) Price/TB/Month Subscription for Year 1 | 87
7S0JCTO1WW | S4QJ | Compass SaaS - Long Term Retention with Data Protection Tooling (Up to 5000 TB) Price/TB/Month Subscription for Year 1 | 84
7S0JCTO1WW | S4QK | Compass SaaS - Long Term Retention with Data Protection Tooling (Up to 10000 TB) Price/TB/Month Subscription for Year 1 | 78
7S0JCTO1WW | S4QL | Compass SaaS - VTL Feature - 2 TB Daily Ingest 12 Month Subscription | 16366
7S0JCTO1WW | S4QM | Compass SaaS - VTL Feature - 8 TB Daily Ingest 12 Month Subscription | 24153
7S0JCTO1WW | S4QN | Compass SaaS - VTL Feature - 16 TB Daily Ingest 12 Month Subscription | 35261
7S0JCTO1WW | S4QP | Compass SaaS - VTL Feature - 32 TB Daily Ingest 12 Month Subscription | 53461
7S0JCTO1WW | S4QQ | Compass SaaS - VTL Feature - 64 TB Daily Ingest 12 Month Subscription | 89853
7S0JCTO1WW | S4QR | Compass SaaS - Accelerator Operating System - Standard Class 12 Month Subscription | 5581
7S0JCTO1WW | S4QS | Compass SaaS - Accelerator Operating System - Performance Class 12 Month Subscription | 9844
7S0JCTO1WW | S4QT | Compass SaaS - Accelerator Operating System - Enterprise Class 12 Month Subscription | 15096
7S0JCTO1WW | S4QU | Compass SaaS - Accelerator Operating System - Conduit Class 12 Month Subscription | 4487
7S0JCTO1WW | S4QZ | Cobalt Iron Accelerator - Cloud Alibaba Standard with 1 Year Service & Support | 5581
7S0JCTO1WW | S4R0 | Cobalt Iron Accelerator - Cloud Alibaba Performance with 1 Year Service & Support | 9844
7S0JCTO1WW | S4R1 | Cobalt Iron Accelerator - Cloud Amazon Standard with 1 Year Service & Support | 5581
7S0JCTO1WW | S4R2 | Cobalt Iron Accelerator - Cloud Amazon Performance with 1 Year Service & Support | 9844
7S0JCTO1WW | S4R3 | Cobalt Iron Accelerator - Cloud Azure Standard with 1 Year Service & Support | 5581
7S0JCTO1WW | S4R4 | Cobalt Iron Accelerator - Cloud Azure Performance with 1 Year Service & Support | 9844
7S0JCTO1WW | S4R5 | Cobalt Iron Accelerator - Cloud Google Standard with 1 Year Service & Support | 5581
7S0JCTO1WW | S4R6 | Cobalt Iron Accelerator - Cloud Google Performance with 1 Year Service & Support | 9844
7S0JCTO1WW | S4R7 | Cobalt Iron Accelerator - Cloud IBM Standard with 1 Year Service & Support | 5581
7S0JCTO1WW | S4R8 | Cobalt Iron Accelerator - Cloud IBM Performance with 1 Year Service & Support | 9844
7S0JCTO1WW | S4R9 | Cobalt Iron Accelerator - Cloud VMware Standard with 1 Year Service & Support | 5581
7S0JCTO1WW | S4RA | Cobalt Iron Accelerator - Cloud VMware Performance with 1 Year Service & Support | 9844
7S0JCTO1WW | S4UU | Compass SaaS (Up to 100 TB) Price/TB/Month Subscription for Year 2 | 224
7S0JCTO1WW | S4UV | Compass SaaS (Up to 500 TB) Price/TB/Month Subscription for Year 2 | 105
7S0JCTO1WW | S4UW | Compass SaaS (Up to 1000 TB) Price/TB/Month Subscription for Year 2 | 79
7S0JCTO1WW | S4UX | Compass SaaS (Up to 5000 TB) Price/TB/Month Subscription for Year 2 | 57
7S0JCTO1WW | S4UY | Compass SaaS (Up to 10000 TB) Price/TB/Month Subscription for Year 2 | 42
7S0JCTO1WW | S4UZ | Compass SaaS with Data Protection Tooling (Up to 100 TB) Price/TB/Month Subscription for Year 2 | 284
7S0JCTO1WW | S4V0 | Compass SaaS with Data Protection Tooling (Up to 500 TB) Price/TB/Month Subscription for Year 2 | 165
7S0JCTO1WW | S4V1 | Compass SaaS with Data Protection Tooling (Up to 1000 TB) Price/TB/Month Subscription for Year 2 | 139
7S0JCTO1WW | S4V2 | Compass SaaS with Data Protection Tooling (Up to 5000 TB) Price/TB/Month Subscription for Year 2 | 117
7S0JCTO1WW | S4V3 | Compass SaaS with Data Protection Tooling (Up to 10000 TB) Price/TB/Month Subscription for Year 2 | 102
7S0JCTO1WW | S4V4 | Compass SaaS - Long Term Retention (Up to 100 TB) Price/TB/Month Subscription for Year 2 | 50
7S0JCTO1WW | S4V5 | Compass SaaS - Long Term Retention (Up to 500 TB) Price/TB/Month Subscription for Year 2 | 35
7S0JCTO1WW | S4V6 | Compass SaaS - Long Term Retention (Up to 1000 TB) Price/TB/Month Subscription for Year 2 | 27
7S0JCTO1WW | S4V7 | Compass SaaS - Long Term Retention (Up to 5000 TB) Price/TB/Month Subscription for Year 2 | 24
7S0JCTO1WW | S4V8 | Compass SaaS - Long Term Retention (Up to 10000 TB) Price/TB/Month Subscription for Year 2 | 18
7S0JCTO1WW | S4V9 | Compass SaaS - Long Term Retention with Data Protection Tooling (Up to 100 TB) Price/TB/Month Subscription for Year 2 | 110
7S0JCTO1WW | S4VA | Compass SaaS - Long Term Retention with Data Protection Tooling (Up to 500 TB) Price/TB/Month Subscription for Year 2 | 95
7S0JCTO1WW | S4VB | Compass SaaS - Long Term Retention with Data Protection Tooling (Up to 1000 TB) Price/TB/Month Subscription for Year 2 | 87
7S0JCTO1WW | S4VC | Compass SaaS - Long Term Retention with Data Protection Tooling (Up to 5000 TB) Price/TB/Month Subscription for Year 2 | 84
7S0JCTO1WW | S4VD | Compass SaaS - Long Term Retention with Data Protection Tooling (Up to 10000 TB) Price/TB/Month Subscription for Year 2 | 78
7S0JCTO1WW | S4VE | Compass SaaS (Up to 100 TB) Price/TB/Month Subscription for Year 3 | 224
7S0JCTO1WW | S4VF | Compass SaaS (Up to 500 TB) Price/TB/Month Subscription for Year 3 | 105
7S0JCTO1WW | S4VG | Compass SaaS (Up to 1000 TB) Price/TB/Month Subscription for Year 3 | 79
7S0JCTO1WW | S4VH | Compass SaaS (Up to 5000 TB) Price/TB/Month Subscription for Year 3 | 57
7S0JCTO1WW | S4VJ | Compass SaaS (Up to 10000 TB) Price/TB/Month Subscription for Year 3 | 42
7S0JCTO1WW | S4VK | Compass SaaS with Data Protection Tooling (Up to 100 TB) Price/TB/Month Subscription for Year 3 | 284
7S0JCTO1WW | S4VL | Compass SaaS with Data Protection Tooling (Up to 500 TB) Price/TB/Month Subscription for Year 3 | 165
7S0JCTO1WW | S4VM | Compass SaaS with Data Protection Tooling (Up to 1000 TB) Price/TB/Month Subscription for Year 3 | 139
7S0JCTO1WW | S4VN | Compass SaaS with Data Protection Tooling (Up to 5000 TB) Price/TB/Month Subscription for Year 3 | 117
7S0JCTO1WW | S4VP | Compass SaaS with Data Protection Tooling (Up to 10000 TB) Price/TB/Month Subscription for Year 3 | 102
7S0JCTO1WW | S4VQ | Compass SaaS - Long Term Retention (Up to 100 TB) Price/TB/Month Subscription for Year 3 | 50
7S0JCTO1WW | S4VR | Compass SaaS - Long Term Retention (Up to 500 TB) Price/TB/Month Subscription for Year 3 | 35
7S0JCTO1WW | S4VS | Compass SaaS - Long Term Retention (Up to 1000 TB) Price/TB/Month Subscription for Year 3 | 27
7S0JCTO1WW | S4VT | Compass SaaS - Long Term Retention (Up to 5000 TB) Price/TB/Month Subscription for Year 3 | 24
7S0JCTO1WW | S4VU | Compass SaaS - Long Term Retention (Up to 10000 TB) Price/TB/Month Subscription for Year 3 | 18
7S0JCTO1WW | S4VV | Compass SaaS - Long Term Retention with Data Protection Tooling (Up to 100 TB) Price/TB/Month Subscription for Year 3 | 110
7S0JCTO1WW | S4VW | Compass SaaS - Long Term Retention with Data Protection Tooling (Up to 500 TB) Price/TB/Month Subscription for Year 3 | 95
7S0JCTO1WW | S4VX | Compass SaaS - Long Term Retention with Data Protection Tooling (Up to 1000 TB) Price/TB/Month Subscription for Year 3 | 87
7S0JCTO1WW | S4VY | Compass SaaS - Long Term Retention with Data Protection Tooling (Up to 5000 TB) Price/TB/Month Subscription for Year 3 | 84
7S0JCTO1WW | S4VZ | Compass SaaS - Long Term Retention with Data Protection Tooling (Up to 10000 TB) Price/TB/Month Subscription for Year 3 | 78
7S0JCTO1WW | S4W0 | Compass SaaS (Up to 100 TB) Price/TB/Month Subscription for Year 4 | 224
7S0JCTO1WW | S4W1 | Compass SaaS (Up to 500 TB) Price/TB/Month Subscription for Year 4 | 105
7S0JCTO1WW | S4W2 | Compass SaaS (Up to 1000 TB) Price/TB/Month Subscription for Year 4 | 79
7S0JCTO1WW | S4W3 | Compass SaaS (Up to 5000 TB) Price/TB/Month Subscription for Year 4 | 57
7S0JCTO1WW | S4W4 | Compass SaaS (Up to 10000 TB) Price/TB/Month Subscription for Year 4 | 42
7S0JCTO1WW | S4W5 | Compass SaaS with Data Protection Tooling (Up to 100 TB) Price/TB/Month Subscription for Year 4 | 284
7S0JCTO1WW | S4W6 | Compass SaaS with Data Protection Tooling (Up to 500 TB) Price/TB/Month Subscription for Year 4 | 165
7S0JCTO1WW | S4W7 | Compass SaaS with Data Protection Tooling (Up to 1000 TB) Price/TB/Month Subscription for Year 4 | 139
7S0JCTO1WW | S4W8 | Compass SaaS with Data Protection Tooling (Up to 5000 TB) Price/TB/Month Subscription for Year 4 | 117
7S0JCTO1WW | S4W9 | Compass SaaS with Data Protection Tooling (Up to 10000 TB) Price/TB/Month Subscription for Year 4 | 102
7S0JCTO1WW | S4WA | Compass SaaS - Long Term Retention (Up to 100 TB) Price/TB/Month Subscription for Year 4 | 50
7S0JCTO1WW | S4WB | Compass SaaS - Long Term Retention (Up to 500 TB) Price/TB/Month Subscription for Year 4 | 35
7S0JCTO1WW | S4WC | Compass SaaS - Long Term Retention (Up to 1000 TB) Price/TB/Month Subscription for Year 4 | 27
7S0JCTO1WW | S4WD | Compass SaaS - Long Term Retention (Up to 5000 TB) Price/TB/Month Subscription for Year 4 | 24
7S0JCTO1WW | S4WE | Compass SaaS - Long Term Retention (Up to 10000 TB) Price/TB/Month Subscription for Year 4 | 18
7S0JCTO1WW | S4WF | Compass SaaS - Long Term Retention with Data Protection Tooling (Up to 100 TB) Price/TB/Month Subscription for Year 4 | 110
7S0JCTO1WW | S4WG | Compass SaaS - Long Term Retention with Data Protection Tooling (Up to 500 TB) Price/TB/Month Subscription for Year 4 | 95
7S0JCTO1WW | S4WH | Compass SaaS - Long Term Retention with Data Protection Tooling (Up to 1000 TB) Price/TB/Month Subscription for Year 4 | 87
7S0JCTO1WW | S4WJ | Compass SaaS - Long Term Retention with Data Protection Tooling (Up to 5000 TB) Price/TB/Month Subscription for Year 4 | 84
7S0JCTO1WW | S4WK | Compass SaaS - Long Term Retention with Data Protection Tooling (Up to 10000 TB) Price/TB/Month Subscription for Year 4 | 78
7S0JCTO1WW | S4WL | Compass SaaS (Up to 100 TB) Price/TB/Month Subscription for Year 5 | 224
7S0JCTO1WW | S4WM | Compass SaaS (Up to 500 TB) Price/TB/Month Subscription for Year 5 | 105
7S0JCTO1WW | S4WN | Compass SaaS (Up to 1000 TB) Price/TB/Month Subscription for Year 5 | 79
7S0JCTO1WW | S4WP | Compass SaaS (Up to 5000 TB) Price/TB/Month Subscription for Year 5 | 57
7S0JCTO1WW | S4WQ | Compass SaaS (Up to 10000 TB) Price/TB/Month Subscription for Year 5 | 42
7S0JCTO1WW | S4WR | Compass SaaS with Data Protection Tooling (Up to 100 TB) Price/TB/Month Subscription for Year 5 | 284
7S0JCTO1WW | S4WS | Compass SaaS with Data Protection Tooling (Up to 500 TB) Price/TB/Month Subscription for Year 5 | 165
7S0JCTO1WW | S4WT | Compass SaaS with Data Protection Tooling (Up to 1000 TB) Price/TB/Month Subscription for Year 5 | 139
7S0JCTO1WW | S4WU | Compass SaaS with Data Protection Tooling (Up to 5000 TB) Price/TB/Month Subscription for Year 5 | 117
7S0JCTO1WW | S4WV | Compass SaaS with Data Protection Tooling (Up to 10000 TB) Price/TB/Month Subscription for Year 5 | 102
7S0JCTO1WW | S4WW | Compass SaaS - Long Term Retention (Up to 100 TB) Price/TB/Month Subscription for Year 5 | 50
7S0JCTO1WW | S4WX | Compass SaaS - Long Term Retention (Up to 500 TB) Price/TB/Month Subscription for Year 5 | 35
7S0JCTO1WW | S4WY | Compass SaaS - Long Term Retention (Up to 1000 TB) Price/TB/Month Subscription for Year 5 | 27
7S0JCTO1WW | S4WZ | Compass SaaS - Long Term Retention (Up to 5000 TB) Price/TB/Month Subscription for Year 5 | 24
7S0JCTO1WW | S4X0 | Compass SaaS - Long Term Retention (Up to 10000 TB) Price/TB/Month Subscription for Year 5 | 18
7S0JCTO1WW | S4X1 | Compass SaaS - Long Term Retention with Data Protection Tooling (Up to 100 TB) Price/TB/Month Subscription for Year 5 | 110
7S0JCTO1WW | S4X2 | Compass SaaS - Long Term Retention with Data Protection Tooling (Up to 500 TB) Price/TB/Month Subscription for Year 5 | 95
7S0JCTO1WW | S4X3 | Compass SaaS - Long Term Retention with Data Protection Tooling (Up to 1000 TB) Price/TB/Month Subscription for Year 5 | 87
7S0JCTO1WW | S4X4 | Compass SaaS - Long Term Retention with Data Protection Tooling (Up to 5000 TB) Price/TB/Month Subscription for Year 5 | 84
7S0JCTO1WW | S4X5 | Compass SaaS - Long Term Retention with Data Protection Tooling (Up to 10000 TB) Price/TB/Month Subscription for Year 5 | 78
7S0JCTO2WW | S4QV | Compass SaaS - Integration - Onboarding | 9999999
7S0JCTO2WW | S4QW | Compass SaaS - Integration - Ticketing | 9999999
7S0JCTO2WW | S4QX | Compass SaaS - Integration - Reporting | 9999999
7S0JCTO2WW | S4QY | Compass SaaS - Integration - Directory and Multi-Factor Authentication | 9999999
7S0LCTO1WW | S1AZ | Veeam Availability Suite Enterprise Plus with 1 year of production support included | 3329
7S0LCTO1WW | S1B2 | Veeam Availability Suite Enterprise Plus - Public Sector with 1 year of production support included | 3009
7S0LCTO1WW | S1B3 | Veeam Availability Suite Enterprise Plus - Public Sector with 3 years of production support included | 5379
7S0LCTO1WW | S1B4 | Veeam Availability Suite Enterprise Plus - Public Sector with 5 years of production support included | 7549
7S0LCTO1WW | S1BD | Veeam Backup & Replication Enterprise Plus with 1 year of production support included | 2769
7S0LCTO1WW | S1BE | Veeam Backup & Replication Enterprise Plus with 3 years of production support included | 4789
7S0LCTO1WW | S1BF | Veeam Backup & Replication Enterprise Plus with 5 years of production support included | 6619
7S0LCTO1WW | S1BG | Veeam Backup & Replication Enterprise Plus - Public Sector with 1 year of production support included | 2509
7S0LCTO1WW | S1BH | Veeam Backup & Replication Enterprise Plus - Public Sector with 3 years of production support included | 4479
7S0LCTO1WW | S1BJ | Veeam Backup & Replication Enterprise Plus - Public Sector with 5 years of production support included | 6289
7S0LCTO1WW | S1C0 | Veeam ONE with 1 year of production support included | 1109
7S0LCTO1WW | S1C1 | Veeam ONE with 3 years of production support included | 1909
7S0LCTO1WW | S1C2 | Veeam ONE with 5 years of production support included | 2649
7S0LCTO1WW | S1C3 | Veeam ONE - Public Sector with 1 year of production support included | 999
7S0LCTO1WW | S1C4 | Veeam ONE - Public Sector with 3 years of production support included | 1789
7S0LCTO1WW | S1C5 | Veeam ONE - Public Sector with 5 years of production support included | 2519
7S0LCTO1WW | S1S0 | Veeam Availability Suite Enterprise Plus with 3 years of production support included | 5739
7S0LCTO1WW | S1S1 | Veeam Availability Suite Enterprise Plus with 5 years of production support included | 7939
7S0LCTO1WW | S4T0 | Veeam Availability Suite Universal Perpetual License. Includes Enterprise Plus Edition features - The 1st year of Production (24/7) Support is included. | 4500
7S0LCTO1WW | S4T1 | Veeam Availability Suite Universal Perpetual License. Includes Enterprise Plus Edition features - The 1st year of Production (24/7) Support is included. - Public Sector | 4050
7S0LCTO1WW | S4T2 | Veeam Availability Suite Perpetual Universal License with 3 years of production support included. | 6799
7S0LCTO1WW | S4T3 | Veeam Availability Suite Perpetual Universal License with 3 years of production support included. - Public Sector | 6349
7S0LCTO1WW | S4T4 | Veeam Availability Suite Perpetual Universal License with 5 years of production support included. | 8856
7S0LCTO1WW | S4T5 | Veeam Availability Suite Perpetual Universal License with 5 years of production support included. - Public Sector | 8406
7S0LCTO1WW | S4T6 | Veeam Backup & Replication Universal Perpetual License. Includes Enterprise Plus Edition features - The 1st year of Production (24/7) Support is included. | 3600
7S0LCTO1WW | S4T7 | Veeam Backup & Replication Universal Perpetual License. Includes Enterprise Plus Edition features - The 1st year of Production (24/7) Support is included. - Public Sector | 3240
7S0LCTO1WW | S4T8 | Veeam Backup & Replication Perpetual Universal License with 3 years of production support included. | 5443
7S0LCTO1WW | S4T9 | Veeam Backup & Replication Perpetual Universal License with 3 years of production support included. - Public Sector | 5083
7S0LCTO1WW | S4TA | Veeam Backup & Replication Perpetual Universal License with 5 years of production support included. | 7092
7S0LCTO1WW | S4TB | Veeam Backup & Replication Perpetual Universal License with 5 years of production support included. - Public Sector | 6732
7S0LCTO2WW | S1C7 | Veeam Backup for Microsoft Office 365 1 Year Subscription Upfront Billing License & Production (24/7) Support (Per user) Minimum 10 | 19
7S0LCTO2WW | S1C8 | Veeam Backup for Microsoft Office 365 1 Year Subscription Upfront Billing License & Production (24/7) Support- Public Sector (Per user) Minimum 10 | 19
7S0LCTO2WW | S1C9 | Veeam Backup for Microsoft Office 365 3 Year Subscription Upfront Billing License & Production (24/7) Support (Per user) Minimum 10 | 49
7S0LCTO2WW | S1CA | Veeam Backup for Microsoft Office 365 3 Year Subscription Upfront Billing License & Production (24/7) Support - Public Sector (Per user) Minimum 10 | 39
7S0LCTO2WW | S1CB | Veeam Backup for Microsoft Office 365 5 Year Subscription Upfront Billing License & Production (24/7) Support (Per user) Minimum 10 | 79
7S0LCTO2WW | S1CC | Veeam Backup for Microsoft Office 365 5 Year Subscription Upfront Billing License & Production (24/7) Support - Public Sector (Per user) Minimum 10 | 69
7S0LCTO2WW | S2GU | Veeam Availability Suite Universal License. Includes Enterprise Plus Edition features - 1 Year Subscription Upfront Billing & Production (24/7) Support | 1529
7S0LCTO2WW | S2GV | Veeam Availability Suite Universal License. Includes Enterprise Plus Edition features. - 1 Year Subscription Upfront Billing & Production (24/7) Support- Public Sector | 1379
7S0LCTO2WW | S2GW | Veeam Availability Suite Universal License. Includes Enterprise Plus Edition features. - 3 Years Subscription Upfront Billing & Production (24/7) Support | 4129
7S0LCTO2WW | S2GX | Veeam Availability Suite Universal License. Includes Enterprise Plus Edition features. - 3 Years Subscription Upfront Billing & Production (24/7) Support-Public Sector | 3719
7S0LCTO2WW | S2GY | Veeam Availability Suite Universal License. Includes Enterprise Plus Edition features. - 5 Years Subscription Upfront Billing & Production (24/7) Support | 6509
7S0LCTO2WW | S2GZ | Veeam Availability Suite Universal License. Includes Enterprise Plus Edition features. - 5 Years Subscription Upfront Billing & Production (24/7) Support-Public Sector | 5849
7S0LCTO2WW | S2H0 | Veeam Availability Suite Universal License. Includes Enterprise Plus Edition features. - Subscription Upfront Billing & Production (24/7) Support- Monthly Coterm | 129
7S0LCTO2WW | S2H1 | Veeam Backup & Replication Universal License. Includes Enterprise Plus Edition features. - 1 Year Subscription Upfront Billing & Production (24/7) Support | 1219
7S0LCTO2WW | S2H2 | Veeam Backup & Replication Universal License. Includes Enterprise Plus Edition features. - 1 Year Subscription Upfront Billing & Production (24/7) Support- Public Sector | 1099
7S0LCTO2WW | S2H3 | Veeam Backup & Replication Universal License. Includes Enterprise Plus Edition features. - 3 Years Subscription Upfront Billing & Production (24/7) Support | 3309
7S0LCTO2WW | S2H4 | Veeam Backup & Replication Universal License. Includes Enterprise Plus Edition features. - 3 Years Subscription Upfront Billing & Production (24/7) Support-Public Sector | 2979
7S0LCTO2WW | S2H5 | Veeam Backup & Replication Universal License. Includes Enterprise Plus Edition features. - 5 Years Subscription Upfront Billing & Production (24/7) Support | 5199
7S0LCTO2WW | S2H6 | Veeam Backup & Replication Universal License. Includes Enterprise Plus Edition features. - 5 Years Subscription Upfront Billing & Production (24/7) Support-Public Sector | 4679
7S0LCTO2WW | S2H7 | Veeam Backup & Replication Universal License. Includes Enterprise Plus Edition features. - Subscription Upfront Billing & Production (24/7) Support- Monthly Coterm | 99
7S0LCTO2WW | S5V7 | Veeam Disaster Recovery Orchestrator 1 Year Subscription Upfront Billing & Production (24/7) Support | 1579
7S0LCTO2WW | S5V8 | Veeam Disaster Recovery Orchestrator 1 Year Subscription Upfront Billing & Production (24/7) Support. Public Sector | 1419
7S0LCTO2WW | S5V9 | Veeam Disaster Recovery Orchestrator 2 Years Subscription Upfront Billing & Production (24/7) Support | 3159
7S0LCTO2WW | S5VA | Veeam Disaster Recovery Orchestrator 2 Years Subscription Upfront Billing & Production (24/7) Support. Public Sector | 2849
7S0LCTO2WW | S5VB | Veeam Disaster Recovery Orchestrator 3 Years Subscription Upfront Billing & Production (24/7) Support | 4509
7S0LCTO2WW | S5VC | Veeam Disaster Recovery Orchestrator 3 Years Subscription Upfront Billing & Production (24/7) Support. Public Sector | 4059
7S0LCTO2WW | S5VD | Veeam Disaster Recovery Orchestrator 4 Years Subscription Upfront Billing & Production (24/7) Support | 6009
7S0LCTO2WW | S5VE | Veeam Disaster Recovery Orchestrator 4 Years Subscription Upfront Billing & Production (24/7) Support. Public Sector | 5409
7S0LCTO2WW | S5VF | Veeam Disaster Recovery Orchestrator 5 Years Subscription Upfront Billing & Production (24/7) Support | 7119
7S0LCTO2WW | S5VG | Veeam Disaster Recovery Orchestrator 5 Years Subscription Upfront Billing & Production (24/7) Support. Public Sector | 6409
7S0LCTO4WW | S4TC | Upgrade from Veeam Availability Suite Enterprise to Veeam Availability Suite Enterprise Plus | 1035
7S0LCTO4WW | S4TD | Upgrade from Veeam Availability Suite Enterprise to Veeam Availability Suite Enterprise Plus - Public Sector | 931.5
7S0LCTO4WW | S4TE | Upgrade from Veeam Backup & Replication Enterprise Plus to Veeam Availability Suite Enterprise Plus | 517.5
7S0LCTO4WW | S4TF | Upgrade from Veeam Backup & Replication Enterprise Plus to Veeam Availability Suite Enterprise Plus - Public Sector | 465.75
7S0LCTO4WW | S4TG | Upgrade from Veeam Backup & Replication Enterprise to Availability Suite Enterprise Plus | 1380
7S0LCTO4WW | S4TH | Upgrade from Veeam Backup & Replication Enterprise to Availability Suite Enterprise Plus - Public Sector | 1242
7S0LCTO4WW | S4TJ | Upgrade from Veeam Backup & Replication Standard including Veeam ONE to Veeam Availability Suite Enterprise Plus Upgrade | 2242.5
7S0LCTO4WW | S4TK | Upgrade from Veeam Backup & Replication Standard including Veeam ONE to Veeam Availability Suite Enterprise Plus Upgrade - Public Sector | 2018.25
7S0LCTO4WW | S4TL | Upgrade from Veeam ONE to Veeam Availability Suite Enterprise Plus | 2070
7S0LCTO4WW | S4TM | Upgrade from Veeam ONE to Veeam Availability Suite Enterprise Plus - Public Sector | 1863
7S0MCTO1WW | S48K | StorMagic SvSAN Single-Node Base License 2TB w/1 Yr Gold Maintenance | 1939
7S0MCTO1WW | S48L | StorMagic SvSAN Single-Node Base License 2TB w/3 Yr Gold Maintenance | 2469
7S0MCTO1WW | S48M | StorMagic SvSAN Single-Node Base License 2TB w/5 Yr Gold Maintenance | 2869
7S0MCTO1WW | S48N | StorMagic SvSAN Single-Node Base License 2TB w/1 Yr Platinum Maintenance | 2089
7S0MCTO1WW | S48P | StorMagic SvSAN Single-Node Base License 2TB w/3 Yr Platinum Maintenance | 2889
7S0MCTO1WW | S48Q | StorMagic SvSAN Single-Node Base License 2TB w/5 Yr Platinum Maintenance | 3489
7S0MCTO1WW | S48R | StorMagic SvSAN Single-Node Base License 6TB w/1 Yr Gold Maintenance | 2899
7S0MCTO1WW | S48S | StorMagic SvSAN Single-Node Base License 6TB w/3 Yr Gold Maintenance | 3689
7S0MCTO1WW | S48T | StorMagic SvSAN Single-Node Base License 6TB w/5 Yr Gold Maintenance | 4299
7S0MCTO1WW | S48U | StorMagic SvSAN Single-Node Base License 6TB w/1 Yr Platinum Maintenance | 3049
7S0MCTO1WW | S48V | StorMagic SvSAN Single-Node Base License 6TB w/3 Yr Platinum Maintenance | 4109
7S0MCTO1WW | S48W | StorMagic SvSAN Single-Node Base License 6TB w/5 Yr Platinum Maintenance | 4919
7S0MCTO1WW | S48X | StorMagic SvSAN Single-Node Base License 12TB w/1 Yr Gold Maintenance | 4759
7S0MCTO1WW | S48Y | StorMagic SvSAN Single-Node Base License 12TB w/3 Yr Gold Maintenance | 5959
7S0MCTO1WW | S48Z | StorMagic SvSAN Single-Node Base License 12TB w/5 Yr Gold Maintenance | 6889
7S0MCTO1WW | S490 | StorMagic SvSAN Single-Node Base License 12TB w/1 Yr Platinum Maintenance | 5079
7S0MCTO1WW | S491 | StorMagic SvSAN Single-Node Base License 12TB w/3 Yr Platinum Maintenance | 6839
7S0MCTO1WW | S492 | StorMagic SvSAN Single-Node Base License 12TB w/5 Yr Platinum Maintenance | 8169
7S0MCTO1WW | S493 | StorMagic SvSAN Single-Node Base License UTB w/1 Yr Gold Maintenance | 8429
7S0MCTO1WW | S494 | StorMagic SvSAN Single-Node Base License UTB w/3 Yr Gold Maintenance | 10409
7S0MCTO1WW | S495 | StorMagic SvSAN Single-Node Base License UTB w/5 Yr Gold Maintenance | 11919
7S0MCTO1WW | S496 | StorMagic SvSAN Single-Node Base License UTB w/1 Yr Platinum Maintenance | 8899
7S0MCTO1WW | S497 | StorMagic SvSAN Single-Node Base License UTB w/3 Yr Platinum Maintenance | 11659
7S0MCTO1WW | S498 | StorMagic SvSAN Single-Node Base License UTB w/5 Yr Platinum Maintenance | 13779
7S0MCTO1WW | S499 | StorMagic SvSAN Single-Node Predictive Storage Caching Feature w/1 Yr Gold Maintenance | 949
7S0MCTO1WW | S49A | StorMagic SvSAN Single-Node Predictive Storage Caching Feature w/3 Yr Gold Maintenance | 1299
7S0MCTO1WW | S49B | StorMagic SvSAN Single-Node Predictive Storage Caching Feature w/5 Yr Gold Maintenance | 1559
7S0MCTO1WW | S49C | StorMagic SvSAN Single-Node Predictive Storage Caching Feature w/1 Yr Platinum Maintenance | 999
7S0MCTO1WW | S49D | StorMagic SvSAN Single-Node Predictive Storage Caching Feature w/3 Yr Platinum Maintenance | 1449
7S0MCTO1WW | S49E | StorMagic SvSAN Single-Node Predictive Storage Caching Feature w/5 Yr Platinum Maintenance | 1789
7S0MCTO1WW | S49F | StorMagic SvSAN Single-Node Encryption Feature w/1 Yr Gold Maintenance | 949
7S0MCTO1WW | S49G | StorMagic SvSAN Single-Node Encryption Feature w/3 Yr Gold Maintenance | 1299
7S0MCTO1WW | S49H | StorMagic SvSAN Single-Node Encryption Feature w/5 Yr Gold Maintenance | 1559
7S0MCTO1WW | S49J | StorMagic SvSAN Single-Node Encryption Feature w/1 Yr Platinum Maintenance | 999
7S0MCTO1WW | S49K | StorMagic SvSAN Single-Node Encryption Feature w/3 Yr Platinum Maintenance | 1449
7S0MCTO1WW | S49L | StorMagic SvSAN Single-Node Encryption Feature w/5 Yr Platinum Maintenance | 1789
7S0NCTO1WW | S17R | Scale HC3 HyperCore - SR630, 2 Core Pack, 3-year license and Software Support (English Only) | 1539
7S0NCTO1WW | S17S | Scale HC3 HyperCore - SR630, 2 Core Pack, 5-year license and Software Support (English Only) | 2419
7S0NCTO1WW | S17T | Scale HC3 HyperCore - SR650, 2 Core Pack, 3-year license and Software Support (English Only) | 1539
7S0NCTO1WW | S17U | Scale HC3 HyperCore - SR650, 2 Core Pack, 5-year license and Software Support (English Only) | 2419
7S0NCTO1WW | S17V | Scale HC3 HyperCore - SR250, 2 Core Pack, 3-year license and Software Support (English Only) | 1539
7S0NCTO1WW | S17W | Scale HC3 HyperCore - SR250, 2 Core Pack, 5-year license and Software Support (English Only) | 2419
7S0NCTO1WW | S1RC | Scale HC3 HyperCore - ST250, 2 Core Pack, 3-year license and Software Support (English Only) | 1539
7S0NCTO1WW | S1RD | Scale HC3 HyperCore - ST250, 2 Core Pack, 5-year license and Software Support (English Only) | 2419
7S0NCTO2WW | S17X | ScaleCare Premium Remote Installation Services, Per Cluster (English Only, Per Cluster) | 2299
7S0NCTO2WW | S17Y | ScaleCare Remote Network Configuration Service (English Only, Per Switch) | 379
7S0NCTO2WW | S17Z | ScaleCare Remote Migrate Quickstart Service (English Only, Per Cluster) | 1529
7S0NCTO2WW | S180 | ScaleCare Remote Installation services (English Only, required Per Node) | 379
7S0NCTO2WW | S181 | HC3 Move Powered by Carbonite (Per VM) | 299
7S0NCTO2WW | S2AM | Per Node (minimum 3) ¦ One Day Onsite Installation services including network connectivity w/ a compatible switch, Basic system overview/training (English Only Support) | 1839
7S0NCTO3WW | S2AS | Acronis Backup Advanced Per-Node 3-year license and Software maintenance ¦ Agent-Based backup for HC3 ¦ English Only Support ¦ | 2724
7S0NCTO3WW | S2AT | Acronis Backup Advanced Per-Node 5-year license and Software maintenance ¦ Agent-Based backup for HC3 ¦ English Only Support ¦ | 3399
7S0NCTO5WW | S2QT | Leostream (Per Desktop) - Perpetual License plus 3Yr Sup. L1065 + L1085 | 560
7S0NCTO5WW | S2QU | Leostream (Per Desktop) - Perpetual License plus 5Yr Sup. L1065 + L1085 | 700
7S0NCTO5WW | S2QV | Leostream (Per User) - Perpetual License plus 3Yr Sup. L1060 + L1080 | 319
7S0NCTO5WW | S2QW | Leostream (Per User) - Perpetual License plus 5Yr Sup. L1060 + L1080 | 399
7S0NCTO5WW | S2QX | Remote Quickstart WFH Service | 1529
7S0PCTO1WW | AW87 | Nutanix Prism Pro with 1Yr Support | 999999
7S0PCTO1WW | AW88 | Nutanix Prism Pro with 2Yr Support | 999999
7S0PCTO1WW | AW89 | Nutanix Prism Pro with 3Yr Support | 999999
7S0PCTO1WW | AW8A | Nutanix Prism Pro with 4Yr Support | 999999
7S0PCTO1WW | AW8B | Nutanix Prism Pro with 5Yr Support | 999999
7S0PCTO1WW | B3D7 | Nutanix Calm Standard, Per 25 VMs w/1Yr Support | 999999
7S0PCTO1WW | B3D8 | Nutanix Calm Standard, Per 25 VMs w/2Yr Support | 999999
7S0PCTO1WW | B3D9 | Nutanix Calm Standard, Per 25 VMs w/3Yr Support | 999999
7S0PCTO1WW | B3DA | Nutanix Calm Standard, Per 25 VMs w/4Yr Support | 999999
7S0PCTO1WW | B3DB | Nutanix Calm Standard, Per 25 VMs w/5Yr Support | 999999
7S0PCTO1WW | B3DC | Nutanix Flow, Per Node w/1Yr Support | 999999
7S0PCTO1WW | B3DD | Nutanix Flow, Per Node w/2Yr Support | 999999
7S0PCTO1WW | B3DE | Nutanix Flow, Per Node w/3Yr Support | 999999
7S0PCTO1WW | B3DF | Nutanix Flow, Per Node w/4Yr Support | 999999
7S0PCTO1WW | B3DG | Nutanix Flow, Per Node w/5Yr Support | 999999
7S0PCTO1WW | S1MC | Nutanix Starter License | 999999
7S0PCTO1WW | S1MD | Nutanix Pro License | 999999
7S0PCTO1WW | S1ME | Nutanix Ultimate License | 999999
7S0PCTO1WW | S1MF | Nutanix Advanced Replication License | 999999
7S0PCTO1WW | S1MG | Nutanix Software Encryption License | 999999
7S0PCTO1WW | S1MK | Nutanix Starter 3Yr Maintenance and Support | 999999
7S0PCTO1WW | S1ML | Nutanix Pro 3Yr Maintenance and Support | 999999
7S0PCTO1WW | S1MM | Nutanix Ultimate 3Yr Maintenance and Support | 999999
7S0PCTO1WW | S1MN | Nutanix Advanced Replication 3Yr Maintenance and Support | 999999
7S0PCTO1WW | S1MP | Nutanix Software Encryption 3Yr Maintenance and Support | 999999
7S0PCTO1WW | S1MQ | Nutanix Files, Per TiB License with 3Yr Maintenance and Support | 999999
7S0PCTO1WW | S1MR | Nutanix Files Dedicated, Per TiB with 3Yr Maintenance and Support | 999999
7S0PCTO1WW | S1MS | Nutanix Starter 4Yr Maintenance and Support | 999999
7S0PCTO1WW | S1MT | Nutanix Pro 4Yr Maintenance and Support | 999999
7S0PCTO1WW | S1MU | Nutanix Ultimate 4Yr Maintenance and Support | 999999
7S0PCTO1WW | S1MV | Nutanix Advanced Replication 4Yr Maintenance and Support | 999999
7S0PCTO1WW | S1MW | Nutanix Software Encryption 4Yr Maintenance and Support | 999999
7S0PCTO1WW | S1MX | Nutanix Files, Per TiB License with 4Yr Maintenance and Support | 999999
7S0PCTO1WW | S1MY | Nutanix Files Dedicated, Per TiB with 4Yr Maintenance and Support | 999999
7S0PCTO1WW | S1MZ | Nutanix Starter 5Yr Maintenance and Support | 999999
7S0PCTO1WW | S1N0 | Nutanix Pro 5Yr Maintenance and Support | 999999
7S0PCTO1WW | S1N1 | Nutanix Ultimate 5Yr Maintenance and Support | 999999
7S0PCTO1WW | S1N2 | Nutanix Advanced Replication 5Yr Maintenance and Support | 999999
7S0PCTO1WW | S1N3 | Nutanix Software Encryption 5Yr Maintenance and Support | 999999
7S0PCTO1WW | S1N4 | Nutanix Files, Per TiB License with 5Yr Maintenance and Support | 999999
7S0PCTO1WW | S1N5 | Nutanix Files Dedicated, Per TiB with 5Yr Maintenance and Support | 999999
7S0PCTO1WW | S1NL | Nutanix APOS HW Upgrade for previously sold HX node: Additional Core | 999999
7S0PCTO1WW | S1NM | Nutanix APOS HW Upgrade for previously sold HX node: Additional TiB | 999999
7S0PCTO1WW | S1NT | Nutanix Files Dedicated Advanced Replication, Per TiB with 1Yr Maintenance and Support | 999999
7S0PCTO1WW | S1NU | Nutanix Files Dedicated Advanced Replication, Per TiB with 2Yr Maintenance and Support | 999999
7S0PCTO1WW | S1NV | Nutanix Files Dedicated Advanced Replication, Per TiB with 3Yr Maintenance and Support | 999999
7S0PCTO1WW | S1NW | Nutanix Files Dedicated Advanced Replication, Per TiB with 4Yr Maintenance and Support | 999999
7S0PCTO1WW | S1NX | Nutanix Files Dedicated Advanced Replication, Per TiB with 5Yr Maintenance and Support | 999999
7S0PCTO1WW | S1NY | Nutanix Files Dedicated Data Encryption, Per TiB with 1Yr Maintenance and Support | 999999
7S0PCTO1WW | S1NZ | Nutanix Files Dedicated Data Encryption, Per TiB with 2Yr Maintenance and Support | 999999
7S0PCTO1WW | S1P0 | Nutanix Files Dedicated Data Encryption, Per TiB with 3Yr Maintenance and Support | 999999
7S0PCTO1WW | S1P1 | Nutanix Files Dedicated Data Encryption, Per TiB with 4Yr Maintenance and Support | 999999
7S0PCTO1WW | S1P2 | Nutanix Files Dedicated Data Encryption, Per TiB with 5Yr Maintenance and Support | 999999
7S0PCTO1WW | S1P3 | Nutanix Files, Per TiB License with 1Yr Maintenance and Support | 999999
7S0PCTO1WW | S1P4 | Nutanix Files Dedicated, Per TiB with 1Yr Maintenance and Support | 999999
7S0PCTO1WW | S1P5 | Nutanix Files, Per TiB License with 2Yr Maintenance and Support | 999999
7S0PCTO1WW | S1P6 | Nutanix Files Dedicated, Per TiB with 2Yr Maintenance and Support | 999999
7S0PCTO1WW | S2B0 | Nutanix Objects Mixed, Per TiB with 1Yr Maintenance and Support | 999999
7S0PCTO1WW | S2B1 | Nutanix Objects Mixed, Per TiB with 2Yr Maintenance and Support | 999999
7S0PCTO1WW | S2B3 | Nutanix Objects Mixed, Per TiB with 4Yr Maintenance and Support | 999999
7S0PCTO1WW | S2B4 | Nutanix Objects Mixed, Per TiB with 5Yr Maintenance and Support | 999999
7S0PCTO1WW | S2B5 | Nutanix Objects Dedicated, Per TiB with 1Yr Maintenance and Support | 999999
7S0PCTO1WW | S2B6 | Nutanix Objects Dedicated, Per TiB with 2Yr Maintenance and Support | 999999
7S0PCTO1WW | S2B7 | Nutanix Objects Dedicated, Per TiB with 3Yr Maintenance and Support | 999999
7S0PCTO1WW | S2B8 | Nutanix Objects Dedicated, Per TiB with 4Yr Maintenance and Support | 999999
7S0PCTO1WW | S2B9 | Nutanix Objects Dedicated, Per TiB with 5Yr Maintenance and Support | 999999
7S0PCTO1WW | S2BA | Nutanix Objects Dedicated, Per 250 TiB with 1Yr Maintenance and Support | 999999
7S0PCTO1WW | S2BB | Nutanix Objects Dedicated, Per 250 TiB with 2Yr Maintenance and Support | 999999
7S0PCTO1WW | S2BC | Nutanix Objects Dedicated, Per 250 TiB with 3Yr Maintenance and Support | 999999
7S0PCTO1WW | S2BD | Nutanix Objects Dedicated, Per 250 TiB with 4Yr Maintenance and Support | 999999
7S0PCTO1WW | S2BE | Nutanix Objects Dedicated, Per 250 TiB with 5Yr Maintenance and Support | 999999
7S0PCTO1WW | S2BF | Nutanix Objects Dedicated Advanced Replication, Per TiB with 1Yr Maintenance and Support | 999999
7S0PCTO1WW | S2BG | Nutanix Objects Dedicated Advanced Replication, Per TiB with 2Yr Maintenance and Support | 999999
7S0PCTO1WW | S2BH | Nutanix Objects Dedicated Advanced Replication, Per TiB with 3Yr Maintenance and Support | 999999
7S0PCTO1WW | S2BJ | Nutanix Objects Dedicated Advanced Replication, Per TiB with 4Yr Maintenance and Support | 999999
7S0PCTO1WW | S2BK | Nutanix Objects Dedicated Advanced Replication, Per TiB with 5Yr Maintenance and Support | 999999
7S0PCTO1WW | S2BL | Nutanix Objects Dedicated Advanced Replication, Per 250 TiB with 1Yr Maintenance and Support | 999999
7S0PCTO1WW | S2BM | Nutanix Objects Dedicated Advanced Replication, Per 250 TiB with 2Yr Maintenance and Support | 999999
7S0PCTO1WW | S2BN | Nutanix Objects Dedicated Advanced Replication, Per 250 TiB with 3Yr Maintenance and Support | 999999
7S0PCTO1WW | S2BP | Nutanix Objects Dedicated Advanced Replication, Per 250 TiB with 4Yr Maintenance and Support | 999999
7S0PCTO1WW | S2BQ | Nutanix Objects Dedicated Advanced Replication, Per 250 TiB with 5Yr Maintenance and Support | 999999
7S0PCTO1WW | S2BR | Nutanix Objects Dedicated Data Encryption, Per TiB with 1Yr Maintenance and Support | 999999
7S0PCTO1WW | S2BS | Nutanix Objects Dedicated Data Encryption, Per TiB with 2Yr Maintenance and Support | 999999
7S0PCTO1WW | S2BT | Nutanix Objects Dedicated Data Encryption, Per TiB with 3Yr Maintenance and Support | 999999
7S0PCTO1WW | S2BU | Nutanix Objects Dedicated Data Encryption, Per TiB with 4Yr Maintenance and Support | 999999
7S0PCTO1WW | S2BV | Nutanix Objects Dedicated Data Encryption, Per TiB with 5Yr Maintenance and Support | 999999
7S0PCTO1WW | S2BW | Nutanix Objects Dedicated Data Encryption, Per 250 TiB with 1Yr Maintenance and Support | 999999
7S0PCTO1WW | S2BX | Nutanix Objects Dedicated Data Encryption, Per 250 TiB with 2Yr Maintenance and Support | 999999
7S0PCTO1WW | S2BY | Nutanix Objects Dedicated Data Encryption, Per 250 TiB with 3Yr Maintenance and Support | 999999
7S0PCTO1WW | S2BZ | Nutanix Objects Dedicated Data Encryption, Per 250 TiB with 4Yr Maintenance and Support | 999999
7S0PCTO1WW | S2C0 | Nutanix Objects Dedicated Data Encryption, Per 250 TiB with 5Yr Maintenance and Support | 999999
7S0PCTO1WW | S2S2 | Nutanix Objects Mixed, Per TiB with 3Yr Maintenance and Support | 999999
7S0RCTO1WW | S1Q5 | Cloudian HyperStore Perpetual License, Per TB Usable (10TB-100TB) w/1Yr Cloudian Support | 429
7S0RCTO1WW | S1Q6 | Cloudian HyperStore Perpetual License, Per TB Usable (10TB-100TB) w/3Yrs Cloudian Support | 589
7S0RCTO1WW | S1Q7 | Cloudian HyperStore Perpetual License, Per TB Usable (10TB-100TB) w/5Yrs Cloudian Support | 709
7S0RCTO1WW | S1Q8 | Cloudian HyperStore Perpetual License, Per TB Usable (100TB-500TB) w/1Yr Cloudian Support | 349
7S0RCTO1WW | S1Q9 | Cloudian HyperStore Perpetual License, Per TB Usable (100TB-500TB) w/3Yrs Cloudian Support | 479
7S0RCTO1WW | S1QA | Cloudian HyperStore Perpetual License, Per TB Usable (100TB-500TB) w/5Yrs Cloudian Support | 589
7S0RCTO1WW | S1QB | Cloudian HyperStore Perpetual License, Per TB Usable (500TB-1PB) w/1Yr Cloudian Support | 279
7S0RCTO1WW | S1QC | Cloudian HyperStore Perpetual License, Per TB Usable (500TB-1PB) w/3Yrs Cloudian Support | 425
7S0RCTO1WW | S1QD | Cloudian HyperStore Perpetual License, Per TB Usable (500TB-1PB) w/5Yrs Cloudian Support | 459
7S0RCTO1WW | S1QE | Cloudian HyperStore Perpetual License, Per 500TB Usable (1PB-5PB) w/1Yr Cloudian Support | 111219
7S0RCTO1WW | S1QF | Cloudian HyperStore Perpetual License, Per 500TB Usable (1PB-5PB) w/3Yrs Cloudian Support | 149999
7S0RCTO1WW | S1QG | Cloudian HyperStore Perpetual License, Per 500TB Usable (1PB-5PB) w/5Yrs Cloudian Support | 180609
7S0RCTO1WW | S1QH | Cloudian HyperStore Perpetual License, Per 500TB Usable (5PB-10PB) w/1Yr Cloudian Support | 89799
7S0RCTO1WW | S1QJ | Cloudian HyperStore Perpetual License, Per 500TB Usable (5PB-10PB) w/3Yrs Cloudian Support | 122449
7S0RCTO1WW | S1QK | Cloudian HyperStore Perpetual License, Per 500TB Usable (5PB-10PB) w/5Yrs Cloudian Support | 148979
7S0RCTO1WW | S1QL | Cloudian HyperStore Perpetual License, Per 500TB Usable (10PB-20PB) w/1Yr Cloudian Support | 71429
7S0RCTO1WW | S1QM | Cloudian HyperStore Perpetual License, Per 500TB Usable (10PB-20PB) w/3Yrs Cloudian Support | 102039
7S0RCTO1WW | S1QN | Cloudian HyperStore Perpetual License, Per 500TB Usable (10PB-20PB) w/5Yrs Cloudian Support | 121429
7S0RCTO1WW | S1QP | Cloudian HyperFile Basic License 10 Instances w/1Yr Cloudian Support | 11079
7S0RCTO1WW | S1QQ | Cloudian HyperFile Basic License 10 Instances w/3Yrs Cloudian Support | 29849
7S0RCTO1WW | S1QR | Cloudian HyperFile Basic License 10 Instances w/5Yrs Cloudian Support | 44769
7S0RCTO1WW | S1QS | Cloudian HyperFile Enterprise Perpetual License, Per TB Usable (10TB-100TB) w/1Yr Cloudian Support | 1029
7S0RCTO1WW | S1QT | Cloudian HyperFile Enterprise Perpetual License, Per TB Usable (10TB-100TB) w/3Yrs Cloudian Support | 1439
7S0RCTO1WW | S1QU | Cloudian HyperFile Enterprise Perpetual License, Per TB Usable (10TB-100TB) w/5Yrs Cloudian Support | 1769
7S0RCTO1WW | S1QV | Cloudian HyperFile Enterprise Perpetual License, Per TB Usable (100TB-500TB) w/1Yr Cloudian Support | 819
7S0RCTO1WW | S1QW | Cloudian HyperFile Enterprise Perpetual License, Per TB Usable (100TB-500TB) w/3Yrs Cloudian Support | 1149
7S0RCTO1WW | S1QX | Cloudian HyperFile Enterprise Perpetual License, Per TB Usable (100TB-500TB) w/5Yrs Cloudian Support | 1409
7S0RCTO1WW | S1QY | Cloudian HyperFile Enterprise Perpetual License, Per TB Usable (500TB-1PB) w/1Yr Cloudian Support | 649
7S0RCTO1WW | S1QZ | Cloudian HyperFile Enterprise Perpetual License, Per TB Usable (500TB-1PB) w/3Yrs Cloudian Support | 909
7S0RCTO1WW | S1R0 | Cloudian HyperFile Enterprise Perpetual License, Per TB Usable (500TB-1PB) w/5Yrs Cloudian Support | 1129
7S0RCTO1WW | S1R1 | Cloudian HyperFile Enterprise Perpetual License, Per 500TB Usable (1PB-5PB) w/1Yr Cloudian Support | 263269
7S0RCTO1WW | S1R2 | Cloudian HyperFile Enterprise Perpetual License, Per 500TB Usable (1PB-5PB) w/3Yrs Cloudian Support | 369389
7S0RCTO1WW | S1R3 | Cloudian HyperFile Enterprise Perpetual License, Per 500TB Usable (1PB-5PB) w/5Yrs Cloudian Support | 515309
7S0RCTO1WW | S1R4 | Cloudian HyperFile Enterprise Perpetual License, Per 500TB Usable (5PB-10PB) w/1Yr Cloudian Support | 211219
7S0RCTO1WW | S1R5 | Cloudian HyperFile Enterprise Perpetual License, Per 500TB Usable (5PB-10PB) w/3Yrs Cloudian Support | 293879
7S0RCTO1WW | S1R6 | Cloudian HyperFile Enterprise Perpetual License, Per 500TB Usable (5PB-10PB) w/5Yrs Cloudian Support | 360199
7S0RCTO1WW | S1R7 | Cloudian HyperFile Enterprise Perpetual License, Per 500TB Usable (10PB-20PB) w/1Yr Cloudian Support | 168369
7S0RCTO1WW | S1R8 | Cloudian HyperFile Enterprise Perpetual License, Per 500TB Usable (10PB-20PB) w/3Yrs Cloudian Support | 234689
7S0RCTO1WW | S1R9 | Cloudian HyperFile Enterprise Perpetual License, Per 500TB Usable (10PB-20PB) w/5Yrs Cloudian Support | 287759
7S0RCTO2WW | S1RA | Cloudian WORM Feature License, Enterprise | 10709
7S0RCTO2WW | S1RB | Cloudian WORM Feature License, SEC 17a-4 | 10709
7S0SCTOBWW | S49Q | Lenovo ThinkSystem DM3000H & DM5000H - Fundamental to Premium Upgrade | 0
7S0XCTO1WW | S2JR | XClarity Orchestrator, Per Endpoint w/1Yr S&S | 100
7S0XCTO1WW | S2JS | XClarity Orchestrator, Per Endpoint w/3Yr S&S | 300
7S0XCTO1WW | S2JT | XClarity Orchestrator, Per Endpoint w/5Yr S&S | 500
7S0XCTO1WW | S2JU | XClarity Orchestrator, Per Chassis w/1Yr S&S | 1000
7S0XCTO1WW | S2JV | XClarity Orchestrator, Per Chassis w/3Yr S&S | 3000
7S0XCTO1WW | S2JW | XClarity Orchestrator, Per Chassis w/5Yr S&S | 5000
7S0XCTO1WW | S2JX | XClarity Orchestrator Analytics, Per Endpoint w/1Yr S&S | 100
7S0XCTO1WW | S2JY | XClarity Orchestrator Analytics, Per Endpoint w/3Yr S&S | 300
7S0XCTO1WW | S2JZ | XClarity Orchestrator Analytics, Per Endpoint w/5Yr S&S | 500
7S0XCTO1WW | S2K0 | XClarity Orchestrator Analytics, Per Chassis w/1Yr S&S | 1000
7S0XCTO1WW | S2K1 | XClarity Orchestrator Analytics, Per Chassis w/3Yr S&S | 3000
7S0XCTO1WW | S2K2 | XClarity Orchestrator Analytics, Per Chassis w/5Yr S&S | 5000
7S12CTO1WW | S4NA | Diamanti Ent Kubernetes Platform with CNI CSI, Qty 1, Small, up to 24 CPU cores, 1-10 units, 3Y | 86729
7S12CTO1WW | S4NB | Diamanti Ent Kubernetes Platform with CNI CSI, Qty 1, Small, up to 24 CPU cores, 11-30 units, 3Y | 66329
7S12CTO1WW | S4NC | Diamanti Ent Kubernetes Platform with CNI CSI, Qty 1, Small, up to 24 CPU cores, 31+ units, 3Y | 56119
7S12CTO1WW | S4ND | Diamanti Ent Kubernetes Platform with CNI CSI, Qty 1, Medium, up to 40 CPU cores, 1-10 units, 3Y | 139799
7S12CTO1WW | S4NE | Diamanti Ent Kubernetes Platform with CNI CSI, Qty 1, Medium, up to 40 CPU cores, 11-30 units, 3Y | 107139
7S12CTO1WW | S4NF | Diamanti Ent Kubernetes Platform with CNI CSI, Qty 1, Medium, up to 40 CPU cores, 31+ units, 3Y | 92859
7S12CTO1WW | S4NG | Diamanti Ent Kubernetes Platform with CNI CSI, Qty 1, Large, up to 52 CPU cores, 1-10 units, 3Y | 215309
7S12CTO1WW | S4NH | Diamanti Ent Kubernetes Platform with CNI CSI, Qty 1, Large, up to 52 CPU cores, 11-30 units, 3Y | 168369
7S12CTO1WW | S4NJ | Diamanti Ent Kubernetes Platform with CNI CSI, Qty 1, Large, up to 52 CPU cores, 31+ units, 3Y | 145919
7S12CTO1WW | S4NK | Diamanti Ent Kubernetes Platform with CNI CSI, Qty 1, Small, up to 24 CPU cores, 1-10 units, 5Y | 135709
7S12CTO1WW | S4NL | Diamanti Ent Kubernetes Platform with CNI CSI, Qty 1, Small, up to 24 CPU cores, 11-30 units, 5Y | 107139
7S12CTO1WW | S4NM | Diamanti Ent Kubernetes Platform with CNI CSI, Qty 1, Small, up to 24 CPU cores, 31+ units, 5Y | 90819
7S12CTO1WW | S4NN | Diamanti Ent Kubernetes Platform with CNI CSI, Qty 1, Medium, up to 40 CPU cores, 1-10 units, 5Y | 215309
7S12CTO1WW | S4NP | Diamanti Ent Kubernetes Platform with CNI CSI, Qty 1, Medium, up to 40 CPU cores, 11-30 units, 5Y | 168369
7S12CTO1WW | S4NQ | Diamanti Ent Kubernetes Platform with CNI CSI, Qty 1, Medium, up to 40 CPU cores, 31+ units, 5Y | 145919
7S12CTO1WW | S4NR | Diamanti Ent Kubernetes Platform with CNI CSI, Qty 1, Large, up to 52 CPU cores, 1-10 units, 5Y | 327549
7S12CTO1WW | S4NS | Diamanti Ent Kubernetes Platform with CNI CSI, Qty 1, Large, up to 52 CPU cores, 11-30 units, 5Y | 258159
7S12CTO1WW | S4NT | Diamanti Ent Kubernetes Platform with CNI CSI, Qty 1, Large, up to 52 CPU cores, 31+ units, 5Y | 225509
7S14CTO1WW | S4XR | BeeGFS Single Target Server Support per node w/3Yr S&S | 6429
7S14CTO1WW | S4XS | BeeGFS Multi Target Server Support per node w/3Yr S&S | 9429
7S14CTO1WW | S4XT | BeeGFS Unlimited Target Server Support per node w/3Yr S&S | 14139
7S14CTO1WW | S4XX | BeeGFS Single Target Server Support per node w/5Yr S&S | 10709
7S14CTO1WW | S4XY | BeeGFS Multi Target Server Support per node w/5Yr S&S | 15709
7S14CTO1WW | S4XZ | BeeGFS Unlimited Target Server Support per node w/5Yr S&S | 23569
7S14CTO1WW | S5EB | BeeGFS Single Target Server Support per node w/4Yr S&S | 8569
7S14CTO1WW | S5EC | BeeGFS Multi Target Server Support per node w/4Yr S&S | 12569
7S14CTO1WW | S5ED | BeeGFS Unlimited Target Server Support per node w/4Yr S&S | 18859
7S14CTO2WW | S4XU | BeeOND Support Up to 100 Clients w/3Yr S&S | 43389
7S14CTO2WW | S4XV | BeeOND Support Up to 500 Clients w/3Yr S&S | 57859
7S14CTO2WW | S4XW | BeeOND Support Greater than 500 Clients w/3Yr S&S | 86789
7S14CTO2WW | S4Y0 | BeeOND Support Up to 100 Clients w/5Yr S&S | 72319
7S14CTO2WW | S4Y1 | BeeOND Support Up to 500 Clients w/5Yr S&S | 96429
7S14CTO2WW | S4Y2 | BeeOND Support Greater than 500 Clients w/5Yr S&S | 144639
7S14CTO2WW | S5EE | BeeOND Support Up to 100 Clients w/4Yr S&S | 57859
7S14CTO2WW | S5EF | BeeOND Support Up to 500 Clients w/4Yr S&S | 77139
7S14CTO2WW | S5EG | BeeOND Support Greater than 500 Clients w/4Yr S&S | 115709
7S14CTO3WW | S4Y3 | Remote Consulting and Training System Engineer (per day) | 5389
7S19CTO1WW | S5W6 | Acuutech MESH 3 Year Subscription for 1 Node with Remote Deployment, Monitoring, Lifecycle Management with L1/L2/L3 Service & Support | 17380
7S19CTO1WW | S5W7 | Acuutech MESH 1 Year Additional Subscription for 1 Node with Remote Deployment, Monitoring, Lifecycle Management with L1/L2/L3 Service & Support | 5793
7S19CTO1WW | S5W8 | Acuutech MESH 4 Year Subscription for 1 Node with Remote Deployment, Monitoring, Lifecycle Management with L1/L2/L3 Service & Support | 23173
7S19CTO1WW | S5W9 | Acuutech MESH 5 Year Subscription for 1 Node with Remote Deployment, Monitoring, Lifecycle Management with L1/L2/L3 Service & Support | 28966
7S19CTO2WW | S5WA | Acuutech MESH RoBo 3 Year Subscription for 1 Node up to 8 Cores/ Win2019 DC with Remote Deployment, Monitoring, Lifecycle Management with L1/L2/L3 Service & Support | 10900
7S19CTO2WW | S5WB | Acuutech MESH RoBo 1 Year Additional Subscription for 1 Node up to 8 Cores/Win2019DC with Remote Deployment, Monitoring, Lifecycle Management with L1/L2/L3 Service & Support | 3650
7S19CTO2WW | S5WC | Acuutech MESH RoBo 4 Year Subscription for 1 Node up to 8 Cores/ Win2019 DC with Remote Deployment, Monitoring, Lifecycle Management with L1/L2/L3 Service & Support | 14550
7S19CTO2WW | S5WD | Acuutech MESH RoBo 5 Year Subscription for 1 Node up to 8 Cores/ Win2019 DC with Remote Deployment, Monitoring, Lifecycle Management with L1/L2/L3 Service & Support | 18200
7X01CTO1WW | 747 | UID Asset Tag Label | 20
7X01CTO1WW | 2300 | BladeCenter Chassis Configuration | 250
7X01CTO1WW | 2302 | RAID Configuration | 149
7X01CTO1WW | 2305 | Integration 1U Component | 59
7X01CTO1WW | 2321 | Custom MFG SVCS Fee - Small Increment | 3
7X01CTO1WW | 2400 | Primary Array 12 HDDs | 0
7X01CTO1WW | 2405 | Secondary Array 9 HDDs | 0
7X01CTO1WW | 2406 | Secondary Array 10 HDDs | 0
7X01CTO1WW | 2407 | Secondary Array 11 HDDs | 0
7X01CTO1WW | 2408 | Secondary Array 12 HDDs | 0
7X01CTO1WW | 5053 | SFP+ SR Transceiver | 699
7X01CTO1WW | 5340 | Serial Conversion Option (SCO) | 249
7X01CTO1WW | 5341 | Virtual Media Conversion Option Gen2 (VCO2) | 129
7X01CTO1WW | 5977 | Select Storage devices - no configured RAID required | 0
7X01CTO1WW | 5978 | Select Storage devices - configured RAID | 0
7X01CTO1WW | 6201 | 1.5m, 10A/100-250V, C13 to IEC 320-C14 Rack Power Cable | 19
7X01CTO1WW | 6204 | 2.8m, 10A/100-250V, C13 to IEC 320-C20 Rack Power Cable | 19
7X01CTO1WW | 6263 | 4.3m, 10A/100-250V, C13 to IEC 320-C14 Rack Power Cable | 19
7X01CTO1WW | 6311 | 2.8m, 10A/100-250V, C13 to IEC 320-C14 Rack Power Cable | 9
7X01CTO1WW | 6313 | 2.8m, 10A/120V, C13 to NEMA 5-15P (US) Line Cord | 19
7X01CTO1WW | 6370 | 4.3m, 10A/125V, C13 to NEMA 5-15P (US) Line Cord | 10
7X01CTO1WW | 6373 | 4.3m, 10A/250V, C13 to NEMA 6-15P (US) Line Cord | 15
7X01CTO1WW | 6400 | 2.8m, 13A/100-250V, C13 to C14 Jumper Cord | 9
7X01CTO1WW | 6401 | 2.8m, 13A/120V, C13 to NEMA 5-15P (US) Line Cord | 29
7X01CTO1WW | 6570 | 2.0m, 13A/100-250V, C13 to C14 Jumper Cord | 19
7X01CTO1WW | 6583 | 4.3m, 13A/100-250V, C13 to C14 Rack Power Cable | 19
7X01CTO1WW | 7008 | Primary Array 2 HDDs | 0
7X01CTO1WW | 7009 | Primary Array 3 HDDs | 0
7X01CTO1WW | 7010 | Primary Array 4 HDDs | 0
7X01CTO1WW | 7011 | Primary Array 5 HDDs | 0
7X01CTO1WW | 7012 | Primary Array 6 HDDs | 0
7X01CTO1WW | 7013 | Primary Array 7 HDDs | 0
7X01CTO1WW | 7014 | Primary Array 8 HDDs | 0
7X01CTO1WW | 7015 | Secondary Array 2 HDDs | 0
7X01CTO1WW | 7016 | Secondary Array 3 HDDs | 0
7X01CTO1WW | 7017 | Secondary Array 4 HDDs | 0
7X01CTO1WW | 7057 | Secondary Array 5 HDDs | 0
7X01CTO1WW | 7058 | Secondary Array 6 HDDs | 0
7X01CTO1WW | 7059 | Secondary Array 7 HDDs | 0
7X01CTO1WW | 7060 | Secondary Array 8 HDDs | 0
7X01CTO1WW | 7664 | Primary Array 9 HDDs | 0
7X01CTO1WW | 7831 | Customer Solution Center Services | 0
7X01CTO1WW | 8034 | LeSI Solution Component | 0
7X01CTO1WW | 8067 | TAA Compliant Order | 0
7X01CTO1WW | 8072 | General Racking Solution | 0
7X01CTO1WW | 8086 | No Publications Selected | 0
7X01CTO1WW | 8971 | Integrate in manufacturing | 0
7X01CTO1WW | 8972 | Ship Uninstalled (Safety) | 0
7X01CTO1WW | 9013 | Hot Spare | 0
7X01CTO1WW | 9016 | Memory Sparing | 0
7X01CTO1WW | 9017 | Enable Memory Mirroring | 0
7X01CTO1WW | 9714 | Primary Array 10 HDDs | 0
7X01CTO1WW | 9715 | Primary Array 11 HDDs | 0
7X01CTO1WW | A102 | Advanced Grouping | 0
7X01CTO1WW | A103 | System x Cluster Upgrade | 0
7X01CTO1WW | A1DQ | 3m QSFP+ to QSFP+ Cable | 329
7X01CTO1WW | A1NN | High Performance Analytics Appliance | 0
7X01CTO1WW | A1PH | 1m Passive DAC SFP+ Cable | 69
7X01CTO1WW | A1PJ | 3m Passive DAC SFP+ Cable | 89
7X01CTO1WW | A1PK | 5m Passive DAC SFP+ Cable | 159
7X01CTO1WW | A1RF | 2.8m, 10A/250V, C13 to NEMA 6-15P Line Cord | 15
7X01CTO1WW | A2K6 | Primary Array - RAID 0 | 0
7X01CTO1WW | A2K7 | Primary Array - RAID 1 | 0
7X01CTO1WW | A2K9 | Primary Array - RAID 5 | 0
7X01CTO1WW | A2KA | Primary Array - RAID 6 | 0
7X01CTO1WW | A2KB | Primary Array - RAID 10 | 0
7X01CTO1WW | A2KF | Secondary Array - RAID 0 | 0
7X01CTO1WW | A2KG | Secondary Array - RAID 1 | 0
7X01CTO1WW | A2KJ | Secondary Array - RAID 5 | 0
7X01CTO1WW | A2KK | Secondary Array - RAID 6 | 0
7X01CTO1WW | A2KL | Secondary Array - RAID 10 | 0
7X01CTO1WW | A2X0 | No Power Cord Validation | 0
7X01CTO1WW | A3RG | 0.5m Passive DAC SFP+ Cable | 79
7X01CTO1WW | A3RH | 7m Passive DAC SFP+ Cable | 179
7X01CTO1WW | A3SW | 1.2m, 16A/100-250V, 2 Short C13s to Short C20 Rack Power Cable | 55
7X01CTO1WW | A3SX | 2.5m, 16A/100-250V, 2 Long C13s to Short C20 Rack Power Cable | 75
7X01CTO1WW | A3SY | 2.8m, 16A/100-250V, 2 Short C13s to Long C20 Rack Power Cable | 79
7X01CTO1WW | A3SZ | 4.1m, 16A/100-250V, 2 Long C13s to Long C20 Rack Power Cable | 85
7X01CTO1WW | A4EY | No x Network Adapter | 0
7X01CTO1WW | A4VP | 1.0m, 10A/100-250V, C13 to IEC 320-C14 Rack Power Cable | 19
7X01CTO1WW | A51N | 1.5m Passive DAC SFP+ Cable | 89
7X01CTO1WW | A51P | 2m Passive DAC SFP+ Cable | 89
7X01CTO1WW | A5DL | SFP 1000Base-T (RJ-45) Transceiver | 89
7X01CTO1WW | A5U1 | SKLM for System x w/SEDs - FoD per Install w/1Yr S&S | 199
7X01CTO1WW | ARZB | 0.75m Mellanox QSFP Passive DAC Cable | 149
7X01CTO1WW | ARZC | 1m Mellanox QSFP Passive DAC Cable | 159
7X01CTO1WW | ARZD | 1.25m Mellanox QSFP Passive DAC Cable | 169
7X01CTO1WW | ARZE | 1.5m Mellanox QSFP Passive DAC Cable | 169
7X01CTO1WW | ARZF | 3m Mellanox QSFP Passive DAC Cable | 189
7X01CTO1WW | AS6C | SKLM for System x w/SEDs - FoD per Install w/3Yr S&S | 299
7X01CTO1WW | ASQT | 0.5m Mellanox EDR IB Passive Copper QSFP28 Cable | 229
7X01CTO1WW | ASQU | 0.75m Mellanox EDR IB Passive Copper QSFP28 Cable | 249
7X01CTO1WW | ASQV | 1m Mellanox EDR IB Passive Copper QSFP28 Cable | 249
7X01CTO1WW | ASQW | 1.25m Mellanox EDR IB Passive Copper QSFP28 Cable | 289
7X01CTO1WW | ASQX | 1.5m Mellanox EDR IB Passive Copper QSFP28 Cable | 289
7X01CTO1WW | ASQY | 2m Mellanox EDR IB Passive Copper QSFP28 Cable | 289
7X01CTO1WW | ASQZ | 5m Mellanox EDR IB Optical QSFP28 Cable | 1359
7X01CTO1WW | ASR0 | 10m Mellanox EDR IB Optical QSFP28 Cable | 1419
7X01CTO1WW | ASR1 | 15m Mellanox EDR IB Optical QSFP28 Cable | 1509
7X01CTO1WW | ASR2 | 20m Mellanox EDR IB Optical QSFP28 Cable | 1569
7X01CTO1WW | ASR3 | 30m Mellanox EDR IB Optical QSFP28 Cable | 1789
7X01CTO1WW | ASR5 | Lenovo 0.5m LC-LC OM3 MMF Cable | 24
7X01CTO1WW | ASR6 | Lenovo 1m LC-LC OM3 MMF Cable | 24
7X01CTO1WW | ASR7 | Lenovo 3m LC-LC OM3 MMF Cable | 24
7X01CTO1WW | ASR8 | Lenovo 5m LC-LC OM3 MMF Cable | 29
7X01CTO1WW | ASR9 | Lenovo 10m LC-LC OM3 MMF Cable | 39
7X01CTO1WW | ASRA | Lenovo 15m LC-LC OM3 MMF Cable | 45
7X01CTO1WW | ASRB | Lenovo 25m LC-LC OM3 MMF Cable | 54
7X01CTO1WW | ASRM | 3m Mellanox EDR IB Passive Copper QSFP28 Cable | 319
7X01CTO1WW | ASRN | 3m Mellanox EDR IB Optical QSFP28 Cable | 1359
7X01CTO1WW | ASRP | 50m Mellanox EDR IB Optical QSFP28 Cable | 2329
7X01CTO1WW | AT2R | Lenovo 1m Active DAC SFP+ Cables | 129
7X01CTO1WW | AT2S | Lenovo 3m Active DAC SFP+ Cables | 139
7X01CTO1WW | AT2T | Lenovo 5m Active DAC SFP+ Cables | 159
7X01CTO1WW | AT7S | Emulex VFA5.2 2x10 GbE SFP+ PCIe Adapter | 449
7X01CTO1WW | AT7T | Emulex VFA5.2 2x10 GbE SFP+ Adapter and FCoE/iSCSI SW | 1319
7X01CTO1WW | ATPX | Intel X550-T2 Dual Port 10GBase-T Adapter | 599
7X01CTO1WW | ATRH | Intel X710-DA2 ML2 2x10GbE SFP+ Adapter | 499
7X01CTO1WW | ATRN | Mellanox ConnectX-4 Lx 1x40GbE QSFP+ Adapter | 709
7X01CTO1WW | ATRP | Mellanox ConnectX-4 2x100GbE/EDR IB QSFP28 VPI Adapter | 2059
7X01CTO1WW | ATYX | Lenovo 1m SFP+ to SFP+ Active Optical Cable | 104
7X01CTO1WW | ATYY | Lenovo 3m SFP+ to SFP+ Active Optical Cable | 99
7X01CTO1WW | ATYZ | Lenovo 5m SFP+ to SFP+ Active Optical Cable | 114
7X01CTO1WW | ATZ0 | Lenovo 7m SFP+ to SFP+ Active Optical Cable | 129
7X01CTO1WW | ATZ1 | Lenovo 15m SFP+ to SFP+ Active Optical Cable | 169
7X01CTO1WW | ATZ2 | Lenovo 20m SFP+ to SFP+ Active Optical Cable | 169
7X01CTO1WW | ATZB | QLogic 16Gb Enhanced Gen5 FC Single-port HBA | 979
7X01CTO1WW | ATZC | QLogic 16Gb Enhanced Gen5 FC Dual-port HBA | 1339
7X01CTO1WW | ATZR | Mellanox ConnectX-4 Lx 10/25GbE SFP28 1-port ML2 Adapter | 479
7X01CTO1WW | ATZU | Emulex 16Gb Gen6 FC Single-port HBA | 949
7X01CTO1WW | ATZV | Emulex 16Gb Gen6 FC Dual-port HBA | 1309
7X01CTO1WW | AU0A | Intel OPA 100 Series Single-port PCIe 3.0 x8 HFA | 599
7X01CTO1WW | AU0B | Intel OPA 100 Series Single-port PCIe 3.0 x16 HFA | 1069
7X01CTO1WW | AU0E | 0.5m Intel OPA 100 Series Passive Copper QSFP28 Cable | 79
7X01CTO1WW | AU0F | 0.75m Intel OPA Passive Copper QSFP28 Cable | 139
7X01CTO1WW | AU0G | 1m Intel OPA 100 Series Passive Copper QSFP28 Cable | 99
7X01CTO1WW | AU0H | 1.25m Intel OPA 100 Series Passive Copper QSFP28 Cable | 159
7X01CTO1WW | AU0J | 1.5m Intel OPA 100 Series Passive Copper QSFP28 Cable | 109
7X01CTO1WW | AU0K | 2m Intel OPA 100 Series Passive Copper QSFP28 Cable | 129
7X01CTO1WW | AU0M | 5m Intel OPA 100 Series Active Optical QSFP28 Cable | 899
7X01CTO1WW | AU0P | 15m Intel OPA 100 Series Active Optical QSFP28 Cable | 949
7X01CTO1WW | AU7Z | Emulex VFA5.2 ML2 2x10 GbE SFP+ Adapter and FCoE/iSCSI SW | 399
7X01CTO1WW | AUAJ | Mellanox ConnectX-4 Lx 10/25GbE SFP28 2-port PCIe Ethernet Adapter | 499
7X01CTO1WW | AUK7 | TPM 2.0 and Secure Boot | 0
7X01CTO1WW | AUKG | ThinkSystem 1Gb 2-port RJ45 LOM | 79
7X01CTO1WW | AUKH | ThinkSystem 1Gb 4-port RJ45 LOM | 99
7X01CTO1WW | AUKJ | ThinkSystem 10Gb 2-port SFP+ LOM | 169
7X01CTO1WW | AUKK | ThinkSystem 10Gb 4-port SFP+ LOM | 209
7X01CTO1WW | AUKL | ThinkSystem 10Gb 2-port Base-T LOM | 259
7X01CTO1WW | AUKM | ThinkSystem 10Gb 4-port Base-T LOM | 439
7X01CTO1WW | AUKN | ThinkSystem Emulex OCe14104B-NX PCIe 10Gb 4-Port SFP+ Ethernet Adapter | 539
7X01CTO1WW | AUKP | ThinkSystem Broadcom 57416 10GBASE-T 2-Port PCIe Ethernet Adapter | 479
7X01CTO1WW | AUKQ | ThinkSystem Broadcom NX-E ML2 10Gb 2-Port Base-T Ethernet Adapter | 529
7X01CTO1WW | AUKR | ThinkSystem Mellanox ConnectX-3 Pro ML2 FDR 2-Port QSFP VPI Adapter | 1069
7X01CTO1WW | AUKS | ThinkSystem Broadcom 57412 25GbE SFP28 1-Port PCIe Ethernet Adapter | 489
7X01CTO1WW | AUKU | ThinkSystem Mellanox ConnectX-4 Lx 10/25GbE SFP28 2-Port ML2 Ethernet Adapter | 519
7X01CTO1WW | AUKW | ThinkSystem Intel I350-T4 ML2 1Gb 4-Port RJ45 Ethernet Adapter | 169
7X01CTO1WW | AUKX | ThinkSystem Intel X710-DA2 PCIe 10Gb 2-Port SFP+ Ethernet Adapter | 459
7X01CTO1WW | AULV | ThinkSystem 2.5" 300GB 15K SAS 12Gb Hot Swap 512n HDD | 339
7X01CTO1WW | AULW | ThinkSystem 2.5" 600GB 15K SAS 12Gb Hot Swap 512n HDD | 469
7X01CTO1WW | AULX | ThinkSystem 2.5" 900GB 15K SAS 12Gb Hot Swap 512e HDD | 639
7X01CTO1WW | AULY | ThinkSystem 2.5" 300GB 10K SAS 12Gb Hot Swap 512n HDD | 289
7X01CTO1WW | AULZ | ThinkSystem 2.5" 600GB 10K SAS 12Gb Hot Swap 512n HDD | 319
7X01CTO1WW | AUM0 | ThinkSystem 2.5" 900GB 10K SAS 12Gb Hot Swap 512n HDD | 389
7X01CTO1WW | AUM1 | ThinkSystem 2.5" 1.2TB 10K SAS 12Gb Hot Swap 512n HDD | 389
7X01CTO1WW | AUM2 | ThinkSystem 2.5" 1.8TB 10K SAS 12Gb Hot Swap 512e HDD | 589
7X01CTO1WW | AUM4 | ThinkSystem 2.5" 300GB 10K SAS 12Gb Hot Swap 512n HDD SED | 339
7X01CTO1WW | AUM5 | ThinkSystem 2.5" 600GB 10K SAS 12Gb Hot Swap 512n HDD SED | 635
7X01CTO1WW | AUM6 | ThinkSystem 2.5" 1TB 7.2K SAS 12Gb Hot Swap 512n HDD | 469
7X01CTO1WW | AUM7 | ThinkSystem 2.5" 2TB 7.2K SAS 12Gb Hot Swap 512n HDD | 839
7X01CTO1WW | AUMJ | ThinkSystem U.2 Intel Optane P4800X 375GB Performance NVMe PCIe 3.0 x4 Hot Swap SSD | 3589
7X01CTO1WW | AUMU | ThinkSystem M.2 Enablement Kit | 39
7X01CTO1WW | AUMV | ThinkSystem M.2 with Mirroring Enablement Kit | 149
7X01CTO1WW | AUNB | ThinkSystem 16GB TruDDR4 2666 MHz (1Rx4 1.2V) RDIMM | 289
7X01CTO1WW | AUNC | ThinkSystem 16GB TruDDR4 2666 MHz (2Rx8 1.2V) RDIMM | 319
7X01CTO1WW | AUND | ThinkSystem 32GB TruDDR4 2666 MHz (2Rx4 1.2V) RDIMM | 609
7X01CTO1WW | AUNE | ThinkSystem 64GB TruDDR4 2666 MHz (4Rx4 1.2V) LRDIMM | 1259
7X01CTO1WW | AUNF | ThinkSystem 128GB TruDDR4 2666 MHz (8Rx4 1.2V) 3DS RDIMM | 4449
7X01CTO1WW | AUNG | ThinkSystem RAID 530-8i PCIe 12Gb Adapter | 299
7X01CTO1WW | AUNJ | ThinkSystem RAID 930-8i 2GB Flash PCIe 12Gb Adapter | 1009
7X01CTO1WW | AUNK | ThinkSystem RAID 930-16i 4GB Flash PCIe 12Gb Adapter | 1529
7X01CTO1WW | AUNL | ThinkSystem 430-8i SAS/SATA 12Gb HBA | 299
7X01CTO1WW | AUNM | ThinkSystem 430-16i SAS/SATA 12Gb HBA | 589
7X01CTO1WW | AUNN | ThinkSystem 430-16e SAS/SATA 12Gb HBA | 609
7X01CTO1WW | AUNP | FBU345 SuperCap | 135
7X01CTO1WW | AUNQ | ThinkSystem RAID 930-8e 4GB Flash PCIe 12Gb Adapter | 1689
7X01CTO1WW | AUNR | ThinkSystem 430-8e SAS/SATA 12Gb HBA | 299
7X01CTO1WW | AUNS | ThinkSystem QLogic QLE2740 PCIe 32Gb 1-Port SFP+ Fibre Channel Adapter | 1739
7X01CTO1WW | AUNU | ThinkSystem QLogic QLE2742 PCIe 32Gb 2-Port SFP+ Fibre Channel Adapter | 2609
7X01CTO1WW | AUPW | ThinkSystem XClarity Controller Standard to Enterprise Upgrade | 100
7X01CTO1WW | AURR | ThinkSystem M3.5 Screw for Riser 2x2pcs and Planar 5pcs | 0
7X01CTO1WW | AUSL | ThinkSystem COM Port Upgrade Kit | 19
7X01CTO1WW | AUU1 | ThinkSystem 8GB TruDDR4 2666 MHz (1Rx8 1.2V) RDIMM | 189
7X01CTO1WW | AUU2 | ThinkSystem 3.5" 300GB 15K SAS 12Gb Hot Swap 512n HDD | 359
7X01CTO1WW | AUU3 | ThinkSystem 3.5" 600GB 15K SAS 12Gb Hot Swap 512n HDD | 479
7X01CTO1WW | AUU4 | ThinkSystem 3.5" 1TB 7.2K SAS 12Gb Hot Swap 512n HDD | 299
7X01CTO1WW | AUU5 | ThinkSystem 3.5" 2TB 7.2K SAS 12Gb Hot Swap 512n HDD | 339
7X01CTO1WW | AUU6 | ThinkSystem 3.5" 4TB 7.2K SAS 12Gb Hot Swap 512n HDD | 419
7X01CTO1WW | AUU7 | ThinkSystem 3.5" 6TB 7.2K SAS 12Gb Hot Swap 512e HDD | 549
7X01CTO1WW | AUU8 | ThinkSystem 3.5" 4TB 7.2K SATA 6Gb Hot Swap 512n HDD | 389
7X01CTO1WW | AUU9 | ThinkSystem 3.5" 8TB 7.2K SATA 6Gb Hot Swap 512e HDD | 599
7X01CTO1WW | AUUA | ThinkSystem 3.5" 6TB 7.2K SATA 6Gb Hot Swap 512e HDD | 529
7X01CTO1WW | AUUB | ThinkSystem 3.5" 10TB 7.2K SATA 6Gb Hot Swap 512e HDD | 829
7X01CTO1WW | AUUC | ThinkSystem 3.5" 900GB 15K SAS 12Gb Hot Swap 512e HDD | 679
7X01CTO1WW | AUUD | ThinkSystem 3.5" 2TB 7.2K SATA 6Gb Hot Swap 512n HDD | 319
7X01CTO1WW | AUUE | ThinkSystem 2.5" 1TB 7.2K SATA 6Gb Hot Swap 512n HDD | 469
7X01CTO1WW | AUUF | ThinkSystem 3.5" 1TB 7.2K SATA 6Gb Hot Swap 512n HDD | 269
7X01CTO1WW | AUUG | ThinkSystem 3.5" 10TB 7.2K SAS 12Gb Hot Swap 512e HDD | 849
7X01CTO1WW | AUUH | ThinkSystem 3.5" 4TB 7.2K SAS 12Gb Hot Swap 512n HDD FIPS | 829
7X01CTO1WW | AUUJ | ThinkSystem 2.5" 2TB 7.2K SATA 6Gb Hot Swap 512e HDD | 849
7X01CTO1WW | AUUL | ThinkSystem M.2 32GB SATA 6Gbps Non-Hot Swap SSD | 109
7X01CTO1WW | AUUV | ThinkSystem M.2 128GB SATA 6Gbps Non-Hot Swap SSD | 159
7X01CTO1WW | AUV2 | ThinkSystem 1610-4P NVMe Switch Adapter | 929
7X01CTO1WW | AUVG | ThinkSystem Mellanox ConnectX-4 PCIe FDR 2-Port QSFP VPI Adapter | 1379
7X01CTO1WW | AUW0 | ThinkSystem SR630 2.5" Chassis with 8 Bays | 935
7X01CTO1WW | AUW1 | ThinkSystem SR630 2.5" Chassis with 10 Bays | 935
7X01CTO1WW | AUW2 | ThinkSystem SR630 3.5" Chassis with 4 Bays | 975
7X01CTO1WW | AUW3 | Lenovo ThinkSystem Mainstream MB - 1U | 1579
7X01CTO1WW | AUW5 | ThinkSystem 64GB TruDDR4 2666MHz (4Rx4, 1.2V) 3DS RDIMM | 1849
7X01CTO1WW | AUW8 | ThinkSystem 3.5" SATA/SAS 4-Bay Backplane | 90
7X01CTO1WW | AUW9 | ThinkSystem 1U 2.5" 4 AnyBay 10-Bay Backplane | 250
7X01CTO1WW | AUWA | ThinkSystem SR530/SR570/SR630 x16 PCIe LP Riser 2 Kit | 35
7X01CTO1WW | AUWB | ThinkSystem SR530/SR630/SR570 2.5" SATA/SAS 8-Bay Backplane | 100
7X01CTO1WW | AUWC | ThinkSystem SR530/SR570/SR630 x8/x16 PCIe LP+LP Riser 1 Kit | 39
7X01CTO1WW | AUWD | ThinkSystem SR630 x16ML2/x8 PCIe LP+LP Riser 1 Kit | 69
7X01CTO1WW | AUWE | ThinkSystem SR630 x8ML2/x16 PCIe LP+LP Riser 1 Kit | 59
7X01CTO1WW | AUWJ | ThinkSystem SR630 Rear HDD/SSD Kit | 119
7X01CTO1WW | AUWN | Lenovo ThinkSystem 1U LP Riser Bracket | 10
7X01CTO1WW | AUWQ | Lenovo ThinkSystem 1U LP+LP BF Riser Bracket | 10
7X01CTO1WW | AUWR | ThinkSystem 1U Security Bezel | 49
7X01CTO1WW | AUWS | Lenovo ThinkSystem 1U LP+FH BF Riser Bracket | 15
7X01CTO1WW | AUWW | Front VGA Connector Upgrade Kit for 1U 2.5" | 25
7X01CTO1WW | AUZV | ThinkSystem Broadcom 5719 1GbE RJ45 4-Port PCIe Ethernet Adapter | 159
7X01CTO1WW | AUZW | ThinkSystem I350-T4 PCIe 1Gb 4-Port RJ45 Ethernet Adapter | 379
7X01CTO1WW | AUZX | ThinkSystem Broadcom 5720 1GbE RJ45 2-Port PCIe Ethernet Adapter | 129
7X01CTO1WW | AUZY | ThinkSystem I350-T2 PCIe 1Gb 2-Port RJ45 Ethernet Adapter | 179
7X01CTO1WW | AUZZ | ThinkSystem I350-F1 PCIe 1Gb 1-Port SFP Ethernet Adapter | 379
7X01CTO1WW | AV1B | Lenovo 25GBase-SR SFP28 Transceiver | 449
7X01CTO1WW | AV1D | Lenovo 100GBase-SR4 QSFP28 Transceiver | 1539
7X01CTO1WW | AV1F | Lenovo 3m 25G SFP28 Active Optical Cable | 489
7X01CTO1WW | AV1G | Lenovo 5m 25G SFP28 Active Optical Cable | 489
7X01CTO1WW | AV1H | Lenovo 10m 25G SFP28 Active Optical Cable | 499
7X01CTO1WW | AV1J | Lenovo 15m 25G SFP28 Active Optical Cable | 497
7X01CTO1WW | AV1K | Lenovo 20m 25G SFP28 Active Optical Cable | 519
7X01CTO1WW | AV1L | Lenovo 3m 100G QSFP28 Active Optical Cable | 1059
7X01CTO1WW | AV1M | Lenovo 5m 100G QSFP28 Active Optical Cable | 1069
7X01CTO1WW | AV1N | Lenovo 10m 100G QSFP28 Active Optical Cable | 1099
7X01CTO1WW | AV1P | Lenovo 15m 100G QSFP28 Active Optical Cable | 1079
7X01CTO1WW | AV1Q | Lenovo 20m 100G QSFP28 Active Optical Cable | 1179
7X01CTO1WW | AV1R | Lenovo 3m 100G to 4x25G Breakout Active Optical Cable | 1949
7X01CTO1WW | AV1S | Lenovo 5m 100G to 4x25G Breakout Active Optical Cable | 1975
7X01CTO1WW | AV1T | Lenovo 10m 100G to 4x25G Breakout Active Optical Cable | 2035
7X01CTO1WW | AV1U | Lenovo 15m 100G to 4x25G Breakout Active Optical Cable | 2095
7X01CTO1WW | AV1V | Lenovo 20m 100G to 4x25G Breakout Active Optical Cable | 2149
7X01CTO1WW | AV1W | Lenovo 1m Passive 25G SFP28 DAC Cable | 69
7X01CTO1WW | AV1X | Lenovo 3m Passive 25G SFP28 DAC Cable | 79
7X01CTO1WW | AV1Y | Lenovo 5m Passive 25G SFP28 DAC Cable | 159
7X01CTO1WW | AV1Z | Lenovo 1m Passive 100G QSFP28 DAC Cable | 99
7X01CTO1WW | AV20 | Lenovo 3m Passive 100G QSFP28 DAC Cable | 159
7X01CTO1WW | AV21 | Lenovo 5m Passive 100G QSFP28 DAC Cable | 299
7X01CTO1WW | AV22 | Lenovo 1m 100G QSFP28 to 4x25G SFP28 Breakout DAC Cable | 179
7X01CTO1WW | AV23 | Lenovo 3m 100G QSFP28 to 4x25G SFP28 Breakout DAC Cable | 299
7X01CTO1WW | AV24 | Lenovo 5m 100G QSFP28 to 4x25G SFP28 Breakout DAC Cable | 459
7X01CTO1WW | AV25 | Lenovo 5m MPO-MPO OM4 MMF Cable | 114
7X01CTO1WW | AV26 | Lenovo 7m MPO-MPO OM4 MMF Cable | 135
7X01CTO1WW | AV27 | Lenovo 10m MPO-MPO OM4 MMF Cable | 159
7X01CTO1WW | AV28 | Lenovo 15m MPO-MPO OM4 MMF Cable | 205
7X01CTO1WW | AV29 | Lenovo 20m MPO-MPO OM4 MMF Cable | 259
7X01CTO1WW | AV2A | Lenovo 30m MPO-MPO OM4 MMF Cable | 349
7X01CTO1WW | AV2B | Lenovo 1m MPO to 4x LC Breakout OM4 MMF Cable | 149
7X01CTO1WW | AV2C | Lenovo 3m MPO to 4x LC Breakout OM4 MMF Cable | 179
7X01CTO1WW | AV2D | Lenovo 5m MPO to 4x LC Breakout OM4 MMF Cable | 239
7X01CTO1WW | AVKF | ThinkSystem SR630 2.5" U.2 10-Bay Backplane Kit | 300
7X01CTO1WW | AVUT | ThinkSystem XClarity Controller Standard to Advanced Upgrade | 50
7X01CTO1WW | AVV8 | ThinkSystem External USB DVD-RW Optical Disk Drive | 79
7X01CTO1WW | AVW8 | ThinkSystem 550W (230V/115V) Platinum Hot-Swap Power Supply | 349
7X01CTO1WW | AVW9 | ThinkSystem 750W (230V) Titanium Hot-Swap Power Supply | 549
7X01CTO1WW | AVWA | ThinkSystem 750W (230/115V) Platinum Hot-Swap Power Supply | 399
7X01CTO1WW | AVWB | ThinkSystem 1100W (230V/115V) Platinum Hot-Swap Power Supply | 499
7X01CTO1WW | AWAU | SAP HANA SW Stack for ThinkSystem | 0
7X01CTO1WW | AWDZ | Intel Xeon Gold 6138 20C 125W 2.0GHz Processor | 4099
7X01CTO1WW | AWE4 | Intel Xeon Gold 6130T 16C 125W 2.1GHz Processor | 3129
7X01CTO1WW | AWE5 | Intel Xeon Gold 6126T 12C 125W 2.6GHz Processor | 2979
7X01CTO1WW | AWE8 | Intel Xeon Gold 5120T 14C 105W 2.2GHz Processor | 2699
7X01CTO1WW | AWEA | Intel Xeon Silver 4116T 12C 85W 2.1GHz Processor | 1979
7X01CTO1WW | AWEE | Intel Xeon Silver 4110 8C 85W 2.1GHz Processor | 909
7X01CTO1WW | AWEH | Intel Xeon Bronze 3106 8C 85W 1.7GHz Processor | 599
7X01CTO1WW | AWEK | Intel Xeon Platinum 8160T 24C 150W 2.1GHz Processor | 9129
7X01CTO1WW | AWEL | Intel Xeon Gold 6126 12C 125W 2.6GHz Processor | 2869
7X01CTO1WW | AWEM | Intel Xeon Gold 6138T 20C 125W 2.0GHz Processor | 4349
7X01CTO1WW | AWEN | Intel Xeon Gold 6130 16C 125W 2.1GHz Processor | 2999
7X01CTO1WW | AWEP | Intel Xeon Gold 5118 12C 105W 2.3GHz Processor | 2019
7X01CTO1WW | AWEQ | Intel Xeon Gold 5119T 14C 85W 2.0GHz Processor | 2549
7X01CTO1WW | AWER | Intel Xeon Silver 4116 12C 85W 2.1GHz Processor | 1649
7X01CTO1WW | AWES | Intel Xeon Silver 4114T 10C 85W 2.2GHz Processor | 1369
7X01CTO1WW | AWET | Intel Xeon Silver 4109T 8C 70W 2.0GHz Processor | 949
7X01CTO1WW | AX8A | 4.3m, 13A/120V, C13 to NEMA 5-15P (US) Line Cord | 19
7X01CTO1WW | AXCA | ThinkSystem Toolless Slide Rail | 99
7X01CTO1WW | AXCB | ThinkSystem Toolless Slide Rail Kit with 1U CMA | 145
7X01CTO1WW | AXFM | ThinkSystem Toolless Friction Rail | 69
7X01CTO1WW | AXFN | ThinkSystem Screw-in Slide Rail | 129
7X01CTO1WW | AXFP | ThinkSystem 1U CMA Upgrade Kit for Screw-in Slide Rail | 40
7X01CTO1WW | AXFS | VMware ESXi 6.0 U3 (factory installed) | 0
7X01CTO1WW | AXFT | VMware ESXi 6.5 U1 (factory installed) | 0
7X01CTO1WW | B0ML | Feature Enable TPM on MB | 0
7X01CTO1WW | B0N4 | 2.0m, 10A/100-250V, C13 to IEC 320-C14 Rack Power Cable | 29
7X01CTO1WW | B0N5 | 1.0m, 13A/100-250V, C13 to C14 Jumper Cord | 25
7X01CTO1WW | B0N6 | 1.5m, 13A/100-250V, C13 to C14 Jumper Cord | 29
7X01CTO1WW | B0RJ | 10GBASE-LR SFP+Transceiver | 350
7X01CTO1WW | B0TE | ThinkSystem Screw-in Slide Rail Kit with 1U CMA | 145
7X01CTO1WW | B0WJ | ThinkSystem SR630 3.5" Anybay 4-Bay Backplane | 150
7X01CTO1WW | B0WX | ThinkSystem Mellanox ConnectX 4 PCIe FDR 1 Port QSFP VPI Adapter | 1169
7X01CTO1WW | B0WY | ThinkSystem Intel XXV710-DA2 10/25GbE SFP28 2-Port PCIe Ethernet Adapter | 529
7X01CTO1WW | B0YM | ThinkSystem 2.5" 2TB 7.2K SAS 12Gb Hot Swap 512e HDD FIPS | 1049
7X01CTO1WW | B0YN | ThinkSystem 3.5" 2TB 7.2K SAS 12Gb Hot Swap 512e HDD FIPS | 899
7X01CTO1WW | B0YP | ThinkSystem 3.5" 6TB 7.2K SAS 12Gb Hot Swap 512e HDD FIPS | 559
7X01CTO1WW | B0YQ | ThinkSystem 3.5" 8TB 7.2K SAS 12Gb Hot Swap 512e HDD FIPS | 1349
7X01CTO1WW | B0YR | ThinkSystem 3.5" 8TB 7.2K SAS 12Gb Hot Swap 512e HDD | 659
7X01CTO1WW | B0YS | ThinkSystem 2.5" 2.4TB 10K SAS 12Gb Hot Swap 512e HDD | 629
7X01CTO1WW | B0YV | ThinkSystem 2.5" 2.4TB 10K SAS 12Gb Hot Swap 512e HDD FIPS | 1299
7X01CTO1WW | B0YX | ThinkSystem 2.5" 1.2TB 10K SAS 12Gb Hot Swap 512n HDD SED | 749
7X01CTO1WW | B0Z0 | ThinkSystem 2.5" Intel S4500 960GB Entry SATA 6Gb Hot Swap SSD | 1219
7X01CTO1WW | B0Z5 | ThinkSystem 3.5" Intel S4500 960GB Entry SATA 6Gb Hot Swap SSD | 1199
7X01CTO1WW | B117 | ThinkSystem 3.5" 12TB 7.2K SAS 12Gb Hot Swap 512e HDD | 949
7X01CTO1WW | B118 | ThinkSystem 3.5" 12TB 7.2K SATA 6Gb Hot Swap 512e HDD | 1829
7X01CTO1WW | B136 | ThinkSystem 1U CMA Upgrade Kit for Toolless Slide Rail | 55
7X01CTO1WW | B144 | ThinkSystem SR630 new MB | 1730
7X01CTO1WW | B173 | Companion Part for XClarity Controller Standard to Enterprise Upgrade in Factory | 0
7X01CTO1WW | B1JJ | ThinkSystem 3.5" 300GB 10K SAS 12Gb Hot Swap 512n HDD | 289
7X01CTO1WW | B21R | ThinkSystem QLogic QL41262 10/25GbE SFP28 2-Port PCIe Ethernet Adapter | 409
7X01CTO1WW | B21W | ThinkSystem U.2 Toshiba CM5-V 800GB Mainstream NVMe PCIe 3.0 x4 Hot Swap SSD | 859
7X01CTO1WW | B21X | ThinkSystem U.2 Toshiba CM5-V 1.6TB Mainstream NVMe PCIe 3.0 x4 Hot Swap SSD | 3449
7X01CTO1WW | B21Y | ThinkSystem U.2 Toshiba CM5-V 3.2TB Mainstream NVMe PCIe 3.0 x4 Hot Swap SSD | 6999
7X01CTO1WW | B21Z | ThinkSystem 3.5" Toshiba CM5-V 800GB Mainstream NVMe PCIe 3.0 x4 Hot Swap SSD | 869
7X01CTO1WW | B220 | ThinkSystem 3.5" Toshiba CM5-V 1.6TB Mainstream NVMe PCIe 3.0 x4 Hot Swap SSD | 3449
7X01CTO1WW | B221 | ThinkSystem 3.5" Toshiba CM5-V 3.2TB Mainstream NVMe PCIe 3.0 x4 Hot Swap SSD | 6999
7X01CTO1WW | B22D | ThinkSystem 810-4P NVMe Switch Adapter | 799
7X01CTO1WW | B22J | 5m Intel OPA 100 Series Active Optical QSFP28 Low Power Cable | 809
7X01CTO1WW | B22K | 10m Intel OPA 100 Series Active Optical QSFP28 Low Power Cable | 829
7X01CTO1WW | B22L | 15m Intel OPA 100 Series Active Optical QSFP28 Low Power Cable | 839
7X01CTO1WW | B22M | 20m Intel OPA 100 Series Active Optical QSFP28 Low Power Cable | 849
7X01CTO1WW | B2UZ | Lenovo 1m 100G QSFP28 Active Optical Cable | 949
7X01CTO1WW | B2WM | SR630 10x2.5" BP Cable Kit for 8i | 45
7X01CTO1WW | B2WN | SR630 10x2.5" BP Cable Kit for 205W | 65
7X01CTO1WW | B2X4 | ThinkSystem 2.5" 5200 1.92TB Entry SATA 6Gb Hot Swap SSD | 899
7X01CTO1WW | B2X6 | ThinkSystem 2.5" 5200 7.68TB Entry SATA 6Gb Hot Swap SSD | 4999
7X01CTO1WW | B2X9 | ThinkSystem 3.5" 5200 1.92TB Entry SATA 6Gb Hot Swap SSD | 909
7X01CTO1WW | B2XB | ThinkSystem 3.5" 5200 7.68TB Entry SATA 6Gb Hot Swap SSD | 4999
7X01CTO1WW | B2XJ | ThinkSystem U.2 Toshiba CM5-V 6.4TB Mainstream NVMe PCIe 3.0 x4 Hot Swap SSD | 12829
7X01CTO1WW | B2XK | ThinkSystem 3.5" Toshiba CM5-V 6.4TB Mainstream NVMe PCIe 3.0 x4 Hot Swap SSD | 12829
7X01CTO1WW | B2ZJ | ThinkSystem U.2 Intel Optane P4800X 750GB Performance NVMe PCIe 3.0 x4 Hot Swap SSD | 7169
7X01CTO1WW | B306 | Mellanox QSA 100G to 25G Cable Adapter | 149
7X01CTO1WW | B30W | Custom MFG SVCS Fee - Medium Increment | 30
7X01CTO1WW | B30X | Custom MFG SVCS Fee - Large Increment | 300
7X01CTO1WW | B31C | ThinkSystem Mellanox ConnectX-5 Ex 25/40GbE 2-port Low-Latency Adapter | 1979
7X01CTO1WW | B31D | ThinkSystem NVIDIA Quadro P620 2GB PCIe Active GPU | 269
7X01CTO1WW | B31E | ThinkSystem RAID 930-16i 8GB Flash PCIe 12Gb Adapter | 2389
7X01CTO1WW | B31G | ThinkSystem QLogic QL41134 PCIe 10Gb 4-Port Base-T Ethernet Adapter | 799
7X01CTO1WW | B34H | ThinkSystem 2.5" PM883 240GB Entry SATA 6Gb Hot Swap SSD | 219
7X01CTO1WW | B34J | ThinkSystem 2.5" PM883 480GB Entry SATA 6Gb Hot Swap SSD | 279
7X01CTO1WW | B34K | ThinkSystem 2.5" PM883 960GB Entry SATA 6Gb Hot Swap SSD | 449
7X01CTO1WW | B34L | ThinkSystem 2.5" PM883 1.92TB Entry SATA 6Gb Hot Swap SSD | 889
7X01CTO1WW | B34M | ThinkSystem 2.5" PM883 3.84TB Entry SATA 6Gb Hot Swap SSD | 1739
7X01CTO1WW | B34N | ThinkSystem U.2 PM983 1.92TB Entry NVMe PCIe 3.0 x4 Hot Swap SSD | 939
7X01CTO1WW | B34P | ThinkSystem U.2 PM983 3.84TB Entry NVMe PCIe 3.0 x4 Hot Swap SSD | 1839
7X01CTO1WW | B34Q | ThinkSystem 3.5" PM983 1.92TB Entry NVMe PCIe 3.0 x4 Hot Swap SSD | 2999
7X01CTO1WW | B34R | ThinkSystem 3.5" PM983 3.84TB Entry NVMe PCIe 3.0 x4 Hot Swap SSD | 5049
7X01CTO1WW | B3VW | VMware ESXi 6.5 U2 (Factory Installed) | 0
7X01CTO1WW | B3VX | VMware ESXi 6.7 (Factory Installed) | 0
7X01CTO1WW | B488 | ThinkSystem 2.5" 5200 240GB Mainstream SATA 6Gb Hot Swap SSD | 469
7X01CTO1WW | B48B | ThinkSystem 2.5" 5200 1.92TB Mainstream SATA 6Gb Hot Swap SSD | 2129
7X01CTO1WW | B48C | ThinkSystem 2.5" 5200 3.84TB Mainstream SATA 6Gb Hot Swap SSD | 4869
7X01CTO1WW | B48D | ThinkSystem 3.5" 5200 240GB Mainstream SATA 6Gb Hot Swap SSD | 469
7X01CTO1WW | B48G | ThinkSystem 3.5" 5200 1.92TB Mainstream SATA 6Gb Hot Swap SSD | 2139
7X01CTO1WW | B48H | ThinkSystem 3.5" 5200 3.84TB Mainstream SATA 6Gb Hot Swap SSD | 4859
7X01CTO1WW | B496 | ThinkSystem 3.5" 14TB 7.2K SAS 12Gb Hot Swap 512e HDD | 1199
7X01CTO1WW | B497 | ThinkSystem 3.5" 14TB 7.2K SATA 6Gb Hot Swap 512e HDD | 1149
7X01CTO1WW | B498 | ThinkSystem 2.5" Intel S4510 240GB Entry SATA 6Gb Hot Swap SSD | 149
7X01CTO1WW | B499 | ThinkSystem 2.5" Intel S4510 480GB Entry SATA 6Gb Hot Swap SSD | 309
7X01CTO1WW | B49A | ThinkSystem 2.5" Intel S4510 960GB Entry SATA 6Gb Hot Swap SSD | 529
7X01CTO1WW | B49B | ThinkSystem 2.5" Intel S4510 1.92TB Entry SATA 6Gb Hot Swap SSD | 1049
7X01CTO1WW | B49C | ThinkSystem 2.5" Intel S4510 3.84TB Entry SATA 6Gb Hot Swap SSD | 1979
7X01CTO1WW | B49D | ThinkSystem 3.5" Intel S4510 240GB Entry SATA 6Gb Hot Swap SSD | 149
7X01CTO1WW | B49E | ThinkSystem 3.5" Intel S4510 480GB Entry SATA 6Gb Hot Swap SSD | 209
7X01CTO1WW | B49F | ThinkSystem 3.5" Intel S4510 960GB Entry SATA 6Gb Hot Swap SSD | 539
7X01CTO1WW | B49G | ThinkSystem 3.5" Intel S4510 1.92TB Entry SATA 6Gb Hot Swap SSD | 1059
7X01CTO1WW | B49H | ThinkSystem 3.5" Intel S4510 3.84TB Entry SATA 6Gb Hot Swap SSD | 1989
7X01CTO1WW | B49L | ThinkSystem 2.5" Intel S4610 240GB Mainstream SATA 6Gb Hot Swap SSD | 399
7X01CTO1WW | B49M | ThinkSystem 2.5" Intel S4610 480GB Mainstream SATA 6Gb Hot Swap SSD | 479
7X01CTO1WW | B49N | ThinkSystem 2.5" Intel S4610 960GB Mainstream SATA 6Gb Hot Swap SSD | 699
7X01CTO1WW | B49P | ThinkSystem 2.5" Intel S4610 1.92TB Mainstream SATA 6Gb Hot Swap SSD | 1289
7X01CTO1WW | B49Q | ThinkSystem 2.5" Intel S4610 3.84TB Mainstream SATA 6Gb Hot Swap SSD | 2499
7X01CTO1WW | B49R | ThinkSystem 3.5" Intel S4610 240GB Mainstream SATA 6Gb Hot Swap SSD | 409
7X01CTO1WW | B49S | ThinkSystem 3.5" Intel S4610 480GB Mainstream SATA 6Gb Hot Swap SSD | 309
7X01CTO1WW | B49T | ThinkSystem 3.5" Intel S4610 960GB Mainstream SATA 6Gb Hot Swap SSD | 1029
7X01CTO1WW | B49U | ThinkSystem 3.5" Intel S4610 1.92TB Mainstream SATA 6Gb Hot Swap SSD | 1799
7X01CTO1WW | B49V | ThinkSystem 3.5" Intel S4610 3.84TB Mainstream SATA 6Gb Hot Swap SSD | 3579
7X01CTO1WW | B4A2 | ThinkSystem 2.5" PM1645 3.2TB Mainstream SAS 12Gb Hot Swap SSD | 2579
7X01CTO1WW | B4A5 | ThinkSystem 3.5" PM1645 3.2TB Mainstream SAS 12Gb Hot Swap SSD | 2589
7X01CTO1WW | B4A7 | ThinkSystem 2.5" PM1643 3.84TB Capacity SAS 12Gb Hot Swap SSD | 2579
7X01CTO1WW | B4A8 | ThinkSystem 3.5" PM1643 3.84TB Capacity SAS 12Gb Hot Swap SSD | 1869
7X01CTO1WW | B4D2 | ThinkSystem 2.5" PM883 7.68TB Entry SATA 6Gb Hot Swap SSD | 3379
7X01CTO1WW | B4D3 | ThinkSystem U.2 PM983 7.68TB Entry NVMe PCIe3.0 x4 Hot Swap SSD | 4999
7X01CTO1WW | B4D4 | ThinkSystem 3.5" PM983 7.68TB Entry NVMe PCIe3.0 x4 Hot Swap SSD | 9999
7X01CTO1WW | B4H1 | ThinkSystem 8GB TruDDR4 2933MHz (1Rx8 1.2V) RDIMM | 219
7X01CTO1WW | B4H2 | ThinkSystem 16GB TruDDR4 2933MHz (2Rx8 1.2V) RDIMM | 319
7X01CTO1WW | B4H3 | ThinkSystem 32GB TruDDR4 2933MHz (2Rx4 1.2V) RDIMM | 619
7X01CTO1WW | B4H4 | ThinkSystem 64GB TruDDR4 2933MHz (2Rx4 1.2V) RDIMM | 1279
7X01CTO1WW | B4H7 | Intel Xeon Platinum 8280 28C 205W 2.7GHz Processor | 18089
7X01CTO1WW | B4H8 | Intel Xeon Platinum 8276 28C 165W 2.2GHz Processor | 15099
7X01CTO1WW | B4H9 | Intel Xeon Platinum 8270 26C 205W 2.7GHz Processor | 12739
7X01CTO1WW | B4HA | Intel Xeon Platinum 8268 24C 205W 2.9GHz Processor | 10929
7X01CTO1WW | B4HB | Intel Xeon Platinum 8260 24C 165W 2.4GHz Processor | 8159
7X01CTO1WW | B4HC | Intel Xeon Gold 6252 24C 150W 2.1GHz Processor | 5909
7X01CTO1WW | B4HD | Intel Xeon Gold 6254 18C 200W 3.1GHz Processor | 6065
7X01CTO1WW | B4HE | Intel Xeon Gold 6248 20C 150W 2.5GHz Processor | 5049
7X01CTO1WW | B4HF | Intel Xeon Gold 6244 8C 150W 3.6GHz Processor | 4699
7X01CTO1WW | B4HG | Intel Xeon Gold 6242 16C 150W 2.8GHz Processor | 4419
7X01CTO1WW | B4HH | Intel Xeon Gold 6240 18C 150W 2.6GHz Processor | 3819
7X01CTO1WW | B4HJ | Intel Xeon Gold 6230 20C 125W 2.1GHz Processor | 3099
7X01CTO1WW | B4HK | Intel Xeon Gold 5220 18C 125W 2.2GHz Processor | 2599
7X01CTO1WW | B4HL | Intel Xeon Gold 5218 16C 125W 2.3GHz Processor | 2019
7X01CTO1WW | B4HM | Intel Xeon Gold 5217 8C 115W 3.0GHz Processor | 2659
7X01CTO1WW | B4HN | Intel Xeon Gold 5215 10C 85W 2.5GHz Processor | 2019
7X01CTO1WW | B4HP | Intel Xeon Silver 4216 16C 100W 2.1GHz Processor | 1649
7X01CTO1WW | B4HQ | Intel Xeon Silver 4215 8C 85W 2.5GHz Processor | 1399
7X01CTO1WW | B4HR | Intel Xeon Silver 4214 12C 85W 2.2GHz Processor | 1169
7X01CTO1WW | B4HS | Intel Xeon Silver 4210 10C 85W 2.2GHz Processor | 859
7X01CTO1WW | B4HT | Intel Xeon Silver 4208 8C 85W 2.1GHz Processor | 799
7X01CTO1WW | B4HU | Intel Xeon Bronze 3204 6C 85W 1.9GHz Processor | 439
7X01CTO1WW | B4LV | ThinkSystem 128GB TruDDR4 2666MHz (1.2V) Intel Optane DC Persistent Memory | 1089
7X01CTO1WW | B4LW | ThinkSystem 256GB TruDDR4 2666MHz (1.2V) Intel Optane DC Persistent Memory | 4689
7X01CTO1WW | B4LX | ThinkSystem 512GB TruDDR4 2666MHz (1.2V) Intel Optane DC Persistent Memory | 18319
7X01CTO1WW | B4LY | ThinkSystem 16GB TruDDR4 2933 MHz (1Rx4 1.2V) RDIMM | 289
7X01CTO1WW | B4NK | ThinkSystem SR630 Refresh MB | 1730
7X01CTO1WW | B4NU | Intel Xeon Platinum 8260Y 24/20/16C 165W 2.4GHz Processor | 9799
7X01CTO1WW | B4NV | Intel Xeon Gold 6240Y 18/14/8C 150W 2.6GHz Processor | 5345
7X01CTO1WW | B4NW | Intel Xeon Silver 4214Y 12/10/8C 85W 2.2GHz Processor | 1519
7X01CTO1WW | B4P2 | Intel Xeon Gold 6238T 22C 125W 1.9GHz Processor | 4349
7X01CTO1WW | B4P3 | Intel Xeon Gold 5218T 16C 105W 2.1GHz Processor | 2399
7X01CTO1WW | B4P4 | Intel Xeon Silver 4209T 8C 70W 2.2GHz Processor | 929
7X01CTO1WW | B4P5 | Intel Xeon Platinum 8280L 28C 205W 2.7GHz Processor | 29099
7X01CTO1WW | B4P6 | Intel Xeon Platinum 8276L 28C 165W 2.2GHz Processor | 26689
7X01CTO1WW | B4P7 | Intel Xeon Platinum 8260L 24C 165W 2.4GHz Processor | 19249
7X01CTO1WW | B4P9 | Intel Xeon Gold 5215L 10C 85W 2.5GHz Processor | 17019
7X01CTO1WW | B4QQ | 0.5m Mellanox HDR IB Passive Copper QSFP56 Cable | 299
7X01CTO1WW | B4QR | 1m Mellanox HDR IB Passive Copper QSFP56 Cable | 399
7X01CTO1WW | B4QS | 1.5m Mellanox HDR IB Passive Copper QSFP56 Cable | 449
7X01CTO1WW | B4QT | 2m Mellanox HDR IB Passive Copper QSFP56 Cable | 499
7X01CTO1WW | B4R1 | 1m Mellanox HDR IB to 2x HDR100 Splitter Passive Copper QSFP56 Cable | 399
7X01CTO1WW | B4R2 | 1.5m Mellanox HDR IB to 2x HDR100 Splitter Passive Copper QSFP56 Cable | 449
7X01CTO1WW | B4R4 | 3m Mellanox HDR IB to 2x HDR100 Splitter Optical QSFP56 Cable | 2799
7X01CTO1WW | B4R5 | 5m Mellanox HDR IB to 2x HDR100 Splitter Optical QSFP56 Cable | 2899
7X01CTO1WW | B4R6 | 10m Mellanox HDR IB to 2x HDR100 Splitter Optical QSFP56 Cable | 2999
7X01CTO1WW | B4R7 | 15m Mellanox HDR IB to 2x HDR100 Splitter Optical QSFP56 Cable | 3199
7X01CTO1WW | B4R8 | 20m Mellanox HDR IB to 2x HDR100 Splitter Optical QSFP56 Cable | 3299
7X01CTO1WW | B4R9 | ThinkSystem Mellanox ConnectX-6 HDR100/100GbE QSFP56 1-port PCIe VPI Adapter | 1779
7X01CTO1WW | B4RA | ThinkSystem Mellanox ConnectX-6 HDR100/100GbE QSFP56 2-port PCIe VPI Adapter | 2099
7X01CTO1WW | B4RB | ThinkSystem Mellanox HDR/200GbE 2x PCIe Aux Kit | 639
7X01CTO1WW | B4RC | ThinkSystem Mellanox ConnectX-6 HDR/200GbE QSFP56 1-port PCIe 4 VPI Adapter | 2209
7X01CTO1WW | B4RQ | ThinkSystem RAID 730-8i 2GB Flash PCIe 12Gb Adapter | 879
7X01CTO1WW | B4X6 | SuperCap for Raid 730-8i 2GB | 149
7X01CTO1WW | B4XA | VMware ESXi 6.7 U1 (Factory Installed) | 0
7X01CTO1WW | B4Y4 | ThinkSystem 2.5" SS530 400GB Performance SAS 12Gb Hot Swap SSD | 1479
7X01CTO1WW | B4Y5 | ThinkSystem 2.5" SS530 800GB Performance SAS 12Gb Hot Swap SSD | 2299
7X01CTO1WW | B4Y7 | ThinkSystem 2.5" SS530 3.2TB Performance SAS 12Gb Hot Swap SSD | 7859
7X01CTO1WW | B4Y8 | ThinkSystem 3.5" SS530 800GB Performance SAS 12Gb Hot Swap SSD | 2279
7X01CTO1WW | B4YA | ThinkSystem 3.5" SS530 3.2TB Performance SAS 12Gb Hot Swap SSD | 7759
7X01CTO1WW | B4YB | ThinkSystem NVIDIA T4 16GB PCIe Passive GPU | 6279
7X01CTO1WW | B528 | Intel Optane DC Persistent Memory - Memory Mode only | 0
7X01CTO1WW | B529 | Intel Optane DC Persistent Memory - App Direct Mode only | 0
7X01CTO1WW | B52A | Intel Optane DC Persistent Memory - Mixed Memory Mode | 0
7X01CTO1WW | B587 | ThinkSystem 128GB TruDDR4 2933MHz (4Rx4 1.2V) 3DS RDIMM | 3399
7X01CTO1WW | B58F | ThinkSystem U.2 Intel P4510 1.0TB Entry NVMe PCIe3.0 x4 Hot Swap SSD | 539
7X01CTO1WW | B58G | ThinkSystem U.2 Intel P4510 2.0TB Entry NVMe PCIe3.0 x4 Hot Swap SSD | 1459
7X01CTO1WW | B5N6 | ThinkSystem 16GB TruDDR4 Performance+ 2933MHz (2Rx8 1.2V) RDIMM | 729
7X01CTO1WW | B5N7 | ThinkSystem 32GB TruDDR4 Performance+ 2933MHz (2Rx4 1.2V) RDIMM | 1379
7X01CTO1WW | B5N8 | ThinkSystem 64GB TruDDR4 Performance+ 2933MHz (2Rx4 1.2V) RDIMM | 2879
7X01CTO1WW | B5N9 | ThinkSystem 128GB TruDDR4 Performance+ 2933MHz (4Rx4 1.2V) 3DS RDIMM | 5499
7X01CTO1WW | B5RY | Intel Xeon Gold 6230N 20C 125W 2.3GHz Processor | 3239
7X01CTO1WW | B5RZ | Intel Xeon Platinum 8253 16C 125W 2.2GHz Processor | 5299
7X01CTO1WW | B5S0 | Intel Xeon Gold 5218N 16C 110W 2.3GHz Processor | 2625
7X01CTO1WW | B5S1 | Intel Xeon Gold 5222 4C 105W 3.8GHz Processor | 1999
7X01CTO1WW | B5S2 | Intel Xeon Platinum 8256 4C 105W 3.8GHz Processor | 12099
7X01CTO1WW | B5SX | ThinkSystem Emulex LPe35000 32Gb 1-port PCIe Fibre Channel Adapter | 1739
7X01CTO1WW | B5SY | ThinkSystem Emulex LPe35002 32Gb 2-port PCIe Fibre Channel Adapter | 2599
7X01CTO1WW | B5T0 | ThinkSystem Broadcom 57414 10/25GbE SFP28 2-port PCIe Ethernet Adapter | 389
7X01CTO1WW | B5XZ | ThinkSystem Mellanox Innova-2 ConnectX-5 FPGA 25GbE 2-port Adapter | 5379
7X01CTO1WW | B68K | 30m Mellanox HDR IB to 2x HDR100 Splitter Optical QSFP56 Cable | 3499
7X01CTO1WW | B68L | 2m Mellanox HDR IB to 2x HDR100 Splitter Passive Copper QSFP56 Cable | 499
7X01CTO1WW | B6BS | Intel Xeon Gold 5218B 16C 125W 2.3GHz Processor | 2019
7X01CTO1WW | B6CE | ThinkSystem RAID 530-16i PCIe 12Gb Adapter | 589
7X01CTO1WW | B6CG | ThinkSystem NVIDIA Quadro RTX 4000 8GB PCIe Active GP | 2219
7X01CTO1WW | B6CJ | Intel Xeon Gold 6238 22C 140W 2.1GHz Processor | 4799
7X01CTO1WW | B6CK | Intel Xeon Gold 6234 8C 130W 3.3GHz Processor | 3999
7X01CTO1WW | B6CL | Intel Xeon Gold 6226 12C 125W 2.7GHz Processor | 3299
7X01CTO1WW | B6CP | Intel Xeon Gold 6230T 20C 125W 2.1GHz Processor | 3599
7X01CTO1WW | B6CQ | Intel Xeon Gold 5220T 18C 105W 1.9GHz Processor | 3199
7X01CTO1WW | B6CR | Intel Xeon Gold 6238L 22C 140W 2.1GHz Processor | 14599
7X01CTO1WW | B6CS | Intel Xeon Gold 6240L 18C 150W 2.6GHz Processor | 14299
7X01CTO1WW | B6CT | Intel Xeon Gold 6252N 24C 150W 2.3GHz Processor | 7699
7X01CTO1WW | B6CU | Intel Xeon Gold 6262V 24C 135W 1.9GHz Processor | 5399
7X01CTO1WW | B6CV | Intel Xeon Gold 6222V 20C 115W 1.8GHz Processor | 2999
7X01CTO1WW | B6CW | Intel Xeon Gold 5220S 18C 125W 2.7GHz Processor | 3699
7X01CTO1WW | B6JY | ThinkSystem 3.5" PM883 1.92TB Entry SATA 6Gb Hot Swap SSD | 1159
7X01CTO1WW | B6JZ | ThinkSystem 3.5" PM883 3.84TB Entry SATA 6Gb Hot Swap SSD | 2219
7X01CTO1WW | B6K0 | ThinkSystem 2.5" 5200 1.92TB Mainstream SATA 6Gb Hot Swap SSD SED | 1299
7X01CTO1WW | B6PD | Intel Xeon Gold 6246 12C 165W 3.3GHz Processor | 5999
7X01CTO1WW | B6TM | ThinkSystem 3.5" PM883 240GB Entry SATA 6Gb Hot Swap SSD | 239
7X01CTO1WW | B6TN | ThinkSystem 3.5" PM883 480GB Entry SATA 6Gb Hot Swap SSD | 359
7X01CTO1WW | B6TP | ThinkSystem 3.5" PM883 960GB Entry SATA 6Gb Hot Swap SSD | 599
7X01CTO1WW | B6U0 | VMware ESXi 6.5 U3 (factory installed) | 0
7X01CTO1WW | B6U1 | VMware ESXi 6.7 U2 (factory installed) | 0
7X01CTO1WW | B7EW | ThinkSystem 2.5" 5210 1.92TB Entry SATA 6Gb Hot Swap QLC SSD | 759
7X01CTO1WW | B7EX | ThinkSystem 2.5" 5210 3.84TB Entry SATA 6Gb Hot Swap QLC SSD | 1489
7X01CTO1WW | B7EY | ThinkSystem 2.5" 5210 7.68TB Entry SATA 6Gb Hot Swap QLC SSD | 2779
7X01CTO1WW | B7EZ | ThinkSystem 3.5" 16TB 7.2K SAS 12Gb Hot Swap 512e HDD | 1309
7X01CTO1WW | B7F0 | ThinkSystem 3.5" 16TB 7.2K SATA 6Gb Hot Swap 512e HDD | 1289
7X01CTO1WW | B7JW | ThinkSystem NVIDIA Quadro P2200 5GB PCIe Active GPU | 1009
7X01CTO1WW | B7N3 | Intel Xeon Bronze 3206R 8C 85W 1.9GHz Processor | 559
7X01CTO1WW | B7N5 | Intel Xeon Silver 4210R 10C 100W 2.4GHz Processor | 899
7X01CTO1WW | B7N6 | Intel Xeon Silver 4214R 12C 100W 2.4GHz Processor | 1259
7X01CTO1WW | B7N9 | Intel Xeon Gold 5220R 24C 150W 2.2GHz Processor | 2739
7X01CTO1WW | B87R | Mellanox CX6 Socket-Direct Adapter Cable Assemble Way | 0
7X01CTO1WW | B88T | VMware ESXi 6.7 U3 (factory installed) | 0
7X01CTO1WW | B8HP | ThinkSystem 2.5" 5300 960GB Entry SATA 6Gb Hot Swap SSD | 489
7X01CTO1WW | B8HQ | ThinkSystem 3.5" 5300 3.84TB Entry SATA 6Gb Hot Swap SSD | 2179
7X01CTO1WW | B8HR | ThinkSystem 3.5" 5300 1.92TB Mainstream SATA 6Gb Hot Swap SSD | 1829
7X01CTO1WW | B8HS | ThinkSystem M.2 5300 240GB SATA 6Gbps Non-Hot Swap SSD | 359
7X01CTO1WW | B8HT | ThinkSystem 3.5" PM1645a 800GB Mainstream SAS 12Gb Hot Swap SSD | 829
7X01CTO1WW | B8HU | ThinkSystem 2.5" PM1645a 800GB Mainstream SAS 12Gb Hot Swap SSD | 819
7X01CTO1WW | B8HV | ThinkSystem 2.5" 5300 240GB Entry SATA 6Gb Hot Swap SSD | 359
7X01CTO1WW | B8HX | ThinkSystem 3.5" 5300 3.84TB Mainstream SATA 6Gb Hot Swap SSD | 3119
7X01CTO1WW | B8HY | ThinkSystem 2.5" 5300 480GB Mainstream SATA 6Gb Hot Swap SSD | 429
7X01CTO1WW | B8HZ | ThinkSystem 3.5" 5300 1.92TB Entry SATA 6Gb Hot Swap SSD | 1139
7X01CTO1WW | B8J0 | ThinkSystem 3.5" 5300 960GB Mainstream SATA 6Gb Hot Swap SSD | 929
7X01CTO1WW | B8J1 | ThinkSystem 2.5" 5300 240GB Mainstream SATA 6Gb Hot Swap SSD | 409
7X01CTO1WW | B8J2 | ThinkSystem 2.5" 5300 7.68TB Entry SATA 6Gb Hot Swap SSD | 3649
7X01CTO1WW | B8J3 | ThinkSystem 3.5" 5300 7.68TB Entry SATA 6Gb Hot Swap SSD | 4119
7X01CTO1WW | B8J4 | ThinkSystem 2.5" PM1645a 1.6TB Mainstream SAS 12Gb Hot Swap SSD | 1379
7X01CTO1WW | B8J5 | ThinkSystem 2.5" 5300 1.92TB Entry SATA 6Gb Hot Swap SSD | 939
7X01CTO1WW | B8J6 | ThinkSystem 2.5" 5300 960GB Mainstream SATA 6Gb Hot Swap SSD | 729
7X01CTO1WW | B8J7 | ThinkSystem 2.5" 5300 3.84TB Mainstream SATA 6Gb Hot Swap SSD | 2179
7X01CTO1WW | B8J9 | ThinkSystem 3.5" 5300 480GB Entry SATA 6Gb Hot Swap SSD | 379
7X01CTO1WW | B8JA | ThinkSystem 2.5" PM1645a 6.4TB Mainstream SAS 12Gb Hot Swap SSD | 6049
7X01CTO1WW | B8JB | ThinkSystem 3.5" 5300 240GB Entry SATA 6Gb Hot Swap SSD | 369
7X01CTO1WW | B8JC | ThinkSystem 3.5" 5300 960GB Entry SATA 6Gb Hot Swap SSD | 629
7X01CTO1WW | B8JD | ThinkSystem 2.5" PM1645a 3.2TB Mainstream SAS 12Gb Hot Swap SSD | 2579
7X01CTO1WW | B8JE | ThinkSystem 2.5" 5300 1.92TB Mainstream SATA 6Gb Hot Swap SSD | 1279
7X01CTO1WW | B8JF | ThinkSystem 3.5" 5300 480GB Mainstream SATA 6Gb Hot Swap SSD | 529
7X01CTO1WW | B8JG | ThinkSystem 3.5" PM1645a 6.4TB Mainstream SAS 12Gb Hot Swap SSD | 6059
7X01CTO1WW | B8JK | ThinkSystem 3.5" PM1645a 3.2TB Mainstream SAS 12Gb Hot Swap SSD | 2589
7X01CTO1WW | B8JL | ThinkSystem 3.5" 5300 240GB Mainstream SATA 6Gb Hot Swap SSD | 419
7X01CTO1WW | B8JM | ThinkSystem 2.5" 5300 480GB Entry SATA 6Gb Hot Swap SSD | 309
7X01CTO1WW | B8JN | ThinkSystem 3.5" PM1645a 1.6TB Mainstream SAS 12Gb Hot Swap SSD | 1389
7X01CTO1WW | B8JP | ThinkSystem 2.5" 5300 3.84TB Entry SATA 6Gb Hot Swap SSD | 1789
7X01CTO1WW | B8PP | ThinkSystem Mellanox ConnectX-6 Dx 100GbE QSFP56 2-port PCIe Ethernet Adapter | 1019
7X01CTO1WW | B919 | ThinkSystem M.2 5300 480GB SATA 6Gbps Non-Hot Swap SSD | 369
7X01CTO1WW | B91A | ThinkSystem 2.5" PM1643a 960GB Entry SAS 12Gb Hot Swap SSD | 819
7X01CTO1WW | B91B | ThinkSystem 2.5" PM1643a 1.92TB Entry SAS 12Gb Hot Swap SSD | 1379
7X01CTO1WW | B91C | ThinkSystem 2.5" PM1643a 3.84TB Entry SAS 12Gb Hot Swap SSD | 2579
7X01CTO1WW | B91D | ThinkSystem 2.5" PM1643a 7.68TB Entry SAS 12Gb Hot Swap SSD | 5019
7X01CTO1WW | B91E | ThinkSystem 3.5" PM1643a 3.84TB Entry SAS 12Gb Hot Swap SSD | 1729
7X01CTO1WW | B93K | ThinkSystem 2.5" 5300 1.92TB Mainstream SATA 6Gb Hot Swap SSD SED | 1449
7X01CTO1WW | B93L | ThinkSystem 2.5" 5300 3.84TB Entry SATA 6Gb Hot Swap SSD SED | 1739
7X01CTO1WW | B93M | ThinkSystem 2.5" 5300 7.68TB Entry SATA 6Gb Hot Swap SSD SED | 3159
7X01CTO1WW | B96K | ThinkSystem 3.5" Kioxia CM6-V 3.2TB Mainstream NVMe PCIe4.0 x4 Hot Swap SSD | 3469
7X01CTO1WW | B96P | ThinkSystem U.3 Kioxia CM6-V 6.4TB Mainstream NVMe PCIe4.0 x4 Hot Swap SSD | 6789
7X01CTO1WW | B96T | ThinkSystem U.3 Kioxia CM6-V 3.2TB Mainstream NVMe PCIe4.0 x4 Hot Swap SSD | 3459
7X01CTO1WW | B96V | ThinkSystem 3.5" Kioxia CM6-V 1.6TB Mainstream NVMe PCIe4.0 x4 Hot Swap SSD | 1919
7X01CTO1WW | B96W | ThinkSystem 3.5" Kioxia CM6-V 6.4TB Mainstream NVMe PCIe4.0 x4 Hot Swap SSD | 6799
7X01CTO1WW | B96Z | ThinkSystem U.3 Kioxia CM6-V 1.6TB Mainstream NVMe PCIe4.0 x4 Hot Swap SSD | 1919
7X01CTO1WW | B9AC | ThinkSystem 2.5" 5210 960GB Entry SATA 6Gb Hot Swap QLC SSD | 419
7X01CTO1WW | BAZL | Intel Xeon Gold 6238R 28C 165W 2.2GHz Processor | 4599
7X01CTO1WW | BAZM | Intel Xeon Gold 6240R 24C 165W 2.4GHz Processor | 3859
7X01CTO1WW | BAZN | Intel Xeon Gold 6242R 20C 205W 3.1GHz Processor | 4459
7X01CTO1WW | BAZP | Intel Xeon Gold 6246R 16C 205W 3.4GHz Processor | 5779
7X01CTO1WW | BAZQ | Intel Xeon Gold 6248R 24C 205W 3.0GHz Processor | 4739
7X01CTO1WW | BAZR | Intel Xeon Gold 6258R 28C 205W 2.7GHz Processor | 6839
7X01CTO1WW | BAZS | Intel Xeon Gold 5218R 20C 125W 2.1GHz Processor | 2259
7X01CTO1WW | BAZT | Intel Xeon Silver 4210T 10C 95W 2.3GHz Processor | 999
7X01CTO1WW | BAZU | Intel Xeon Silver 4215R 8C 130W 3.2GHz Processor | 1429
7X01CTO1WW | BAZV | Intel Xeon Gold 6208U 16C 150W 2.9GHz Processor | 1779
7X01CTO1WW | BAZW | Intel Xeon Gold 6226R 16C 150W 2.9GHz Processor | 2289
7X01CTO1WW | BAZX | Intel Xeon Gold 6230R 26C 150W 2.1GHz Processor | 3349
7X01CTO1WW | BB0P | Intel Transparent Supply Chain. Lenovo has paired our industry leading supply chain with Intel's innovative Transparent Supply Chain program to add a layer of protection to your data center and bring peace of mind that the server hardware you bring into ... | 0
7X01CTO1WW | BBZG | VMware ESXi 7.0 (Factory Installed) | 2
7X01CTO1WW | BC4R | ThinkSystem 2.5" PM1643a 15.36TB Entry SAS 12Gb Hot Swap SSD | 10029
7X01CTO1WW | BC4Z | ThinkSystem U.2 PM1733 3.84TB Entry NVMe PCIe 4.0 x4 Hot Swap SSD | 3369
7X01CTO1WW | BCAC | 1U MS Super Cap Holder on PCIe slot | 59
7X01CTO1WW | BCD6 | ThinkSystem Intel E810-DA2 10/25GbE SFP28 2-Port PCIe Ethernet Adapter | 519
7X01CTO1WW | BCFH | ThinkSystem 3.5" 18TB 7.2K SATA 6Gb Hot Swap 512e HDD | 1589
7X01CTO1WW | BCFJ | ThinkSystem 3.5" Intel P5600 3.2TB Mainstream NVMe PCIe 4.0 x4 Hot Swap SSD | 3829
7X01CTO1WW | BCFM | ThinkSystem 3.5" Intel P5600 1.6TB Mainstream NVMe PCIe 4.0 x4 Hot Swap SSD | 1929
7X01CTO1WW | BCFP | ThinkSystem 3.5" 18TB 7.2K SAS 12Gb Hot Swap 512e HDD | 1609
7X01CTO1WW | BCFQ | ThinkSystem 3.5" Intel P5600 6.4TB Mainstream NVMe PCIe 4.0 x4 Hot Swap SSD | 7649
7X01CTO1WW | BCFR | ThinkSystem U.2 Intel P5600 3.2TB Mainstream NVMe PCIe 4.0 x4 Hot Swap SSD | 3829
7X01CTO1WW | BCFS | ThinkSystem U.2 Intel P5600 6.4TB Mainstream NVMe PCIe 4.0 x4 Hot Swap SSD | 7639
7X01CTO1WW | BCFT | ThinkSystem U.2 Intel P5500 1.92TB Entry NVMe PCIe 4.0 x4 Hot Swap SSD | 1479
7X01CTO1WW | BCFU | ThinkSystem U.2 Intel P5500 7.68TB Entry NVMe PCIe 4.0 x4 Hot Swap SSD | 5359
7X01CTO1WW | BCFV | ThinkSystem U.2 Intel P5600 1.6TB Mainstream NVMe PCIe 4.0 x4 Hot Swap SSD | 1919
7X01CTO1WW | BCFW | ThinkSystem U.2 Intel P5500 3.84TB Entry NVMe PCIe 4.0 x4 Hot Swap SSD | 2689
7X01CTO1WW | BCGJ | ThinkSystem HHHL Kioxia CM5-V 1.6TB Mainstream NVMe PCIe3.0 x4 Flash Adapter | 2279
7X01CTO1WW | BCGK | ThinkSystem HHHL Kioxia CM5-V 3.2TB Mainstream NVMe PCIe3.0 x4 Flash Adapter | 4129
7X01CTO1WW | BCGL | ThinkSystem HHHL Kioxia CM5-V 6.4TB Mainstream NVMe PCIe3.0 x4 Flash Adapter | 7879
7X01CTO1WW | BCTC | ThinkSystem 2.5" Multi Vendor 240GB Entry SATA 6Gb Hot Swap SSD | 219
7X01CTO1WW | BCTD | ThinkSystem 2.5" Multi Vendor 480GB Entry SATA 6Gb Hot Swap SSD | 219
7X01CTO1WW | BCTE | ThinkSystem 2.5" Multi Vendor 960GB Entry SATA 6Gb Hot Swap SSD | 659
7X01CTO1WW | BCTF | ThinkSystem 2.5" Multi Vendor 1.92TB Entry SATA 6Gb Hot Swap SSD | 1289
7X01CTO1WW | BCTG | ThinkSystem 2.5" Multi Vendor 3.84TB Entry SATA 6Gb Hot Swap SSD | 1259
7X01CTO1WW | BCTH | ThinkSystem 3.5" Multi Vendor 240GB Entry SATA 6Gb Hot Swap SSD | 229
7X01CTO1WW | BCTJ | ThinkSystem 3.5" Multi Vendor 480GB Entry SATA 6Gb Hot Swap SSD | 219
7X01CTO1WW | BCTK | ThinkSystem 3.5" Multi Vendor 960GB Entry SATA 6Gb Hot Swap SSD | 669
7X01CTO1WW | BCTL | ThinkSystem 3.5" Multi Vendor 1.92TB Entry SATA 6Gb Hot Swap SSD | 1289
7X01CTO1WW | BCTM | ThinkSystem 3.5" Multi Vendor 3.84TB Entry SATA 6Gb Hot Swap SSD | 1269
7X01CTO1WW | BD49 | ThinkSystem Broadcom 57454 10/25GbE SFP28 4-port PCIe Ethernet Adapter V2 | 549
7X01CTO1WW | BE03 | ThinkSystem U.3 Kioxia CM6-V 800GB Mainstream NVMe PCIe 4.0 x4 Hot Swap SSD | 1439
7X01CTO1WW | BE04 | ThinkSystem 3.5" Kioxia CM6-V 800GB Mainstream NVMe PCIe 4.0 x4 Hot Swap SSD | 1449
7X01CTO1WW | BE29 | ThinkSystem 2.5" 5300 960GB Entry SATA 6Gb Hot Swap SSD SED | 579
7X01CTO1WW | BE2A | ThinkSystem U.2 PM1733 3.84TB Entry NVMe PCIe 4.0 x4 Hot Swap SSD SED | 2979
7X01CTO1WW | BE2B | ThinkSystem U.2 PM1733 7.68TB Entry NVMe PCIe 4.0 x4 Hot Swap SSD SED | 5579
7X01CTO1WW | BE2C | ThinkSystem U.3 Kioxia CM6-R 3.84TB Entry NVMe PCIe 4.0 x4 Hot Swap SSD SED | 3419
7X01CTO1WW | BE2D | ThinkSystem U.3 Kioxia CM6-R 7.68TB Entry NVMe PCIe 4.0 x4 Hot Swap SSD SED | 6669
7X01CTO1WW | BE2E | ThinkSystem U.2 PM1733 7.68TB Entry NVMe PCIe 4.0 x4 Hot Swap SSD | 5579
7X01CTO1WW | BE2F | ThinkSystem U.2 PM1733 15.36TB Entry NVMe PCIe 4.0 x4 Hot Swap SSD | 10969
7X01CTO1WW | BE2G | ThinkSystem U.3 Kioxia CM6-R 3.84TB Entry NVMe PCIe 4.0 x4 Hot Swap SSD | 3379
7X01CTO1WW | BE2H | ThinkSystem U.3 Kioxia CM6-R 7.68TB Entry NVMe PCIe 4.0 x4 Hot Swap SSD | 6639
7X01CTO1WW | BE4U | ThinkSystem Mellanox ConnectX-6 Lx 10/25GbE SFP28 2-Port PCIe Ethernet Adapter | 409
7X01CTO1WW | BE5E | VMware ESXi 7.0 U1 (Factory Installed) | 0
7X01CTO1WW | BEAP | ThinkSystem Mellanox ConnectX-5 EN 10/25GbE SFP28 2-port PCIe Ethernet Adapter | 629
7X01CTO1WW | BEMB | ThinkSystem 2.5" 5300 3.84TB Mainstream SATA 6Gb Hot Swap SSD SED | 3149
7X01CTO1WW | BEVK | ThinkSystem 3.5" PM1643a 7.68TB Entry SAS 12Gb Hot Swap SSD | 5589
7X01CTO1WW | BF6W | Lenovo 1m Passive 200G QSFP56 Ethernet DAC Cable | 339
7X01CTO1WW | BF92 | Lenovo 3m Passive 200G QSFP56 Ethernet DAC Cable | 549
7X01CTO1WW | BFY5 | ThinkSystem RAID 530-16i PCIe 12Gb Adapter | 579
7X01CTO1WW | BFYB | Operating mode selection for: "Maximum Performance Mode" | 0
7X01CTO1WW | BFYC | Operating mode selection for: "Minimal Power Mode" | 0
7X01CTO1WW | BFYD | Operating mode selection for: "Efficiency Favoring Power Savings Mode" | 0
7X01CTO1WW | BFYE | Operating mode selection for: "Efficiency - Favoring Performance Mode" | 0
7X01CTO1WW | BFZZ | ThinkSystem 2.5" Nytro 3732 800GB Performance SAS 12Gb Hot Swap SSD SED | 1669
7X01CTO1WW | BG00 | ThinkSystem 3.5" Nytro 3732 3.2TB Performance SAS 12Gb Hot Swap SSD | 6219
7X01CTO1WW | BG01 | ThinkSystem 3.5" Nytro 3732 1.6TB Performance SAS 12Gb Hot Swap SSD | 3239
7X01CTO1WW | BG02 | ThinkSystem 3.5" Nytro 3732 800GB Performance SAS 12Gb Hot Swap SSD | 1669
7X01CTO1WW | BG03 | ThinkSystem 3.5" Nytro 3732 400GB Performance SAS 12Gb Hot Swap SSD | 1029
7X01CTO1WW | BG04 | ThinkSystem 2.5" Nytro 3732 3.2TB Performance SAS 12Gb Hot Swap SSD | 6259
7X01CTO1WW | BG05 | ThinkSystem 2.5" Nytro 3732 1.6TB Performance SAS 12Gb Hot Swap SSD | 3259
7X01CTO1WW | BG06 | ThinkSystem 2.5" Nytro 3732 800GB Performance SAS 12Gb Hot Swap SSD | 1669
7X01CTO1WW | BG07 | ThinkSystem 2.5" Nytro 3732 400GB Performance SAS 12Gb Hot Swap SSD | 1029
7X01CTO1WW | BHE2 | ThinkSystem Solarflare X2522-Plus 10/25GbE SFP28 2-Port PCIe Ethernet Adapter | 3489
7X01CTO1WW | BHSR | VMware ESXi 7.0 U2 (Factory Installed) | 0
7X01CTO1WW | BHSS | MI for PXE with RJ45 Network port | 0
7X02CTO1WW | 747 | UID Asset Tag Label | 20
7X02CTO1WW | 2300 | BladeCenter Chassis Configuration | 250
7X02CTO1WW | 2302 | RAID Configuration | 149
7X02CTO1WW | 2305 | Integration 1U Component | 59
7X02CTO1WW | 2321 | Custom MFG SVCS Fee - Small Increment | 3
7X02CTO1WW | 2400 | Primary Array 12 HDDs | 0
7X02CTO1WW | 2405 | Secondary Array 9 HDDs | 0
7X02CTO1WW | 2406 | Secondary Array 10 HDDs | 0
7X02CTO1WW | 2407 | Secondary Array 11 HDDs | 0
7X02CTO1WW | 2408 | Secondary Array 12 HDDs | 0
7X02CTO1WW | 3797 | 1.5m Green Cat5e Cable | 17
7X02CTO1WW | 3798 | 3m Green Cat5e Cable | 19
7X02CTO1WW | 3799 | 10m Green Cat5e Cable | 29
7X02CTO1WW | 3800 | 25m Green Cat5e Cable | 69
7X02CTO1WW | 3802 | 1.5m Blue Cat5e Cable | 14
7X02CTO1WW | 3803 | 3m Blue Cat5e Cable | 25
7X02CTO1WW | 3804 | 10m Blue Cat5e Cable | 34
7X02CTO1WW | 3805 | 25m Blue Cat5e Cable | 69
7X02CTO1WW | 5053 | SFP+ SR Transceiver | 699
7X02CTO1WW | 5340 | Serial Conversion Option (SCO) | 249
7X02CTO1WW | 5341 | Virtual Media Conversion Option Gen2 (VCO2) | 129
7X02CTO1WW | 5977 | Select Storage devices - no configured RAID required | 0
7X02CTO1WW | 5978 | Select Storage devices - configured RAID | 0
7X02CTO1WW | 6201 | 1.5m, 10A/100-250V, C13 to IEC 320-C14 Rack Power Cable | 19
7X02CTO1WW | 6204 | 2.8m, 10A/100-250V, C13 to IEC 320-C20 Rack Power Cable | 19
7X02CTO1WW | 6263 | 4.3m, 10A/100-250V, C13 to IEC 320-C14 Rack Power Cable | 19
7X02CTO1WW | 6311 | 2.8m, 10A/100-250V, C13 to IEC 320-C14 Rack Power Cable | 9
7X02CTO1WW | 6313 | 2.8m, 10A/120V, C13 to NEMA 5-15P (US) Line Cord | 19
7X02CTO1WW | 6370 | 4.3m, 10A/125V, C13 to NEMA 5-15P (US) Line Cord | 10
7X02CTO1WW | 6373 | 4.3m, 10A/250V, C13 to NEMA 6-15P (US) Line Cord | 15
7X02CTO1WW | 6400 | 2.8m, 13A/100-250V, C13 to C14 Jumper Cord | 9
7X02CTO1WW | 6401 | 2.8m, 13A/120V, C13 to NEMA 5-15P (US) Line Cord | 29
7X02CTO1WW | 6570 | 2.0m, 13A/100-250V, C13 to C14 Jumper Cord | 19
7X02CTO1WW | 6583 | 4.3m, 13A/100-250V, C13 to C14 Rack Power Cable | 19
7X02CTO1WW | 7008 | Primary Array 2 HDDs | 0
7X02CTO1WW | 7009 | Primary Array 3 HDDs | 0
7X02CTO1WW | 7010 | Primary Array 4 HDDs | 0
7X02CTO1WW | 7011 | Primary Array 5 HDDs | 0
7X02CTO1WW | 7012 | Primary Array 6 HDDs | 0
7X02CTO1WW | 7013 | Primary Array 7 HDDs | 0
7X02CTO1WW | 7014 | Primary Array 8 HDDs | 0
7X02CTO1WW | 7015 | Secondary Array 2 HDDs | 0
7X02CTO1WW | 7016 | Secondary Array 3 HDDs | 0
7X02CTO1WW | 7017 | Secondary Array 4 HDDs | 0
7X02CTO1WW | 7057 | Secondary Array 5 HDDs | 0
7X02CTO1WW | 7058 | Secondary Array 6 HDDs | 0
7X02CTO1WW | 7059 | Secondary Array 7 HDDs | 0
7X02CTO1WW | 7060 | Secondary Array 8 HDDs | 0
7X02CTO1WW | 7664 | Primary Array 9 HDDs | 0
7X02CTO1WW | 7831 | Customer Solution Center Services | 0
7X02CTO1WW | 7929 | e1350 Special Bid Solution Component | 0
7X02CTO1WW | 8034 | LeSI Solution Component | 0
7X02CTO1WW | 8067 | TAA Compliant Order | 0
7X02CTO1WW | 8072 | General Racking Solution | 0
7X02CTO1WW | 8086 | No Publications Selected | 0
7X02CTO1WW | 8971 | Integrate in manufacturing | 0
7X02CTO1WW | 8972 | Ship Uninstalled (Safety) | 0
7X02CTO1WW | 9013 | Hot Spare | 0
7X02CTO1WW | 9016 | Memory Sparing | 0
7X02CTO1WW | 9017 | Enable Memory Mirroring | 0
7X02CTO1WW | 9714 | Primary Array 10 HDDs | 0
7X02CTO1WW | 9715 | Primary Array 11 HDDs | 0
7X02CTO1WW | A102 | Advanced Grouping | 0
7X02CTO1WW | A103 | System x Cluster Upgrade | 0
7X02CTO1WW | A193 | Integrated Solutions | 0
7X02CTO1WW | A1DQ | 3m QSFP+ to QSFP+ Cable | 329
7X02CTO1WW | A1MT | 10m Green Cat6 Cable | 49
7X02CTO1WW | A1MW | 25m Green Cat6 Cable | 105
7X02CTO1WW | A1NN | High Performance Analytics Appliance | 0
7X02CTO1WW | A1PH | 1m Passive DAC SFP+ Cable | 69
7X02CTO1WW | A1PJ | 3m Passive DAC SFP+ Cable | 89
7X02CTO1WW | A1PK | 5m Passive DAC SFP+ Cable | 159
7X02CTO1WW | A1RF | 2.8m, 10A/250V, C13 to NEMA 6-15P Line Cord | 15
7X02CTO1WW | A2K6 | Primary Array - RAID 0 | 0
7X02CTO1WW | A2K7 | Primary Array - RAID 1 | 0
7X02CTO1WW | A2K9 | Primary Array - RAID 5 | 0
7X02CTO1WW | A2KA | Primary Array - RAID 6 | 0
7X02CTO1WW | A2KB | Primary Array - RAID 10 | 0
7X02CTO1WW | A2KF | Secondary Array - RAID 0 | 0
7X02CTO1WW | A2KG | Secondary Array - RAID 1 | 0
7X02CTO1WW | A2KJ | Secondary Array - RAID 5 | 0
7X02CTO1WW | A2KK | Secondary Array - RAID 6 | 0
7X02CTO1WW | A2KL | Secondary Array - RAID 10 | 0
7X02CTO1WW | A2X0 | No Power Cord Validation | 0
7X02CTO1WW | A3BB | GNRx Solution | 0
7X02CTO1WW | A3RG | 0.5m Passive DAC SFP+ Cable | 79
7X02CTO1WW | A3RH | 7m Passive DAC SFP+ Cable | 179
7X02CTO1WW | A3SW | 1.2m, 16A/100-250V, 2 Short C13s to Short C20 Rack Power Cable | 55
7X02CTO1WW | A3SX | 2.5m, 16A/100-250V, 2 Long C13s to Short C20 Rack Power Cable | 75
7X02CTO1WW | A3SY | 2.8m, 16A/100-250V, 2 Short C13s to Long C20 Rack Power Cable | 79
7X02CTO1WW | A3SZ | 4.1m, 16A/100-250V, 2 Long C13s to Long C20 Rack Power Cable | 85
7X02CTO1WW | A4EY | No x Network Adapter | 0
7X02CTO1WW | A4VP | 1.0m, 10A/100-250V, C13 to IEC 320-C14 Rack Power Cable | 19
7X02CTO1WW | A51N | 1.5m Passive DAC SFP+ Cable | 89
7X02CTO1WW | A51P | 2m Passive DAC SFP+ Cable | 89
7X02CTO1WW | A5DL | SFP 1000Base-T (RJ-45) Transceiver | 89
7X02CTO1WW | A5U1 | SKLM for System x w/SEDs - FoD per Install w/1Yr S&S | 199
7X02CTO1WW | ARZA | 0.5m Mellanox QSFP Passive DAC Cable | 139
7X02CTO1WW | ARZB | 0.75m Mellanox QSFP Passive DAC Cable | 149
7X02CTO1WW | ARZC | 1m Mellanox QSFP Passive DAC Cable | 159
7X02CTO1WW | ARZD | 1.25m Mellanox QSFP Passive DAC Cable | 169
7X02CTO1WW | ARZE | 1.5m Mellanox QSFP Passive DAC Cable | 169
7X02CTO1WW | ARZF | 3m Mellanox QSFP Passive DAC Cable | 189
7X02CTO1WW | AS6C | SKLM for System x w/SEDs - FoD per Install w/3Yr S&S | 299
7X02CTO1WW | ASQT | 0.5m Mellanox EDR IB Passive Copper QSFP28 Cable | 229
7X02CTO1WW | ASQU | 0.75m Mellanox EDR IB Passive Copper QSFP28 Cable | 249
7X02CTO1WW | ASQV | 1m Mellanox EDR IB Passive Copper QSFP28 Cable | 249
7X02CTO1WW | ASQW | 1.25m Mellanox EDR IB Passive Copper QSFP28 Cable | 289
7X02CTO1WW | ASQX | 1.5m Mellanox EDR IB Passive Copper QSFP28 Cable | 289
7X02CTO1WW | ASQY | 2m Mellanox EDR IB Passive Copper QSFP28 Cable | 289
7X02CTO1WW | ASQZ | 5m Mellanox EDR IB Optical QSFP28 Cable | 1359
7X02CTO1WW | ASR0 | 10m Mellanox EDR IB Optical QSFP28 Cable | 1419
7X02CTO1WW | ASR1 | 15m Mellanox EDR IB Optical QSFP28 Cable | 1509
7X02CTO1WW | ASR2 | 20m Mellanox EDR IB Optical QSFP28 Cable | 1569
7X02CTO1WW | ASR3 | 30m Mellanox EDR IB Optical QSFP28 Cable | 1789
7X02CTO1WW | ASR5 | Lenovo 0.5m LC-LC OM3 MMF Cable | 24
7X02CTO1WW | ASR6 | Lenovo 1m LC-LC OM3 MMF Cable | 24
7X02CTO1WW | ASR7 | Lenovo 3m LC-LC OM3 MMF Cable | 24
7X02CTO1WW | ASR8 | Lenovo 5m LC-LC OM3 MMF Cable | 29
7X02CTO1WW | ASR9 | Lenovo 10m LC-LC OM3 MMF Cable | 39
7X02CTO1WW | ASRA | Lenovo 15m LC-LC OM3 MMF Cable | 45
7X02CTO1WW | ASRB | Lenovo 25m LC-LC OM3 MMF Cable | 54
7X02CTO1WW | ASRM | 3m Mellanox EDR IB Passive Copper QSFP28 Cable | 319
7X02CTO1WW | ASRN | 3m Mellanox EDR IB Optical QSFP28 Cable | 1359
7X02CTO1WW | ASRP | 50m Mellanox EDR IB Optical QSFP28 Cable | 2329
7X02CTO1WW | AT2R | Lenovo 1m Active DAC SFP+ Cables | 129
7X02CTO1WW | AT2S | Lenovo 3m Active DAC SFP+ Cables | 139
7X02CTO1WW | AT2T | Lenovo 5m Active DAC SFP+ Cables | 159
7X02CTO1WW | AT7S | Emulex VFA5.2 2x10 GbE SFP+ PCIe Adapter | 449
7X02CTO1WW | AT7T | Emulex VFA5.2 2x10 GbE SFP+ Adapter and FCoE/iSCSI SW | 1319
7X02CTO1WW | ATPX | Intel X550-T2 Dual Port 10GBase-T Adapter | 599
7X02CTO1WW | ATRH | Intel X710-DA2 ML2 2x10GbE SFP+ Adapter | 499
7X02CTO1WW | ATRN | Mellanox ConnectX-4 Lx 1x40GbE QSFP+ Adapter | 709
7X02CTO1WW | ATRP | Mellanox ConnectX-4 2x100GbE/EDR IB QSFP28 VPI Adapter | 2059
7X02CTO1WW | ATYX | Lenovo 1m SFP+ to SFP+ Active Optical Cable | 104
7X02CTO1WW | ATYY | Lenovo 3m SFP+ to SFP+ Active Optical Cable | 99
7X02CTO1WW | ATYZ | Lenovo 5m SFP+ to SFP+ Active Optical Cable | 114
7X02CTO1WW | ATZ0 | Lenovo 7m SFP+ to SFP+ Active Optical Cable | 129
7X02CTO1WW | ATZ1 | Lenovo 15m SFP+ to SFP+ Active Optical Cable | 169
7X02CTO1WW | ATZ2 | Lenovo 20m SFP+ to SFP+ Active Optical Cable | 169
7X02CTO1WW | ATZB | QLogic 16Gb Enhanced Gen5 FC Single-port HBA | 979
7X02CTO1WW | ATZC | QLogic 16Gb Enhanced Gen5 FC Dual-port HBA | 1339
7X02CTO1WW | ATZR | Mellanox ConnectX-4 Lx 10/25GbE SFP28 1-port ML2 Adapter | 479
7X02CTO1WW | ATZU | Emulex 16Gb Gen6 FC Single-port HBA | 949
7X02CTO1WW | ATZV | Emulex 16Gb Gen6 FC Dual-port HBA | 1309
7X02CTO1WW | AU0A | Intel OPA 100 Series Single-port PCIe 3.0 x8 HFA | 599
7X02CTO1WW | AU0B | Intel OPA 100 Series Single-port PCIe 3.0 x16 HFA | 1069
7X02CTO1WW | AU0E | 0.5m Intel OPA 100 Series Passive Copper QSFP28 Cable | 79
7X02CTO1WW | AU0F | 0.75m Intel OPA Passive Copper QSFP28 Cable | 139
7X02CTO1WW | AU0G | 1m Intel OPA 100 Series Passive Copper QSFP28 Cable | 99
7X02CTO1WW | AU0H | 1.25m Intel OPA 100 Series Passive Copper QSFP28 Cable | 159
7X02CTO1WW | AU0J | 1.5m Intel OPA 100 Series Passive Copper QSFP28 Cable | 109
7X02CTO1WW | AU0K | 2m Intel OPA 100 Series Passive Copper QSFP28 Cable | 129
7X02CTO1WW | AU0M | 5m Intel OPA 100 Series Active Optical QSFP28 Cable | 899
7X02CTO1WW | AU0P | 15m Intel OPA 100 Series Active Optical QSFP28 Cable | 949
7X02CTO1WW | AU7Z | Emulex VFA5.2 ML2 2x10 GbE SFP+ Adapter and FCoE/iSCSI SW | 399
7X02CTO1WW | AUAJ | Mellanox ConnectX-4 Lx 10/25GbE SFP28 2-port PCIe Ethernet Adapter | 499
7X02CTO1WW | AUK7 | TPM 2.0 and Secure Boot | 0
7X02CTO1WW | AUKG | ThinkSystem 1Gb 2-port RJ45 LOM | 79
7X02CTO1WW | AUKH | ThinkSystem 1Gb 4-port RJ45 LOM | 99
7X02CTO1WW | AUKJ | ThinkSystem 10Gb 2-port SFP+ LOM | 169
7X02CTO1WW | AUKK | ThinkSystem 10Gb 4-port SFP+ LOM | 209
7X02CTO1WW | AUKL | ThinkSystem 10Gb 2-port Base-T LOM | 259
7X02CTO1WW | AUKM | ThinkSystem 10Gb 4-port Base-T LOM | 439
7X02CTO1WW | AUKN | ThinkSystem Emulex OCe14104B-NX PCIe 10Gb 4-Port SFP+ Ethernet Adapter | 539
7X02CTO1WW | AUKP | ThinkSystem Broadcom 57416 10GBASE-T 2-Port PCIe Ethernet Adapter | 479
7X02CTO1WW | AUKQ | ThinkSystem Broadcom NX-E ML2 10Gb 2-Port Base-T Ethernet Adapter | 529
7X02CTO1WW | AUKR | ThinkSystem Mellanox ConnectX-3 Pro ML2 FDR 2-Port QSFP VPI Adapter | 1069
7X02CTO1WW | AUKS | ThinkSystem Broadcom 57412 25GbE SFP28 1-Port PCIe Ethernet Adapter | 489
7X02CTO1WW | AUKU | ThinkSystem Mellanox ConnectX-4 Lx 10/25GbE SFP28 2-Port ML2 Ethernet Adapter | 519
7X02CTO1WW | AUKW | ThinkSystem Intel I350-T4 ML2 1Gb 4-Port RJ45 Ethernet Adapter | 169
7X02CTO1WW | AUKX | ThinkSystem Intel X710-DA2 PCIe 10Gb 2-Port SFP+ Ethernet Adapter | 459
7X02CTO1WW | AULV | ThinkSystem 2.5" 300GB 15K SAS 12Gb Hot Swap 512n HDD | 339
7X02CTO1WW | AULW | ThinkSystem 2.5" 600GB 15K SAS 12Gb Hot Swap 512n HDD | 469
7X02CTO1WW | AULX | ThinkSystem 2.5" 900GB 15K SAS 12Gb Hot Swap 512e HDD | 639
7X02CTO1WW | AULY | ThinkSystem 2.5" 300GB 10K SAS 12Gb Hot Swap 512n HDD | 289
7X02CTO1WW | AULZ | ThinkSystem 2.5" 600GB 10K SAS 12Gb Hot Swap 512n HDD | 319
7X02CTO1WW | AUM0 | ThinkSystem 2.5" 900GB 10K SAS 12Gb Hot Swap 512n HDD | 389
7X02CTO1WW | AUM1 | ThinkSystem 2.5" 1.2TB 10K SAS 12Gb Hot Swap 512n HDD | 389
7X02CTO1WW | AUM2 | ThinkSystem 2.5" 1.8TB 10K SAS 12Gb Hot Swap 512e HDD | 589
7X02CTO1WW | AUM4 | ThinkSystem 2.5" 300GB 10K SAS 12Gb Hot Swap 512n HDD SED | 339
7X02CTO1WW | AUM5 | ThinkSystem 2.5" 600GB 10K SAS 12Gb Hot Swap 512n HDD SED | 635
7X02CTO1WW | AUM6 | ThinkSystem 2.5" 1TB 7.2K SAS 12Gb Hot Swap 512n HDD | 469
7X02CTO1WW | AUM7 | ThinkSystem 2.5" 2TB 7.2K SAS 12Gb Hot Swap 512n HDD | 839
7X02CTO1WW | AUMJ | ThinkSystem U.2 Intel Optane P4800X 375GB Performance NVMe PCIe 3.0 x4 Hot Swap SSD | 3589
7X02CTO1WW | AUMU | ThinkSystem M.2 Enablement Kit | 39
7X02CTO1WW | AUMV | ThinkSystem M.2 with Mirroring Enablement Kit | 149
7X02CTO1WW | AUNB | ThinkSystem 16GB TruDDR4 2666 MHz (1Rx4 1.2V) RDIMM | 289
7X02CTO1WW | AUNC | ThinkSystem 16GB TruDDR4 2666 MHz (2Rx8 1.2V) RDIMM | 319
7X02CTO1WW | AUND | ThinkSystem 32GB TruDDR4 2666 MHz (2Rx4 1.2V) RDIMM | 609
7X02CTO1WW | AUNE | ThinkSystem 64GB TruDDR4 2666 MHz (4Rx4 1.2V) LRDIMM | 1259
7X02CTO1WW | AUNF | ThinkSystem 128GB TruDDR4 2666 MHz (8Rx4 1.2V) 3DS RDIMM | 4449
7X02CTO1WW | AUNG | ThinkSystem RAID 530-8i PCIe 12Gb Adapter | 299
7X02CTO1WW | AUNJ | ThinkSystem RAID 930-8i 2GB Flash PCIe 12Gb Adapter | 1009
7X02CTO1WW | AUNK | ThinkSystem RAID 930-16i 4GB Flash PCIe 12Gb Adapter | 1529
7X02CTO1WW | AUNL | ThinkSystem 430-8i SAS/SATA 12Gb HBA | 299
7X02CTO1WW | AUNM | ThinkSystem 430-16i SAS/SATA 12Gb HBA | 589
7X02CTO1WW | AUNN | ThinkSystem 430-16e SAS/SATA 12Gb HBA | 609
7X02CTO1WW | AUNP | FBU345 SuperCap | 135
7X02CTO1WW | AUNQ | ThinkSystem RAID 930-8e 4GB Flash PCIe 12Gb Adapter | 1689
7X02CTO1WW | AUNR | ThinkSystem 430-8e SAS/SATA 12Gb HBA | 299
7X02CTO1WW | AUNS | ThinkSystem QLogic QLE2740 PCIe 32Gb 1-Port SFP+ Fibre Channel Adapter | 1739
7X02CTO1WW | AUNU | ThinkSystem QLogic QLE2742 PCIe 32Gb 2-Port SFP+ Fibre Channel Adapter | 2609
7X02CTO1WW | AUPW | ThinkSystem XClarity Controller Standard to Enterprise Upgrade | 100
7X02CTO1WW | AURR | ThinkSystem M3.5 Screw for Riser 2x2pcs and Planar 5pcs | 0
7X02CTO1WW | AUSL | ThinkSystem COM Port Upgrade Kit | 19
7X02CTO1WW | AUU1 | ThinkSystem 8GB TruDDR4 2666 MHz (1Rx8 1.2V) RDIMM | 189
7X02CTO1WW | AUU2 | ThinkSystem 3.5" 300GB 15K SAS 12Gb Hot Swap 512n HDD | 359
7X02CTO1WW | AUU3 | ThinkSystem 3.5" 600GB 15K SAS 12Gb Hot Swap 512n HDD | 479
7X02CTO1WW | AUU4 | ThinkSystem 3.5" 1TB 7.2K SAS 12Gb Hot Swap 512n HDD | 299
7X02CTO1WW | AUU5 | ThinkSystem 3.5" 2TB 7.2K SAS 12Gb Hot Swap 512n HDD | 339
7X02CTO1WW | AUU6 | ThinkSystem 3.5" 4TB 7.2K SAS 12Gb Hot Swap 512n HDD | 419
7X02CTO1WW | AUU7 | ThinkSystem 3.5" 6TB 7.2K SAS 12Gb Hot Swap 512e HDD | 549
7X02CTO1WW | AUU8 | ThinkSystem 3.5" 4TB 7.2K SATA 6Gb Hot Swap 512n HDD | 389
7X02CTO1WW | AUU9 | ThinkSystem 3.5" 8TB 7.2K SATA 6Gb Hot Swap 512e HDD | 599
7X02CTO1WW | AUUA | ThinkSystem 3.5" 6TB 7.2K SATA 6Gb Hot Swap 512e HDD | 529
7X02CTO1WW | AUUB | ThinkSystem 3.5" 10TB 7.2K SATA 6Gb Hot Swap 512e HDD | 829
7X02CTO1WW | AUUC | ThinkSystem 3.5" 900GB 15K SAS 12Gb Hot Swap 512e HDD | 679
7X02CTO1WW | AUUD | ThinkSystem 3.5" 2TB 7.2K SATA 6Gb Hot Swap 512n HDD | 319
7X02CTO1WW | AUUE | ThinkSystem 2.5" 1TB 7.2K SATA 6Gb Hot Swap 512n HDD | 469
7X02CTO1WW | AUUF | ThinkSystem 3.5" 1TB 7.2K SATA 6Gb Hot Swap 512n HDD | 269
7X02CTO1WW | AUUG | ThinkSystem 3.5" 10TB 7.2K SAS 12Gb Hot Swap 512e HDD | 849
7X02CTO1WW | AUUH | ThinkSystem 3.5" 4TB 7.2K SAS 12Gb Hot Swap 512n HDD FIPS | 829
7X02CTO1WW | AUUJ | ThinkSystem 2.5" 2TB 7.2K SATA 6Gb Hot Swap 512e HDD | 849
7X02CTO1WW | AUUL | ThinkSystem M.2 32GB SATA 6Gbps Non-Hot Swap SSD | 109
7X02CTO1WW | AUUV | ThinkSystem M.2 128GB SATA 6Gbps Non-Hot Swap SSD | 159
7X02CTO1WW | AUV2 | ThinkSystem 1610-4P NVMe Switch Adapter | 929
7X02CTO1WW | AUVG | ThinkSystem Mellanox ConnectX-4 PCIe FDR 2-Port QSFP VPI Adapter | 1379
7X02CTO1WW | AUW0 | ThinkSystem SR630 2.5" Chassis with 8 Bays | 935
7X02CTO1WW | AUW1 | ThinkSystem SR630 2.5" Chassis with 10 Bays | 935
7X02CTO1WW | AUW2 | ThinkSystem SR630 3.5" Chassis with 4 Bays | 975
7X02CTO1WW | AUW3 | Lenovo ThinkSystem Mainstream MB - 1U | 1579
7X02CTO1WW | AUW5 | ThinkSystem 64GB TruDDR4 2666MHz (4Rx4, 1.2V) 3DS RDIMM | 1849
7X02CTO1WW | AUW8 | ThinkSystem 3.5" SATA/SAS 4-Bay Backplane | 90
7X02CTO1WW | AUW9 | ThinkSystem 1U 2.5" 4 AnyBay 10-Bay Backplane | 250
7X02CTO1WW | AUWA | ThinkSystem SR530/SR570/SR630 x16 PCIe LP Riser 2 Kit | 35
7X02CTO1WW | AUWB | ThinkSystem SR530/SR630/SR570 2.5" SATA/SAS 8-Bay Backplane | 100
7X02CTO1WW | AUWC | ThinkSystem SR530/SR570/SR630 x8/x16 PCIe LP+LP Riser 1 Kit | 39
7X02CTO1WW | AUWD | ThinkSystem SR630 x16ML2/x8 PCIe LP+LP Riser 1 Kit | 69
7X02CTO1WW | AUWE | ThinkSystem SR630 x8ML2/x16 PCIe LP+LP Riser 1 Kit | 59
7X02CTO1WW | AUWJ | ThinkSystem SR630 Rear HDD/SSD Kit | 119
7X02CTO1WW | AUWN | Lenovo ThinkSystem 1U LP Riser Bracket | 10
7X02CTO1WW | AUWQ | Lenovo ThinkSystem 1U LP+LP BF Riser Bracket | 10
7X02CTO1WW | AUWR | ThinkSystem 1U Security Bezel | 49
7X02CTO1WW | AUWS | Lenovo ThinkSystem 1U LP+FH BF Riser Bracket | 15
7X02CTO1WW | AUWW | Front VGA Connector Upgrade Kit for 1U 2.5" | 25
7X02CTO1WW | AUZV | ThinkSystem Broadcom 5719 1GbE RJ45 4-Port PCIe Ethernet Adapter | 159
7X02CTO1WW | AUZW | ThinkSystem I350-T4 PCIe 1Gb 4-Port RJ45 Ethernet Adapter | 379
7X02CTO1WW | AUZX | ThinkSystem Broadcom 5720 1GbE RJ45 2-Port PCIe Ethernet Adapter | 129
7X02CTO1WW | AUZY | ThinkSystem I350-T2 PCIe 1Gb 2-Port RJ45 Ethernet Adapter | 179
7X02CTO1WW | AUZZ | ThinkSystem I350-F1 PCIe 1Gb 1-Port SFP Ethernet Adapter | 379
7X02CTO1WW | AV1B | Lenovo 25GBase-SR SFP28 Transceiver | 449
7X02CTO1WW | AV1D | Lenovo 100GBase-SR4 QSFP28 Transceiver | 1539
7X02CTO1WW | AV1F | Lenovo 3m 25G SFP28 Active Optical Cable | 489
7X02CTO1WW | AV1G | Lenovo 5m 25G SFP28 Active Optical Cable | 489
7X02CTO1WW | AV1H | Lenovo 10m 25G SFP28 Active Optical Cable | 499
7X02CTO1WW | AV1J | Lenovo 15m 25G SFP28 Active Optical Cable | 497
7X02CTO1WW | AV1K | Lenovo 20m 25G SFP28 Active Optical Cable | 519
7X02CTO1WW | AV1L | Lenovo 3m 100G QSFP28 Active Optical Cable | 1059
7X02CTO1WW | AV1M | Lenovo 5m 100G QSFP28 Active Optical Cable | 1069
7X02CTO1WW | AV1N | Lenovo 10m 100G QSFP28 Active Optical Cable | 1099
7X02CTO1WW | AV1P | Lenovo 15m 100G QSFP28 Active Optical Cable | 1079
7X02CTO1WW | AV1Q | Lenovo 20m 100G QSFP28 Active Optical Cable | 1179
7X02CTO1WW | AV1R | Lenovo 3m 100G to 4x25G Breakout Active Optical Cable | 1949
7X02CTO1WW | AV1S | Lenovo 5m 100G to 4x25G Breakout Active Optical Cable | 1975
7X02CTO1WW | AV1T | Lenovo 10m 100G to 4x25G Breakout Active Optical Cable | 2035
7X02CTO1WW | AV1U | Lenovo 15m 100G to 4x25G Breakout Active Optical Cable | 2095
7X02CTO1WW | AV1V | Lenovo 20m 100G to 4x25G Breakout Active Optical Cable | 2149
7X02CTO1WW | AV1W | Lenovo 1m Passive 25G SFP28 DAC Cable | 69
7X02CTO1WW | AV1X | Lenovo 3m Passive 25G SFP28 DAC Cable | 79
7X02CTO1WW | AV1Y | Lenovo 5m Passive 25G SFP28 DAC Cable | 159
7X02CTO1WW | AV1Z | Lenovo 1m Passive 100G QSFP28 DAC Cable | 99
7X02CTO1WW | AV20 | Lenovo 3m Passive 100G QSFP28 DAC Cable | 159
7X02CTO1WW | AV21 | Lenovo 5m Passive 100G QSFP28 DAC Cable | 299
7X02CTO1WW | AV22 | Lenovo 1m 100G QSFP28 to 4x25G SFP28 Breakout DAC Cable | 179
7X02CTO1WW | AV23 | Lenovo 3m 100G QSFP28 to 4x25G SFP28 Breakout DAC Cable | 299
7X02CTO1WW | AV24 | Lenovo 5m 100G QSFP28 to 4x25G SFP28 Breakout DAC Cable | 459
7X02CTO1WW | AV25 | Lenovo 5m MPO-MPO OM4 MMF Cable | 114
7X02CTO1WW | AV26 | Lenovo 7m MPO-MPO OM4 MMF Cable | 135
7X02CTO1WW | AV27 | Lenovo 10m MPO-MPO OM4 MMF Cable | 159
7X02CTO1WW | AV28 | Lenovo 15m MPO-MPO OM4 MMF Cable | 205
7X02CTO1WW | AV29 | Lenovo 20m MPO-MPO OM4 MMF Cable | 259
7X02CTO1WW | AV2A | Lenovo 30m MPO-MPO OM4 MMF Cable | 349
7X02CTO1WW | AV2B | Lenovo 1m MPO to 4x LC Breakout OM4 MMF Cable | 149
7X02CTO1WW | AV2C | Lenovo 3m MPO to 4x LC Breakout OM4 MMF Cable | 179
7X02CTO1WW | AV2D | Lenovo 5m MPO to 4x LC Breakout OM4 MMF Cable | 239
7X02CTO1WW | AVFQ | 0.75m Green Cat5e Cable | 15
7X02CTO1WW | AVFR | 1.0m Green Cat5e Cable | 19
7X02CTO1WW | AVFS | 1.25m Green Cat5e Cable | 19
7X02CTO1WW | AVFT | 0.75m Blue Cat5e Cable | 15
7X02CTO1WW | AVFU | 1.0m Blue Cat5e Cable | 19
7X02CTO1WW | AVFV | 1.25m Blue Cat5e Cable | 19
7X02CTO1WW | AVFW | 0.75m Green Cat6 Cable | 19
7X02CTO1WW | AVFX | 1.0m Green Cat6 Cable | 19
7X02CTO1WW | AVFY | 1.25m Green Cat6 Cable | 19
7X02CTO1WW | AVFZ | 1.5m Green Cat6 Cable | 19
7X02CTO1WW | AVG0 | 3m Green Cat6 Cable | 25
7X02CTO1WW | AVKF | ThinkSystem SR630 2.5" U.2 10-Bay Backplane Kit | 300
7X02CTO1WW | AVUT | ThinkSystem XClarity Controller Standard to Advanced Upgrade | 50
7X02CTO1WW | AVV8 | ThinkSystem External USB DVD-RW Optical Disk Drive | 79
7X02CTO1WW | AVW7 | DSSG Solution | 0
7X02CTO1WW | AVW8 | ThinkSystem 550W (230V/115V) Platinum Hot-Swap Power Supply | 349
7X02CTO1WW | AVW9 | ThinkSystem 750W (230V) Titanium Hot-Swap Power Supply | 549
7X02CTO1WW | AVWA | ThinkSystem 750W (230/115V) Platinum Hot-Swap Power Supply | 399
7X02CTO1WW | AVWB | ThinkSystem 1100W (230V/115V) Platinum Hot-Swap Power Supply | 499
7X02CTO1WW | AWAU | SAP HANA SW Stack for ThinkSystem | 0
7X02CTO1WW | AWDY | Intel Xeon Gold 6132 14C 140W 2.6GHz Processor | 3329
7X02CTO1WW | AWDZ | Intel Xeon Gold 6138 20C 125W 2.0GHz Processor | 4099
7X02CTO1WW | AWE4 | Intel Xeon Gold 6130T 16C 125W 2.1GHz Processor | 3129
7X02CTO1WW | AWE5 | Intel Xeon Gold 6126T 12C 125W 2.6GHz Processor | 2979
7X02CTO1WW | AWE8 | Intel Xeon Gold 5120T 14C 105W 2.2GHz Processor | 2699
7X02CTO1WW | AWEA | Intel Xeon Silver 4116T 12C 85W 2.1GHz Processor | 1979
7X02CTO1WW | AWEE | Intel Xeon Silver 4110 8C 85W 2.1GHz Processor | 909
7X02CTO1WW | AWEH | Intel Xeon Bronze 3106 8C 85W 1.7GHz Processor | 599
7X02CTO1WW | AWEK | Intel Xeon Platinum 8160T 24C 150W 2.1GHz Processor | 9129
7X02CTO1WW | AWEL | Intel Xeon Gold 6126 12C 125W 2.6GHz Processor | 2869
7X02CTO1WW | AWEM | Intel Xeon Gold 6138T 20C 125W 2.0GHz Processor | 4349
7X02CTO1WW | AWEN | Intel Xeon Gold 6130 16C 125W 2.1GHz Processor | 2999
7X02CTO1WW | AWEP | Intel Xeon Gold 5118 12C 105W 2.3GHz Processor | 2019
7X02CTO1WW | AWEQ | Intel Xeon Gold 5119T 14C 85W 2.0GHz Processor | 2549
7X02CTO1WW | AWER | Intel Xeon Silver 4116 12C 85W 2.1GHz Processor | 1649
7X02CTO1WW | AWES | Intel Xeon Silver 4114T 10C 85W 2.2GHz Processor | 1369
7X02CTO1WW | AWET | Intel Xeon Silver 4109T 8C 70W 2.0GHz Processor | 949
7X02CTO1WW | AX8A | 4.3m, 13A/120V, C13 to NEMA 5-15P (US) Line Cord | 19
7X02CTO1WW | AXCA | ThinkSystem Toolless Slide Rail | 99
7X02CTO1WW | AXCB | ThinkSystem Toolless Slide Rail Kit with 1U CMA | 145
7X02CTO1WW | AXFM | ThinkSystem Toolless Friction Rail | 69
7X02CTO1WW | AXFN | ThinkSystem Screw-in Slide Rail | 129
7X02CTO1WW | AXFP | ThinkSystem 1U CMA Upgrade Kit for Screw-in Slide Rail | 40
7X02CTO1WW | AXFS | VMware ESXi 6.0 U3 (factory installed) | 0
7X02CTO1WW | AXFT | VMware ESXi 6.5 U1 (factory installed) | 0
7X02CTO1WW | B0ML | Feature Enable TPM on MB | 0
7X02CTO1WW | B0N4 | 2.0m, 10A/100-250V, C13 to IEC 320-C14 Rack Power Cable | 29
7X02CTO1WW | B0N5 | 1.0m, 13A/100-250V, C13 to C14 Jumper Cord | 25
7X02CTO1WW | B0N6 | 1.5m, 13A/100-250V, C13 to C14 Jumper Cord | 29
7X02CTO1WW | B0RJ | 10GBASE-LR SFP+Transceiver | 350
7X02CTO1WW | B0RL | Mellanox ConnectX-5 EDR IB/100GbE VPI Single-Port x16 PCIe 3.0 HCA | 1719
7X02CTO1WW | B0RM | Mellanox ConnectX-5 EDR IB VPI Dual-port x16 PCIe 3.0 HCA | 2059
7X02CTO1WW | B0TE | ThinkSystem Screw-in Slide Rail Kit with 1U CMA | 145
7X02CTO1WW | B0WJ | ThinkSystem SR630 3.5" Anybay 4-Bay Backplane | 150
7X02CTO1WW | B0WX | ThinkSystem Mellanox ConnectX 4 PCIe FDR 1 Port QSFP VPI Adapter | 1169
7X02CTO1WW | B0WY | ThinkSystem Intel XXV710-DA2 10/25GbE SFP28 2-Port PCIe Ethernet Adapter | 529
7X02CTO1WW | B0YM | ThinkSystem 2.5" 2TB 7.2K SAS 12Gb Hot Swap 512e HDD FIPS | 1049
7X02CTO1WW | B0YN | ThinkSystem 3.5" 2TB 7.2K SAS 12Gb Hot Swap 512e HDD FIPS | 899
7X02CTO1WW | B0YP | ThinkSystem 3.5" 6TB 7.2K SAS 12Gb Hot Swap 512e HDD FIPS | 559
7X02CTO1WW | B0YQ | ThinkSystem 3.5" 8TB 7.2K SAS 12Gb Hot Swap 512e HDD FIPS | 1349
7X02CTO1WW | B0YR | ThinkSystem 3.5" 8TB 7.2K SAS 12Gb Hot Swap 512e HDD | 659
7X02CTO1WW | B0YS | ThinkSystem 2.5" 2.4TB 10K SAS 12Gb Hot Swap 512e HDD | 629
7X02CTO1WW | B0YV | ThinkSystem 2.5" 2.4TB 10K SAS 12Gb Hot Swap 512e HDD FIPS | 1299
7X02CTO1WW | B0YX | ThinkSystem 2.5" 1.2TB 10K SAS 12Gb Hot Swap 512n HDD SED | 749
7X02CTO1WW | B0Z0 | ThinkSystem 2.5" Intel S4500 960GB Entry SATA 6Gb Hot Swap SSD | 1219
7X02CTO1WW | B0Z5 | ThinkSystem 3.5" Intel S4500 960GB Entry SATA 6Gb Hot Swap SSD | 1199
7X02CTO1WW | B117 | ThinkSystem 3.5" 12TB 7.2K SAS 12Gb Hot Swap 512e HDD | 949
7X02CTO1WW | B118 | ThinkSystem 3.5" 12TB 7.2K SATA 6Gb Hot Swap 512e HDD | 1829
7X02CTO1WW | B136 | ThinkSystem 1U CMA Upgrade Kit for Toolless Slide Rail | 55
7X02CTO1WW | B137 | Intel Xeon Gold 5117 14C 105W 2.0GHz Processor | 2199
7X02CTO1WW | B144 | ThinkSystem SR630 new MB | 1730
7X02CTO1WW | B173 | Companion Part for XClarity Controller Standard to Enterprise Upgrade in Factory | 0
7X02CTO1WW | B1JJ | ThinkSystem 3.5" 300GB 10K SAS 12Gb Hot Swap 512n HDD | 289
7X02CTO1WW | B21R | ThinkSystem QLogic QL41262 10/25GbE SFP28 2-Port PCIe Ethernet Adapter | 409
7X02CTO1WW | B21W | ThinkSystem U.2 Toshiba CM5-V 800GB Mainstream NVMe PCIe 3.0 x4 Hot Swap SSD | 859
7X02CTO1WW | B21X | ThinkSystem U.2 Toshiba CM5-V 1.6TB Mainstream NVMe PCIe 3.0 x4 Hot Swap SSD | 3449
7X02CTO1WW | B21Y | ThinkSystem U.2 Toshiba CM5-V 3.2TB Mainstream NVMe PCIe 3.0 x4 Hot Swap SSD | 6999
7X02CTO1WW | B21Z | ThinkSystem 3.5" Toshiba CM5-V 800GB Mainstream NVMe PCIe 3.0 x4 Hot Swap SSD | 869
7X02CTO1WW | B220 | ThinkSystem 3.5" Toshiba CM5-V 1.6TB Mainstream NVMe PCIe 3.0 x4 Hot Swap SSD | 3449
7X02CTO1WW | B221 | ThinkSystem 3.5" Toshiba CM5-V 3.2TB Mainstream NVMe PCIe 3.0 x4 Hot Swap SSD | 6999
7X02CTO1WW | B22D | ThinkSystem 810-4P NVMe Switch Adapter | 799
7X02CTO1WW | B22J | 5m Intel OPA 100 Series Active Optical QSFP28 Low Power Cable | 809
7X02CTO1WW | B22K | 10m Intel OPA 100 Series Active Optical QSFP28 Low Power Cable | 829
7X02CTO1WW | B22L | 15m Intel OPA 100 Series Active Optical QSFP28 Low Power Cable | 839
7X02CTO1WW | B22M | 20m Intel OPA 100 Series Active Optical QSFP28 Low Power Cable | 849
7X02CTO1WW | B2UZ | Lenovo 1m 100G QSFP28 Active Optical Cable | 949
7X02CTO1WW | B2WM | SR630 10x2.5" BP Cable Kit for 8i | 45
7X02CTO1WW | B2WN | SR630 10x2.5" BP Cable Kit for 205W | 65
7X02CTO1WW | B2X4 | ThinkSystem 2.5" 5200 1.92TB Entry SATA 6Gb Hot Swap SSD | 899
7X02CTO1WW | B2X6 | ThinkSystem 2.5" 5200 7.68TB Entry SATA 6Gb Hot Swap SSD | 4999
7X02CTO1WW | B2X9 | ThinkSystem 3.5" 5200 1.92TB Entry SATA 6Gb Hot Swap SSD | 909
7X02CTO1WW | B2XB | ThinkSystem 3.5" 5200 7.68TB Entry SATA 6Gb Hot Swap SSD | 4999
7X02CTO1WW | B2XJ | ThinkSystem U.2 Toshiba CM5-V 6.4TB Mainstream NVMe PCIe 3.0 x4 Hot Swap SSD | 12829
7X02CTO1WW | B2XK | ThinkSystem 3.5" Toshiba CM5-V 6.4TB Mainstream NVMe PCIe 3.0 x4 Hot Swap SSD | 12829
7X02CTO1WW | B2ZJ | ThinkSystem U.2 Intel Optane P4800X 750GB Performance NVMe PCIe 3.0 x4 Hot Swap SSD | 7169
7X02CTO1WW | B306 | Mellanox QSA 100G to 25G Cable Adapter | 149
7X02CTO1WW | B30W | Custom MFG SVCS Fee - Medium Increment | 30
7X02CTO1WW | B30X | Custom MFG SVCS Fee - Large Increment | 300
7X02CTO1WW | B31C | ThinkSystem Mellanox ConnectX-5 Ex 25/40GbE 2-port Low-Latency Adapter | 1979
7X02CTO1WW | B31D | ThinkSystem NVIDIA Quadro P620 2GB PCIe Active GPU | 269
7X02CTO1WW | B31E | ThinkSystem RAID 930-16i 8GB Flash PCIe 12Gb Adapter | 2389
7X02CTO1WW | B31G | ThinkSystem QLogic QL41134 PCIe 10Gb 4-Port Base-T Ethernet Adapter | 799
7X02CTO1WW | B34H | ThinkSystem 2.5" PM883 240GB Entry SATA 6Gb Hot Swap SSD | 219
7X02CTO1WW | B34J | ThinkSystem 2.5" PM883 480GB Entry SATA 6Gb Hot Swap SSD | 279
7X02CTO1WW | B34K | ThinkSystem 2.5" PM883 960GB Entry SATA 6Gb Hot Swap SSD | 449
7X02CTO1WW | B34L | ThinkSystem 2.5" PM883 1.92TB Entry SATA 6Gb Hot Swap SSD | 889
7X02CTO1WW | B34M | ThinkSystem 2.5" PM883 3.84TB Entry SATA 6Gb Hot Swap SSD | 1739
7X02CTO1WW | B34N | ThinkSystem U.2 PM983 1.92TB Entry NVMe PCIe 3.0 x4 Hot Swap SSD | 939
7X02CTO1WW | B34P | ThinkSystem U.2 PM983 3.84TB Entry NVMe PCIe 3.0 x4 Hot Swap SSD | 1839
7X02CTO1WW | B34Q | ThinkSystem 3.5" PM983 1.92TB Entry NVMe PCIe 3.0 x4 Hot Swap SSD | 2999
7X02CTO1WW | B34R | ThinkSystem 3.5" PM983 3.84TB Entry NVMe PCIe 3.0 x4 Hot Swap SSD | 5049
7X02CTO1WW | B3VW | VMware ESXi 6.5 U2 (Factory Installed) | 0
7X02CTO1WW | B3VX | VMware ESXi 6.7 (Factory Installed) | 0
7X02CTO1WW | B488 | ThinkSystem 2.5" 5200 240GB Mainstream SATA 6Gb Hot Swap SSD | 469
7X02CTO1WW | B48B | ThinkSystem 2.5" 5200 1.92TB Mainstream SATA 6Gb Hot Swap SSD | 2129
7X02CTO1WW | B48C | ThinkSystem 2.5" 5200 3.84TB Mainstream SATA 6Gb Hot Swap SSD | 4869
7X02CTO1WW | B48D | ThinkSystem 3.5" 5200 240GB Mainstream SATA 6Gb Hot Swap SSD | 469
7X02CTO1WW | B48G | ThinkSystem 3.5" 5200 1.92TB Mainstream SATA 6Gb Hot Swap SSD | 2139
7X02CTO1WW | B48H | ThinkSystem 3.5" 5200 3.84TB Mainstream SATA 6Gb Hot Swap SSD | 4859
7X02CTO1WW | B496 | ThinkSystem 3.5" 14TB 7.2K SAS 12Gb Hot Swap 512e HDD | 1199
7X02CTO1WW | B497 | ThinkSystem 3.5" 14TB 7.2K SATA 6Gb Hot Swap 512e HDD | 1149
7X02CTO1WW | B498 | ThinkSystem 2.5" Intel S4510 240GB Entry SATA 6Gb Hot Swap SSD | 149
7X02CTO1WW | B499 | ThinkSystem 2.5" Intel S4510 480GB Entry SATA 6Gb Hot Swap SSD | 309
7X02CTO1WW | B49A | ThinkSystem 2.5" Intel S4510 960GB Entry SATA 6Gb Hot Swap SSD | 529
7X02CTO1WW | B49B | ThinkSystem 2.5" Intel S4510 1.92TB Entry SATA 6Gb Hot Swap SSD | 1049
7X02CTO1WW | B49C | ThinkSystem 2.5" Intel S4510 3.84TB Entry SATA 6Gb Hot Swap SSD | 1979
7X02CTO1WW | B49D | ThinkSystem 3.5" Intel S4510 240GB Entry SATA 6Gb Hot Swap SSD | 149
7X02CTO1WW | B49E | ThinkSystem 3.5" Intel S4510 480GB Entry SATA 6Gb Hot Swap SSD | 209
7X02CTO1WW | B49F | ThinkSystem 3.5" Intel S4510 960GB Entry SATA 6Gb Hot Swap SSD | 539
7X02CTO1WW | B49G | ThinkSystem 3.5" Intel S4510 1.92TB Entry SATA 6Gb Hot Swap SSD | 1059
7X02CTO1WW | B49H | ThinkSystem 3.5" Intel S4510 3.84TB Entry SATA 6Gb Hot Swap SSD | 1989
7X02CTO1WW | B49L | ThinkSystem 2.5" Intel S4610 240GB Mainstream SATA 6Gb Hot Swap SSD | 399
7X02CTO1WW | B49M | ThinkSystem 2.5" Intel S4610 480GB Mainstream SATA 6Gb Hot Swap SSD | 479
7X02CTO1WW | B49N | ThinkSystem 2.5" Intel S4610 960GB Mainstream SATA 6Gb Hot Swap SSD | 699
7X02CTO1WW | B49P | ThinkSystem 2.5" Intel S4610 1.92TB Mainstream SATA 6Gb Hot Swap SSD | 1289
7X02CTO1WW | B49Q | ThinkSystem 2.5" Intel S4610 3.84TB Mainstream SATA 6Gb Hot Swap SSD | 2499
7X02CTO1WW | B49R | ThinkSystem 3.5" Intel S4610 240GB Mainstream SATA 6Gb Hot Swap SSD | 409
7X02CTO1WW | B49S | ThinkSystem 3.5" Intel S4610 480GB Mainstream SATA 6Gb Hot Swap SSD | 309
7X02CTO1WW | B49T | ThinkSystem 3.5" Intel S4610 960GB Mainstream SATA 6Gb Hot Swap SSD | 1029
7X02CTO1WW | B49U | ThinkSystem 3.5" Intel S4610 1.92TB Mainstream SATA 6Gb Hot Swap SSD | 1799
7X02CTO1WW | B49V | ThinkSystem 3.5" Intel S4610 3.84TB Mainstream SATA 6Gb Hot Swap SSD | 3579
7X02CTO1WW | B4A2 | ThinkSystem 2.5" PM1645 3.2TB Mainstream SAS 12Gb Hot Swap SSD | 2579
7X02CTO1WW | B4A5 | ThinkSystem 3.5" PM1645 3.2TB Mainstream SAS 12Gb Hot Swap SSD | 2589
7X02CTO1WW | B4A7 | ThinkSystem 2.5" PM1643 3.84TB Capacity SAS 12Gb Hot Swap SSD | 2579
7X02CTO1WW | B4A8 | ThinkSystem 3.5" PM1643 3.84TB Capacity SAS 12Gb Hot Swap SSD | 1869
7X02CTO1WW | B4D2 | ThinkSystem 2.5" PM883 7.68TB Entry SATA 6Gb Hot Swap SSD | 3379
7X02CTO1WW | B4D3 | ThinkSystem U.2 PM983 7.68TB Entry NVMe PCIe3.0 x4 Hot Swap SSD | 4999
7X02CTO1WW | B4D4 | ThinkSystem 3.5" PM983 7.68TB Entry NVMe PCIe3.0 x4 Hot Swap SSD | 9999
7X02CTO1WW | B4H1 | ThinkSystem 8GB TruDDR4 2933MHz (1Rx8 1.2V) RDIMM | 219
7X02CTO1WW | B4H2 | ThinkSystem 16GB TruDDR4 2933MHz (2Rx8 1.2V) RDIMM | 319
7X02CTO1WW | B4H3 | ThinkSystem 32GB TruDDR4 2933MHz (2Rx4 1.2V) RDIMM | 619
7X02CTO1WW | B4H4 | ThinkSystem 64GB TruDDR4 2933MHz (2Rx4 1.2V) RDIMM | 1279
7X02CTO1WW | B4H7 | Intel Xeon Platinum 8280 28C 205W 2.7GHz Processor | 18089
7X02CTO1WW | B4H8 | Intel Xeon Platinum 8276 28C 165W 2.2GHz Processor | 15099
7X02CTO1WW | B4H9 | Intel Xeon Platinum 8270 26C 205W 2.7GHz Processor | 12739
7X02CTO1WW | B4HA | Intel Xeon Platinum 8268 24C 205W 2.9GHz Processor | 10929
7X02CTO1WW | B4HB | Intel Xeon Platinum 8260 24C 165W 2.4GHz Processor | 8159
7X02CTO1WW | B4HC | Intel Xeon Gold 6252 24C 150W 2.1GHz Processor | 5909
7X02CTO1WW | B4HD | Intel Xeon Gold 6254 18C 200W 3.1GHz Processor | 6065
7X02CTO1WW | B4HE | Intel Xeon Gold 6248 20C 150W 2.5GHz Processor | 5049
7X02CTO1WW | B4HF | Intel Xeon Gold 6244 8C 150W 3.6GHz Processor | 4699
7X02CTO1WW | B4HG | Intel Xeon Gold 6242 16C 150W 2.8GHz Processor | 4419
7X02CTO1WW | B4HH | Intel Xeon Gold 6240 18C 150W 2.6GHz Processor | 3819
7X02CTO1WW | B4HJ | Intel Xeon Gold 6230 20C 125W 2.1GHz Processor | 3099
7X02CTO1WW | B4HK | Intel Xeon Gold 5220 18C 125W 2.2GHz Processor | 2599
7X02CTO1WW | B4HL | Intel Xeon Gold 5218 16C 125W 2.3GHz Processor | 2019
7X02CTO1WW | B4HM | Intel Xeon Gold 5217 8C 115W 3.0GHz Processor | 2659
7X02CTO1WW | B4HN | Intel Xeon Gold 5215 10C 85W 2.5GHz Processor | 2019
7X02CTO1WW | B4HP | Intel Xeon Silver 4216 16C 100W 2.1GHz Processor | 1649
7X02CTO1WW | B4HQ | Intel Xeon Silver 4215 8C 85W 2.5GHz Processor | 1399
7X02CTO1WW | B4HR | Intel Xeon Silver 4214 12C 85W 2.2GHz Processor | 1169
7X02CTO1WW | B4HS | Intel Xeon Silver 4210 10C 85W 2.2GHz Processor | 859
7X02CTO1WW | B4HT | Intel Xeon Silver 4208 8C 85W 2.1GHz Processor | 799
7X02CTO1WW | B4HU | Intel Xeon Bronze 3204 6C 85W 1.9GHz Processor | 439
7X02CTO1WW | B4LV | ThinkSystem 128GB TruDDR4 2666MHz (1.2V) Intel Optane DC Persistent Memory | 1089
7X02CTO1WW | B4LW | ThinkSystem 256GB TruDDR4 2666MHz (1.2V) Intel Optane DC Persistent Memory | 4689
7X02CTO1WW | B4LX | ThinkSystem 512GB TruDDR4 2666MHz (1.2V) Intel Optane DC Persistent Memory | 18319
7X02CTO1WW | B4LY | ThinkSystem 16GB TruDDR4 2933 MHz (1Rx4 1.2V) RDIMM | 289
7X02CTO1WW | B4NK | ThinkSystem SR630 Refresh MB | 1730
7X02CTO1WW | B4NU | Intel Xeon Platinum 8260Y 24/20/16C 165W 2.4GHz Processor | 9799
7X02CTO1WW | B4NV | Intel Xeon Gold 6240Y 18/14/8C 150W 2.6GHz Processor | 5345
7X02CTO1WW | B4NW | Intel Xeon Silver 4214Y 12/10/8C 85W 2.2GHz Processor | 1519
7X02CTO1WW | B4P2 | Intel Xeon Gold 6238T 22C 125W 1.9GHz Processor | 4349
7X02CTO1WW | B4P3 | Intel Xeon Gold 5218T 16C 105W 2.1GHz Processor | 2399
7X02CTO1WW | B4P4 | Intel Xeon Silver 4209T 8C 70W 2.2GHz Processor | 929
7X02CTO1WW | B4P5 | Intel Xeon Platinum 8280L 28C 205W 2.7GHz Processor | 29099
7X02CTO1WW | B4P6 | Intel Xeon Platinum 8276L 28C 165W 2.2GHz Processor | 26689
7X02CTO1WW | B4P7 | Intel Xeon Platinum 8260L 24C 165W 2.4GHz Processor | 19249
7X02CTO1WW | B4P9 | Intel Xeon Gold 5215L 10C 85W 2.5GHz Processor | 17019
7X02CTO1WW | B4QQ | 0.5m Mellanox HDR IB Passive Copper QSFP56 Cable | 299
7X02CTO1WW | B4QR | 1m Mellanox HDR IB Passive Copper QSFP56 Cable | 399
7X02CTO1WW | B4QS | 1.5m Mellanox HDR IB Passive Copper QSFP56 Cable | 449
7X02CTO1WW | B4QT | 2m Mellanox HDR IB Passive Copper QSFP56 Cable | 499
7X02CTO1WW | B4QW | 3m Mellanox HDR IB Active Optical QSFP56 Cable | 2099
7X02CTO1WW | B4QX | 5m Mellanox HDR IB Active Optical QSFP56 Cable | 2149
7X02CTO1WW | B4QY | 10m Mellanox HDR IB Active Optical QSFP56 Cable | 2199
7X02CTO1WW | B4QZ | 15m Mellanox HDR IB Active Optical QSFP56 Cable | 2249
7X02CTO1WW | B4R0 | 20m Mellanox HDR IB Active Optical QSFP56 Cable | 2299
7X02CTO1WW | B4R1 | 1m Mellanox HDR IB to 2x HDR100 Splitter Passive Copper QSFP56 Cable | 399
7X02CTO1WW | B4R2 | 1.5m Mellanox HDR IB to 2x HDR100 Splitter Passive Copper QSFP56 Cable | 449
7X02CTO1WW | B4R4 | 3m Mellanox HDR IB to 2x HDR100 Splitter Optical QSFP56 Cable | 2799
7X02CTO1WW | B4R5 | 5m Mellanox HDR IB to 2x HDR100 Splitter Optical QSFP56 Cable | 2899
7X02CTO1WW | B4R6 | 10m Mellanox HDR IB to 2x HDR100 Splitter Optical QSFP56 Cable | 2999
7X02CTO1WW | B4R7 | 15m Mellanox HDR IB to 2x HDR100 Splitter Optical QSFP56 Cable | 3199
7X02CTO1WW | B4R8 | 20m Mellanox HDR IB to 2x HDR100 Splitter Optical QSFP56 Cable | 3299
7X02CTO1WW | B4R9 | ThinkSystem Mellanox ConnectX-6 HDR100/100GbE QSFP56 1-port PCIe VPI Adapter | 1779
7X02CTO1WW | B4RA | ThinkSystem Mellanox ConnectX-6 HDR100/100GbE QSFP56 2-port PCIe VPI Adapter | 2099
7X02CTO1WW | B4RB | ThinkSystem Mellanox HDR/200GbE 2x PCIe Aux Kit | 639
7X02CTO1WW | B4RC | ThinkSystem Mellanox ConnectX-6 HDR/200GbE QSFP56 1-port PCIe 4 VPI Adapter | 2209
7X02CTO1WW | B4RQ | ThinkSystem RAID 730-8i 2GB Flash PCIe 12Gb Adapter | 879
7X02CTO1WW | B4X6 | SuperCap for Raid 730-8i 2GB | 149
7X02CTO1WW | B4XA | VMware ESXi 6.7 U1 (Factory Installed) | 0
7X02CTO1WW | B4Y4 | ThinkSystem 2.5" SS530 400GB Performance SAS 12Gb Hot Swap SSD | 1479
7X02CTO1WW | B4Y5 | ThinkSystem 2.5" SS530 800GB Performance SAS 12Gb Hot Swap SSD | 2299
7X02CTO1WW | B4Y7 | ThinkSystem 2.5" SS530 3.2TB Performance SAS 12Gb Hot Swap SSD | 7859
7X02CTO1WW | B4Y8 | ThinkSystem 3.5" SS530 800GB Performance SAS 12Gb Hot Swap SSD | 2279
7X02CTO1WW | B4YA | ThinkSystem 3.5" SS530 3.2TB Performance SAS 12Gb Hot Swap SSD | 7759
7X02CTO1WW | B4YB | ThinkSystem NVIDIA T4 16GB PCIe Passive GPU | 6279
7X02CTO1WW | B528 | Intel Optane DC Persistent Memory - Memory Mode only | 0
7X02CTO1WW | B529 | Intel Optane DC Persistent Memory - App Direct Mode only | 0
7X02CTO1WW | B52A | Intel Optane DC Persistent Memory - Mixed Memory Mode | 0
7X02CTO1WW | B587 | ThinkSystem 128GB TruDDR4 2933MHz (4Rx4 1.2V) 3DS RDIMM | 3399
7X02CTO1WW | B58F | ThinkSystem U.2 Intel P4510 1.0TB Entry NVMe PCIe3.0 x4 Hot Swap SSD | 539
7X02CTO1WW | B58G | ThinkSystem U.2 Intel P4510 2.0TB Entry NVMe PCIe3.0 x4 Hot Swap SSD | 1459
7X02CTO1WW | B5N6 | ThinkSystem 16GB TruDDR4 Performance+ 2933MHz (2Rx8 1.2V) RDIMM | 729
7X02CTO1WW | B5N7 | ThinkSystem 32GB TruDDR4 Performance+ 2933MHz (2Rx4 1.2V) RDIMM | 1379
7X02CTO1WW | B5N8 | ThinkSystem 64GB TruDDR4 Performance+ 2933MHz (2Rx4 1.2V) RDIMM | 2879
7X02CTO1WW | B5N9 | ThinkSystem 128GB TruDDR4 Performance+ 2933MHz (4Rx4 1.2V) 3DS RDIMM | 5499
7X02CTO1WW | B5RY | Intel Xeon Gold 6230N 20C 125W 2.3GHz Processor | 3239
7X02CTO1WW | B5RZ | Intel Xeon Platinum 8253 16C 125W 2.2GHz Processor | 5299
7X02CTO1WW | B5S0 | Intel Xeon Gold 5218N 16C 110W 2.3GHz Processor | 2625
7X02CTO1WW | B5S1 | Intel Xeon Gold 5222 4C 105W 3.8GHz Processor | 1999
7X02CTO1WW | B5S2 | Intel Xeon Platinum 8256 4C 105W 3.8GHz Processor | 12099
7X02CTO1WW | B5SX | ThinkSystem Emulex LPe35000 32Gb 1-port PCIe Fibre Channel Adapter | 1739
7X02CTO1WW | B5SY | ThinkSystem Emulex LPe35002 32Gb 2-port PCIe Fibre Channel Adapter | 2599
7X02CTO1WW | B5T0 | ThinkSystem Broadcom 57414 10/25GbE SFP28 2-port PCIe Ethernet Adapter | 389
7X02CTO1WW | B5XZ | ThinkSystem Mellanox Innova-2 ConnectX-5 FPGA 25GbE 2-port Adapter | 5379
7X02CTO1WW | B68K | 30m Mellanox HDR IB to 2x HDR100 Splitter Optical QSFP56 Cable | 3499
7X02CTO1WW | B68L | 2m Mellanox HDR IB to 2x HDR100 Splitter Passive Copper QSFP56 Cable | 499
7X02CTO1WW | B68M | 100m Mellanox HDR IB Optical QSFP56 Cable | 5099
7X02CTO1WW | B68N | 50m Mellanox HDR IB Optical QSFP56 Cable | 3699
7X02CTO1WW | B68P | 30m Mellanox HDR IB Optical QSFP56 Cable | 2399
7X02CTO1WW | B6BS | Intel Xeon Gold 5218B 16C 125W 2.3GHz Processor | 2019
7X02CTO1WW | B6CE | ThinkSystem RAID 530-16i PCIe 12Gb Adapter | 589
7X02CTO1WW | B6CG | ThinkSystem NVIDIA Quadro RTX 4000 8GB PCIe Active GP | 2219
7X02CTO1WW | B6CJ | Intel Xeon Gold 6238 22C 140W 2.1GHz Processor | 4799
7X02CTO1WW | B6CK | Intel Xeon Gold 6234 8C 130W 3.3GHz Processor | 3999
7X02CTO1WW | B6CL | Intel Xeon Gold 6226 12C 125W 2.7GHz Processor | 3299
7X02CTO1WW | B6CP | Intel Xeon Gold 6230T 20C 125W 2.1GHz Processor | 3599
7X02CTO1WW | B6CQ | Intel Xeon Gold 5220T 18C 105W 1.9GHz Processor | 3199
7X02CTO1WW | B6CR | Intel Xeon Gold 6238L 22C 140W 2.1GHz Processor | 14599
7X02CTO1WW | B6CS | Intel Xeon Gold 6240L 18C 150W 2.6GHz Processor | 14299
7X02CTO1WW | B6CT | Intel Xeon Gold 6252N 24C 150W 2.3GHz Processor | 7699
7X02CTO1WW | B6CU | Intel Xeon Gold 6262V 24C 135W 1.9GHz Processor | 5399
7X02CTO1WW | B6CV | Intel Xeon Gold 6222V 20C 115W 1.8GHz Processor | 2999
7X02CTO1WW | B6CW | Intel Xeon Gold 5220S 18C 125W 2.7GHz Processor | 3699
7X02CTO1WW | B6JY | ThinkSystem 3.5" PM883 1.92TB Entry SATA 6Gb Hot Swap SSD | 1159
7X02CTO1WW | B6JZ | ThinkSystem 3.5" PM883 3.84TB Entry SATA 6Gb Hot Swap SSD | 2219
7X02CTO1WW | B6K0 | ThinkSystem 2.5" 5200 1.92TB Mainstream SATA 6Gb Hot Swap SSD SED | 1299
7X02CTO1WW | B6PD | Intel Xeon Gold 6246 12C 165W 3.3GHz Processor | 5999
7X02CTO1WW | B6TM | ThinkSystem 3.5" PM883 240GB Entry SATA 6Gb Hot Swap SSD | 239
7X02CTO1WW | B6TN | ThinkSystem 3.5" PM883 480GB Entry SATA 6Gb Hot Swap SSD | 359
7X02CTO1WW | B6TP | ThinkSystem 3.5" PM883 960GB Entry SATA 6Gb Hot Swap SSD | 599
7X02CTO1WW | B6U0 | VMware ESXi 6.5 U3 (factory installed) | 0
7X02CTO1WW | B6U1 | VMware ESXi 6.7 U2 (factory installed) | 0
7X02CTO1WW | B7EW | ThinkSystem 2.5" 5210 1.92TB Entry SATA 6Gb Hot Swap QLC SSD | 759
7X02CTO1WW | B7EX | ThinkSystem 2.5" 5210 3.84TB Entry SATA 6Gb Hot Swap QLC SSD | 1489
7X02CTO1WW | B7EY | ThinkSystem 2.5" 5210 7.68TB Entry SATA 6Gb Hot Swap QLC SSD | 2779
7X02CTO1WW | B7EZ | ThinkSystem 3.5" 16TB 7.2K SAS 12Gb Hot Swap 512e HDD | 1309
7X02CTO1WW | B7F0 | ThinkSystem 3.5" 16TB 7.2K SATA 6Gb Hot Swap 512e HDD | 1289
7X02CTO1WW | B7JW | ThinkSystem NVIDIA Quadro P2200 5GB PCIe Active GPU | 1009
7X02CTO1WW | B7N3 | Intel Xeon Bronze 3206R 8C 85W 1.9GHz Processor | 559
7X02CTO1WW | B7N5 | Intel Xeon Silver 4210R 10C 100W 2.4GHz Processor | 899
7X02CTO1WW | B7N6 | Intel Xeon Silver 4214R 12C 100W 2.4GHz Processor | 1259
7X02CTO1WW | B7N9 | Intel Xeon Gold 5220R 24C 150W 2.2GHz Processor | 2739
7X02CTO1WW | B87R | Mellanox CX6 Socket-Direct Adapter Cable Assemble Way | 0
7X02CTO1WW | B88T | VMware ESXi 6.7 U3 (factory installed) | 0
7X02CTO1WW | B8HP | ThinkSystem 2.5" 5300 960GB Entry SATA 6Gb Hot Swap SSD | 489
7X02CTO1WW | B8HQ | ThinkSystem 3.5" 5300 3.84TB Entry SATA 6Gb Hot Swap SSD | 2179
7X02CTO1WW | B8HR | ThinkSystem 3.5" 5300 1.92TB Mainstream SATA 6Gb Hot Swap SSD | 1829
7X02CTO1WW | B8HS | ThinkSystem M.2 5300 240GB SATA 6Gbps Non-Hot Swap SSD | 359
7X02CTO1WW | B8HT | ThinkSystem 3.5" PM1645a 800GB Mainstream SAS 12Gb Hot Swap SSD | 829
7X02CTO1WW | B8HU | ThinkSystem 2.5" PM1645a 800GB Mainstream SAS 12Gb Hot Swap SSD | 819
7X02CTO1WW | B8HV | ThinkSystem 2.5" 5300 240GB Entry SATA 6Gb Hot Swap SSD | 359
7X02CTO1WW | B8HX | ThinkSystem 3.5" 5300 3.84TB Mainstream SATA 6Gb Hot Swap SSD | 3119
7X02CTO1WW | B8HY | ThinkSystem 2.5" 5300 480GB Mainstream SATA 6Gb Hot Swap SSD | 429
7X02CTO1WW | B8HZ | ThinkSystem 3.5" 5300 1.92TB Entry SATA 6Gb Hot Swap SSD | 1139
7X02CTO1WW | B8J0 | ThinkSystem 3.5" 5300 960GB Mainstream SATA 6Gb Hot Swap SSD | 929
7X02CTO1WW | B8J1 | ThinkSystem 2.5" 5300 240GB Mainstream SATA 6Gb Hot Swap SSD | 409
7X02CTO1WW | B8J2 | ThinkSystem 2.5" 5300 7.68TB Entry SATA 6Gb Hot Swap SSD | 3649
7X02CTO1WW | B8J3 | ThinkSystem 3.5" 5300 7.68TB Entry SATA 6Gb Hot Swap SSD | 4119
7X02CTO1WW | B8J4 | ThinkSystem 2.5" PM1645a 1.6TB Mainstream SAS 12Gb Hot Swap SSD | 1379
7X02CTO1WW | B8J5 | ThinkSystem 2.5" 5300 1.92TB Entry SATA 6Gb Hot Swap SSD | 939
7X02CTO1WW | B8J6 | ThinkSystem 2.5" 5300 960GB Mainstream SATA 6Gb Hot Swap SSD | 729
7X02CTO1WW | B8J7 | ThinkSystem 2.5" 5300 3.84TB Mainstream SATA 6Gb Hot Swap SSD | 2179
7X02CTO1WW | B8J9 | ThinkSystem 3.5" 5300 480GB Entry SATA 6Gb Hot Swap SSD | 379
7X02CTO1WW | B8JA | ThinkSystem 2.5" PM1645a 6.4TB Mainstream SAS 12Gb Hot Swap SSD | 6049
7X02CTO1WW | B8JB | ThinkSystem 3.5" 5300 240GB Entry SATA 6Gb Hot Swap SSD | 369
7X02CTO1WW | B8JC | ThinkSystem 3.5" 5300 960GB Entry SATA 6Gb Hot Swap SSD | 629
7X02CTO1WW | B8JD | ThinkSystem 2.5" PM1645a 3.2TB Mainstream SAS 12Gb Hot Swap SSD | 2579
7X02CTO1WW | B8JE | ThinkSystem 2.5" 5300 1.92TB Mainstream SATA 6Gb Hot Swap SSD | 1279
7X02CTO1WW | B8JF | ThinkSystem 3.5" 5300 480GB Mainstream SATA 6Gb Hot Swap SSD | 529
7X02CTO1WW | B8JG | ThinkSystem 3.5" PM1645a 6.4TB Mainstream SAS 12Gb Hot Swap SSD | 6059
7X02CTO1WW | B8JK | ThinkSystem 3.5" PM1645a 3.2TB Mainstream SAS 12Gb Hot Swap SSD | 2589
7X02CTO1WW | B8JL | ThinkSystem 3.5" 5300 240GB Mainstream SATA 6Gb Hot Swap SSD | 419
7X02CTO1WW | B8JM | ThinkSystem 2.5" 5300 480GB Entry SATA 6Gb Hot Swap SSD | 309
7X02CTO1WW | B8JN | ThinkSystem 3.5" PM1645a 1.6TB Mainstream SAS 12Gb Hot Swap SSD | 1389
7X02CTO1WW | B8JP | ThinkSystem 2.5" 5300 3.84TB Entry SATA 6Gb Hot Swap SSD | 1789
7X02CTO1WW | B8PP | ThinkSystem Mellanox ConnectX-6 Dx 100GbE QSFP56 2-port PCIe Ethernet Adapter | 1019
7X02CTO1WW | B919 | ThinkSystem M.2 5300 480GB SATA 6Gbps Non-Hot Swap SSD | 369
7X02CTO1WW | B91A | ThinkSystem 2.5" PM1643a 960GB Entry SAS 12Gb Hot Swap SSD | 819
7X02CTO1WW | B91B | ThinkSystem 2.5" PM1643a 1.92TB Entry SAS 12Gb Hot Swap SSD | 1379
7X02CTO1WW | B91C | ThinkSystem 2.5" PM1643a 3.84TB Entry SAS 12Gb Hot Swap SSD | 2579
7X02CTO1WW | B91D | ThinkSystem 2.5" PM1643a 7.68TB Entry SAS 12Gb Hot Swap SSD | 5019
7X02CTO1WW | B91E | ThinkSystem 3.5" PM1643a 3.84TB Entry SAS 12Gb Hot Swap SSD | 1729
7X02CTO1WW | B93K | ThinkSystem 2.5" 5300 1.92TB Mainstream SATA 6Gb Hot Swap SSD SED | 1449
7X02CTO1WW | B93L | ThinkSystem 2.5" 5300 3.84TB Entry SATA 6Gb Hot Swap SSD SED | 1739
7X02CTO1WW | B93M | ThinkSystem 2.5" 5300 7.68TB Entry SATA 6Gb Hot Swap SSD SED | 3159
7X02CTO1WW | B96K | ThinkSystem 3.5" Kioxia CM6-V 3.2TB Mainstream NVMe PCIe4.0 x4 Hot Swap SSD | 3469
7X02CTO1WW | B96P | ThinkSystem U.3 Kioxia CM6-V 6.4TB Mainstream NVMe PCIe4.0 x4 Hot Swap SSD | 6789
7X02CTO1WW | B96T | ThinkSystem U.3 Kioxia CM6-V 3.2TB Mainstream NVMe PCIe4.0 x4 Hot Swap SSD | 3459
7X02CTO1WW | B96V | ThinkSystem 3.5" Kioxia CM6-V 1.6TB Mainstream NVMe PCIe4.0 x4 Hot Swap SSD | 1919
7X02CTO1WW | B96W | ThinkSystem 3.5" Kioxia CM6-V 6.4TB Mainstream NVMe PCIe4.0 x4 Hot Swap SSD | 6799
7X02CTO1WW | B96Z | ThinkSystem U.3 Kioxia CM6-V 1.6TB Mainstream NVMe PCIe4.0 x4 Hot Swap SSD | 1919
7X02CTO1WW | B9AC | ThinkSystem 2.5" 5210 960GB Entry SATA 6Gb Hot Swap QLC SSD | 419
7X02CTO1WW | BAZL | Intel Xeon Gold 6238R 28C 165W 2.2GHz Processor | 4599
7X02CTO1WW | BAZM | Intel Xeon Gold 6240R 24C 165W 2.4GHz Processor | 3859
7X02CTO1WW | BAZN | Intel Xeon Gold 6242R 20C 205W 3.1GHz Processor | 4459
7X02CTO1WW | BAZP | Intel Xeon Gold 6246R 16C 205W 3.4GHz Processor | 5779
7X02CTO1WW | BAZQ | Intel Xeon Gold 6248R 24C 205W 3.0GHz Processor | 4739
7X02CTO1WW | BAZR | Intel Xeon Gold 6258R 28C 205W 2.7GHz Processor | 6839
7X02CTO1WW | BAZS | Intel Xeon Gold 5218R 20C 125W 2.1GHz Processor | 2259
7X02CTO1WW | BAZT | Intel Xeon Silver 4210T 10C 95W 2.3GHz Processor | 999
7X02CTO1WW | BAZU | Intel Xeon Silver 4215R 8C 130W 3.2GHz Processor | 1429
7X02CTO1WW | BAZV | Intel Xeon Gold 6208U 16C 150W 2.9GHz Processor | 1779
7X02CTO1WW | BAZW | Intel Xeon Gold 6226R 16C 150W 2.9GHz Processor | 2289
7X02CTO1WW | BAZX | Intel Xeon Gold 6230R 26C 150W 2.1GHz Processor | 3349
7X02CTO1WW | BB0P | Intel Transparent Supply Chain. Lenovo has paired our industry leading supply chain with Intel's innovative Transparent Supply Chain program to add a layer of protection to your data center and bring peace of mind that the server hardware you bring into ... | 0
7X02CTO1WW | BBZG | VMware ESXi 7.0 (Factory Installed) | 2
7X02CTO1WW | BC4R | ThinkSystem 2.5" PM1643a 15.36TB Entry SAS 12Gb Hot Swap SSD | 10029
7X02CTO1WW | BC4Z | ThinkSystem U.2 PM1733 3.84TB Entry NVMe PCIe 4.0 x4 Hot Swap SSD | 3369
7X02CTO1WW | BCAC | 1U MS Super Cap Holder on PCIe slot | 59
7X02CTO1WW | BCD6 | ThinkSystem Intel E810-DA2 10/25GbE SFP28 2-Port PCIe Ethernet Adapter | 519
7X02CTO1WW | BCFH | ThinkSystem 3.5" 18TB 7.2K SATA 6Gb Hot Swap 512e HDD | 1589
7X02CTO1WW | BCFJ | ThinkSystem 3.5" Intel P5600 3.2TB Mainstream NVMe PCIe 4.0 x4 Hot Swap SSD | 3829
7X02CTO1WW | BCFM | ThinkSystem 3.5" Intel P5600 1.6TB Mainstream NVMe PCIe 4.0 x4 Hot Swap SSD | 1929
7X02CTO1WW | BCFP | ThinkSystem 3.5" 18TB 7.2K SAS 12Gb Hot Swap 512e HDD | 1609
7X02CTO1WW | BCFQ | ThinkSystem 3.5" Intel P5600 6.4TB Mainstream NVMe PCIe 4.0 x4 Hot Swap SSD | 7649
7X02CTO1WW | BCFR | ThinkSystem U.2 Intel P5600 3.2TB Mainstream NVMe PCIe 4.0 x4 Hot Swap SSD | 3829
7X02CTO1WW | BCFS | ThinkSystem U.2 Intel P5600 6.4TB Mainstream NVMe PCIe 4.0 x4 Hot Swap SSD | 7639
7X02CTO1WW | BCFT | ThinkSystem U.2 Intel P5500 1.92TB Entry NVMe PCIe 4.0 x4 Hot Swap SSD | 1479
7X02CTO1WW | BCFU | ThinkSystem U.2 Intel P5500 7.68TB Entry NVMe PCIe 4.0 x4 Hot Swap SSD | 5359
7X02CTO1WW | BCFV | ThinkSystem U.2 Intel P5600 1.6TB Mainstream NVMe PCIe 4.0 x4 Hot Swap SSD | 1919
7X02CTO1WW | BCFW | ThinkSystem U.2 Intel P5500 3.84TB Entry NVMe PCIe 4.0 x4 Hot Swap SSD | 2689
7X02CTO1WW | BCGJ | ThinkSystem HHHL Kioxia CM5-V 1.6TB Mainstream NVMe PCIe3.0 x4 Flash Adapter | 2279
7X02CTO1WW | BCGK | ThinkSystem HHHL Kioxia CM5-V 3.2TB Mainstream NVMe PCIe3.0 x4 Flash Adapter | 4129
7X02CTO1WW | BCGL | ThinkSystem HHHL Kioxia CM5-V 6.4TB Mainstream NVMe PCIe3.0 x4 Flash Adapter | 7879
7X02CTO1WW | BCTC | ThinkSystem 2.5" Multi Vendor 240GB Entry SATA 6Gb Hot Swap SSD | 219
7X02CTO1WW | BCTD | ThinkSystem 2.5" Multi Vendor 480GB Entry SATA 6Gb Hot Swap SSD | 219
7X02CTO1WW | BCTE | ThinkSystem 2.5" Multi Vendor 960GB Entry SATA 6Gb Hot Swap SSD | 659
7X02CTO1WW | BCTF | ThinkSystem 2.5" Multi Vendor 1.92TB Entry SATA 6Gb Hot Swap SSD | 1289
7X02CTO1WW | BCTG | ThinkSystem 2.5" Multi Vendor 3.84TB Entry SATA 6Gb Hot Swap SSD | 1259
7X02CTO1WW | BCTH | ThinkSystem 3.5" Multi Vendor 240GB Entry SATA 6Gb Hot Swap SSD | 229
7X02CTO1WW | BCTJ | ThinkSystem 3.5" Multi Vendor 480GB Entry SATA 6Gb Hot Swap SSD | 219
7X02CTO1WW | BCTK | ThinkSystem 3.5" Multi Vendor 960GB Entry SATA 6Gb Hot Swap SSD | 669
7X02CTO1WW | BCTL | ThinkSystem 3.5" Multi Vendor 1.92TB Entry SATA 6Gb Hot Swap SSD | 1289
7X02CTO1WW | BCTM | ThinkSystem 3.5" Multi Vendor 3.84TB Entry SATA 6Gb Hot Swap SSD | 1269
7X02CTO1WW | BD49 | ThinkSystem Broadcom 57454 10/25GbE SFP28 4-port PCIe Ethernet Adapter V2 | 549
7X02CTO1WW | BE03 | ThinkSystem U.3 Kioxia CM6-V 800GB Mainstream NVMe PCIe 4.0 x4 Hot Swap SSD | 1439
7X02CTO1WW | BE04 | ThinkSystem 3.5" Kioxia CM6-V 800GB Mainstream NVMe PCIe 4.0 x4 Hot Swap SSD | 1449
7X02CTO1WW | BE29 | ThinkSystem 2.5" 5300 960GB Entry SATA 6Gb Hot Swap SSD SED | 579
7X02CTO1WW | BE2A | ThinkSystem U.2 PM1733 3.84TB Entry NVMe PCIe 4.0 x4 Hot Swap SSD SED | 2979
7X02CTO1WW | BE2B | ThinkSystem U.2 PM1733 7.68TB Entry NVMe PCIe 4.0 x4 Hot Swap SSD SED | 5579
7X02CTO1WW | BE2C | ThinkSystem U.3 Kioxia CM6-R 3.84TB Entry NVMe PCIe 4.0 x4 Hot Swap SSD SED | 3419
7X02CTO1WW | BE2D | ThinkSystem U.3 Kioxia CM6-R 7.68TB Entry NVMe PCIe 4.0 x4 Hot Swap SSD SED | 6669
7X02CTO1WW | BE2E | ThinkSystem U.2 PM1733 7.68TB Entry NVMe PCIe 4.0 x4 Hot Swap SSD | 5579
7X02CTO1WW | BE2F | ThinkSystem U.2 PM1733 15.36TB Entry NVMe PCIe 4.0 x4 Hot Swap SSD | 10969
7X02CTO1WW | BE2G | ThinkSystem U.3 Kioxia CM6-R 3.84TB Entry NVMe PCIe 4.0 x4 Hot Swap SSD | 3379
7X02CTO1WW | BE2H | ThinkSystem U.3 Kioxia CM6-R 7.68TB Entry NVMe PCIe 4.0 x4 Hot Swap SSD | 6639
7X02CTO1WW | BE4U | ThinkSystem Mellanox ConnectX-6 Lx 10/25GbE SFP28 2-Port PCIe Ethernet Adapter | 409
7X02CTO1WW | BE5E | VMware ESXi 7.0 U1 (Factory Installed) | 0
7X02CTO1WW | BEAP | ThinkSystem Mellanox ConnectX-5 EN 10/25GbE SFP28 2-port PCIe Ethernet Adapter | 629
7X02CTO1WW | BEMB | ThinkSystem 2.5" 5300 3.84TB Mainstream SATA 6Gb Hot Swap SSD SED | 3149
7X02CTO1WW | BEVK | ThinkSystem 3.5" PM1643a 7.68TB Entry SAS 12Gb Hot Swap SSD | 5589
7X02CTO1WW | BF6W | Lenovo 1m Passive 200G QSFP56 Ethernet DAC Cable | 339
7X02CTO1WW | BF92 | Lenovo 3m Passive 200G QSFP56 Ethernet DAC Cable | 549
7X02CTO1WW | BFY5 | ThinkSystem RAID 530-16i PCIe 12Gb Adapter | 579
7X02CTO1WW | BFYB | Operating mode selection for: "Maximum Performance Mode" | 0
7X02CTO1WW | BFYC | Operating mode selection for: "Minimal Power Mode" | 0
7X02CTO1WW | BFYD | Operating mode selection for: "Efficiency Favoring Power Savings Mode" | 0
7X02CTO1WW | BFYE | Operating mode selection for: "Efficiency - Favoring Performance Mode" | 0
7X02CTO1WW | BFZZ | ThinkSystem 2.5" Nytro 3732 800GB Performance SAS 12Gb Hot Swap SSD SED | 1669
7X02CTO1WW | BG00 | ThinkSystem 3.5" Nytro 3732 3.2TB Performance SAS 12Gb Hot Swap SSD | 6219
7X02CTO1WW | BG01 | ThinkSystem 3.5" Nytro 3732 1.6TB Performance SAS 12Gb Hot Swap SSD | 3239
7X02CTO1WW | BG02 | ThinkSystem 3.5" Nytro 3732 800GB Performance SAS 12Gb Hot Swap SSD | 1669
7X02CTO1WW | BG03 | ThinkSystem 3.5" Nytro 3732 400GB Performance SAS 12Gb Hot Swap SSD | 1029
7X02CTO1WW | BG04 | ThinkSystem 2.5" Nytro 3732 3.2TB Performance SAS 12Gb Hot Swap SSD | 6259
7X02CTO1WW | BG05 | ThinkSystem 2.5" Nytro 3732 1.6TB Performance SAS 12Gb Hot Swap SSD | 3259
7X02CTO1WW | BG06 | ThinkSystem 2.5" Nytro 3732 800GB Performance SAS 12Gb Hot Swap SSD | 1669
7X02CTO1WW | BG07 | ThinkSystem 2.5" Nytro 3732 400GB Performance SAS 12Gb Hot Swap SSD | 1029
7X02CTO1WW | BHE2 | ThinkSystem Solarflare X2522-Plus 10/25GbE SFP28 2-Port PCIe Ethernet Adapter | 3489
7X02CTO1WW | BHSR | VMware ESXi 7.0 U2 (Factory Installed) | 0
7X02CTO1WW | BHSS | MI for PXE with RJ45 Network port | 0
7X02CTO3WW | 747 | UID Asset Tag Label | 20
7X02CTO3WW | 2300 | BladeCenter Chassis Configuration | 250
7X02CTO3WW | 2305 | Integration 1U Component | 59
7X02CTO3WW | 2321 | Custom MFG SVCS Fee - Small Increment | 3
7X02CTO3WW | 5053 | SFP+ SR Transceiver | 699
7X02CTO3WW | 5977 | Select Storage devices - no configured RAID required | 0
7X02CTO3WW | 6400 | 2.8m, 13A/100-250V, C13 to C14 Jumper Cord | 9
7X02CTO3WW | 6401 | 2.8m, 13A/120V, C13 to NEMA 5-15P (US) Line Cord | 29
7X02CTO3WW | 6570 | 2.0m, 13A/100-250V, C13 to C14 Jumper Cord | 19
7X02CTO3WW | 6583 | 4.3m, 13A/100-250V, C13 to C14 Rack Power Cable | 19
7X02CTO3WW | 7831 | Customer Solution Center Services | 0
7X02CTO3WW | 7929 | e1350 Special Bid Solution Component | 0
7X02CTO3WW | 8067 | TAA Compliant Order | 0
7X02CTO3WW | 8072 | General Racking Solution | 0
7X02CTO3WW | 8086 | No Publications Selected | 0
7X02CTO3WW | 8971 | Integrate in manufacturing | 0
7X02CTO3WW | 8972 | Ship Uninstalled (Safety) | 0
7X02CTO3WW | A102 | Advanced Grouping | 0
7X02CTO3WW | A103 | System x Cluster Upgrade | 0
7X02CTO3WW | A193 | Integrated Solutions | 0
7X02CTO3WW | A1NN | High Performance Analytics Appliance | 0
7X02CTO3WW | A1PH | 1m Passive DAC SFP+ Cable | 69
7X02CTO3WW | A1PJ | 3m Passive DAC SFP+ Cable | 89
7X02CTO3WW | A1PK | 5m Passive DAC SFP+ Cable | 159
7X02CTO3WW | A2X0 | No Power Cord Validation | 0
7X02CTO3WW | A3BB | GNRx Solution | 0
7X02CTO3WW | A3RG | 0.5m Passive DAC SFP+ Cable | 79
7X02CTO3WW | A3RH | 7m Passive DAC SFP+ Cable | 179
7X02CTO3WW | A3SW | 1.2m, 16A/100-250V, 2 Short C13s to Short C20 Rack Power Cable | 55
7X02CTO3WW | A3SX | 2.5m, 16A/100-250V, 2 Long C13s to Short C20 Rack Power Cable | 75
7X02CTO3WW | A3SZ | 4.1m, 16A/100-250V, 2 Long C13s to Long C20 Rack Power Cable | 85
7X02CTO3WW | A4EY | No x Network Adapter | 0
7X02CTO3WW | A51N | 1.5m Passive DAC SFP+ Cable | 89
7X02CTO3WW | A51P | 2m Passive DAC SFP+ Cable | 89
7X02CTO3WW | A5DL | SFP 1000Base-T (RJ-45) Transceiver | 89
7X02CTO3WW | ASR5 | Lenovo 0.5m LC-LC OM3 MMF Cable | 24
7X02CTO3WW | ASR6 | Lenovo 1m LC-LC OM3 MMF Cable | 24
7X02CTO3WW | ASR7 | Lenovo 3m LC-LC OM3 MMF Cable | 24
7X02CTO3WW | ASR8 | Lenovo 5m LC-LC OM3 MMF Cable | 29
7X02CTO3WW | ASR9 | Lenovo 10m LC-LC OM3 MMF Cable | 39
7X02CTO3WW | ASRA | Lenovo 15m LC-LC OM3 MMF Cable | 45
7X02CTO3WW | ASRB | Lenovo 25m LC-LC OM3 MMF Cable | 54
7X02CTO3WW | AT2R | Lenovo 1m Active DAC SFP+ Cables | 129
7X02CTO3WW | AT2S | Lenovo 3m Active DAC SFP+ Cables | 139
7X02CTO3WW | AT2T | Lenovo 5m Active DAC SFP+ Cables | 159
7X02CTO3WW | AUKK | ThinkSystem 10Gb 4-port SFP+ LOM | 209
7X02CTO3WW | AUKM | ThinkSystem 10Gb 4-port Base-T LOM | 439
7X02CTO3WW | AUKU | ThinkSystem Mellanox ConnectX-4 Lx 10/25GbE SFP28 2-Port ML2 Ethernet Adapter | 519
7X02CTO3WW | AUNB | ThinkSystem 16GB TruDDR4 2666 MHz (1Rx4 1.2V) RDIMM | 289
7X02CTO3WW | AUNC | ThinkSystem 16GB TruDDR4 2666 MHz (2Rx8 1.2V) RDIMM | 319
7X02CTO3WW | AUND | ThinkSystem 32GB TruDDR4 2666 MHz (2Rx4 1.2V) RDIMM | 609
7X02CTO3WW | AUNL | ThinkSystem 430-8i SAS/SATA 12Gb HBA | 299
7X02CTO3WW | AUNP | FBU345 SuperCap | 135
7X02CTO3WW | AUPW | ThinkSystem XClarity Controller Standard to Enterprise Upgrade | 100
7X02CTO3WW | AURR | ThinkSystem M3.5 Screw for Riser 2x2pcs and Planar 5pcs | 0
7X02CTO3WW | AUU4 | ThinkSystem 3.5" 1TB 7.2K SAS 12Gb Hot Swap 512n HDD | 299
7X02CTO3WW | AUU5 | ThinkSystem 3.5" 2TB 7.2K SAS 12Gb Hot Swap 512n HDD | 339
7X02CTO3WW | AUU6 | ThinkSystem 3.5" 4TB 7.2K SAS 12Gb Hot Swap 512n HDD | 419
7X02CTO3WW | AUU7 | ThinkSystem 3.5" 6TB 7.2K SAS 12Gb Hot Swap 512e HDD | 549
7X02CTO3WW | AUUG | ThinkSystem 3.5" 10TB 7.2K SAS 12Gb Hot Swap 512e HDD | 849
7X02CTO3WW | AUUH | ThinkSystem 3.5" 4TB 7.2K SAS 12Gb Hot Swap 512n HDD FIPS | 829
7X02CTO3WW | AUV2 | ThinkSystem 1610-4P NVMe Switch Adapter | 929
7X02CTO3WW | AUW1 | ThinkSystem SR630 2.5" Chassis with 10 Bays | 935
7X02CTO3WW | AUW2 | ThinkSystem SR630 3.5" Chassis with 4 Bays | 975
7X02CTO3WW | AUW3 | Lenovo ThinkSystem Mainstream MB - 1U | 1579
7X02CTO3WW | AUW8 | ThinkSystem 3.5" SATA/SAS 4-Bay Backplane | 90
7X02CTO3WW | AUWA | ThinkSystem SR530/SR570/SR630 x16 PCIe LP Riser 2 Kit | 35
7X02CTO3WW | AUWC | ThinkSystem SR530/SR570/SR630 x8/x16 PCIe LP+LP Riser 1 Kit | 39
7X02CTO3WW | AUWE | ThinkSystem SR630 x8ML2/x16 PCIe LP+LP Riser 1 Kit | 59
7X02CTO3WW | AUWN | Lenovo ThinkSystem 1U LP Riser Bracket | 10
7X02CTO3WW | AUWQ | Lenovo ThinkSystem 1U LP+LP BF Riser Bracket | 10
7X02CTO3WW | AUWR | ThinkSystem 1U Security Bezel | 49
7X02CTO3WW | AUWW | Front VGA Connector Upgrade Kit for 1U 2.5" | 25
7X02CTO3WW | AV1B | Lenovo 25GBase-SR SFP28 Transceiver | 449
7X02CTO3WW | AV1D | Lenovo 100GBase-SR4 QSFP28 Transceiver | 1539
7X02CTO3WW | AV1W | Lenovo 1m Passive 25G SFP28 DAC Cable | 69
7X02CTO3WW | AV1X | Lenovo 3m Passive 25G SFP28 DAC Cable | 79
7X02CTO3WW | AV1Y | Lenovo 5m Passive 25G SFP28 DAC Cable | 159
7X02CTO3WW | AVFW | 0.75m Green Cat6 Cable | 19
7X02CTO3WW | AVFX | 1.0m Green Cat6 Cable | 19
7X02CTO3WW | AVFY | 1.25m Green Cat6 Cable | 19
7X02CTO3WW | AVFZ | 1.5m Green Cat6 Cable | 19
7X02CTO3WW | AVG0 | 3m Green Cat6 Cable | 25
7X02CTO3WW | AVKF | ThinkSystem SR630 2.5" U.2 10-Bay Backplane Kit | 300
7X02CTO3WW | AVUT | ThinkSystem XClarity Controller Standard to Advanced Upgrade | 50
7X02CTO3WW | AVW7 | DSSG Solution | 0
7X02CTO3WW | AVW8 | ThinkSystem 550W (230V/115V) Platinum Hot-Swap Power Supply | 349
7X02CTO3WW | AVW9 | ThinkSystem 750W (230V) Titanium Hot-Swap Power Supply | 549
7X02CTO3WW | AVWA | ThinkSystem 750W (230/115V) Platinum Hot-Swap Power Supply | 399
7X02CTO3WW | AVWB | ThinkSystem 1100W (230V/115V) Platinum Hot-Swap Power Supply | 499
7X02CTO3WW | AX8A | 4.3m, 13A/120V, C13 to NEMA 5-15P (US) Line Cord | 19
7X02CTO3WW | AXCA | ThinkSystem Toolless Slide Rail | 99
7X02CTO3WW | AXCB | ThinkSystem Toolless Slide Rail Kit with 1U CMA | 145
7X02CTO3WW | AXFM | ThinkSystem Toolless Friction Rail | 69
7X02CTO3WW | AXFN | ThinkSystem Screw-in Slide Rail | 129
7X02CTO3WW | AXFP | ThinkSystem 1U CMA Upgrade Kit for Screw-in Slide Rail | 40
7X02CTO3WW | B0ML | Feature Enable TPM on MB | 0
7X02CTO3WW | B0RJ | 10GBASE-LR SFP+Transceiver | 350
7X02CTO3WW | B0TE | ThinkSystem Screw-in Slide Rail Kit with 1U CMA | 145
7X02CTO3WW | B0YN | ThinkSystem 3.5" 2TB 7.2K SAS 12Gb Hot Swap 512e HDD FIPS | 899
7X02CTO3WW | B0YP | ThinkSystem 3.5" 6TB 7.2K SAS 12Gb Hot Swap 512e HDD FIPS | 559
7X02CTO3WW | B0YQ | ThinkSystem 3.5" 8TB 7.2K SAS 12Gb Hot Swap 512e HDD FIPS | 1349
7X02CTO3WW | B0YR | ThinkSystem 3.5" 8TB 7.2K SAS 12Gb Hot Swap 512e HDD | 659
7X02CTO3WW | B117 | ThinkSystem 3.5" 12TB 7.2K SAS 12Gb Hot Swap 512e HDD | 949
7X02CTO3WW | B136 | ThinkSystem 1U CMA Upgrade Kit for Toolless Slide Rail | 55
7X02CTO3WW | B144 | ThinkSystem SR630 new MB | 1730
7X02CTO3WW | B173 | Companion Part for XClarity Controller Standard to Enterprise Upgrade in Factory | 0
7X02CTO3WW | B22D | ThinkSystem 810-4P NVMe Switch Adapter | 799
7X02CTO3WW | B306 | Mellanox QSA 100G to 25G Cable Adapter | 149
7X02CTO3WW | B30W | Custom MFG SVCS Fee - Medium Increment | 30
7X02CTO3WW | B30X | Custom MFG SVCS Fee - Large Increment | 300
7X02CTO3WW | B34N | ThinkSystem U.2 PM983 1.92TB Entry NVMe PCIe 3.0 x4 Hot Swap SSD | 939
7X02CTO3WW | B34P | ThinkSystem U.2 PM983 3.84TB Entry NVMe PCIe 3.0 x4 Hot Swap SSD | 1839
7X02CTO3WW | B496 | ThinkSystem 3.5" 14TB 7.2K SAS 12Gb Hot Swap 512e HDD | 1199
7X02CTO3WW | B49E | ThinkSystem 3.5" Intel S4510 480GB Entry SATA 6Gb Hot Swap SSD | 209
7X02CTO3WW | B49F | ThinkSystem 3.5" Intel S4510 960GB Entry SATA 6Gb Hot Swap SSD | 539
7X02CTO3WW | B49G | ThinkSystem 3.5" Intel S4510 1.92TB Entry SATA 6Gb Hot Swap SSD | 1059
7X02CTO3WW | B49H | ThinkSystem 3.5" Intel S4510 3.84TB Entry SATA 6Gb Hot Swap SSD | 1989
7X02CTO3WW | B49S | ThinkSystem 3.5" Intel S4610 480GB Mainstream SATA 6Gb Hot Swap SSD | 309
7X02CTO3WW | B49T | ThinkSystem 3.5" Intel S4610 960GB Mainstream SATA 6Gb Hot Swap SSD | 1029
7X02CTO3WW | B49U | ThinkSystem 3.5" Intel S4610 1.92TB Mainstream SATA 6Gb Hot Swap SSD | 1799
7X02CTO3WW | B49V | ThinkSystem 3.5" Intel S4610 3.84TB Mainstream SATA 6Gb Hot Swap SSD | 3579
7X02CTO3WW | B4D3 | ThinkSystem U.2 PM983 7.68TB Entry NVMe PCIe3.0 x4 Hot Swap SSD | 4999
7X02CTO3WW | B4H2 | ThinkSystem 16GB TruDDR4 2933MHz (2Rx8 1.2V) RDIMM | 319
7X02CTO3WW | B4H3 | ThinkSystem 32GB TruDDR4 2933MHz (2Rx4 1.2V) RDIMM | 619
7X02CTO3WW | B4H4 | ThinkSystem 64GB TruDDR4 2933MHz (2Rx4 1.2V) RDIMM | 1279
7X02CTO3WW | B4H7 | Intel Xeon Platinum 8280 28C 205W 2.7GHz Processor | 18089
7X02CTO3WW | B4H8 | Intel Xeon Platinum 8276 28C 165W 2.2GHz Processor | 15099
7X02CTO3WW | B4H9 | Intel Xeon Platinum 8270 26C 205W 2.7GHz Processor | 12739
7X02CTO3WW | B4HA | Intel Xeon Platinum 8268 24C 205W 2.9GHz Processor | 10929
7X02CTO3WW | B4HB | Intel Xeon Platinum 8260 24C 165W 2.4GHz Processor | 8159
7X02CTO3WW | B4HC | Intel Xeon Gold 6252 24C 150W 2.1GHz Processor | 5909
7X02CTO3WW | B4HE | Intel Xeon Gold 6248 20C 150W 2.5GHz Processor | 5049
7X02CTO3WW | B4HF | Intel Xeon Gold 6244 8C 150W 3.6GHz Processor | 4699
7X02CTO3WW | B4HG | Intel Xeon Gold 6242 16C 150W 2.8GHz Processor | 4419
7X02CTO3WW | B4HH | Intel Xeon Gold 6240 18C 150W 2.6GHz Processor | 3819
7X02CTO3WW | B4HJ | Intel Xeon Gold 6230 20C 125W 2.1GHz Processor | 3099
7X02CTO3WW | B4HK | Intel Xeon Gold 5220 18C 125W 2.2GHz Processor | 2599
7X02CTO3WW | B4HL | Intel Xeon Gold 5218 16C 125W 2.3GHz Processor | 2019
7X02CTO3WW | B4HM | Intel Xeon Gold 5217 8C 115W 3.0GHz Processor | 2659
7X02CTO3WW | B4HN | Intel Xeon Gold 5215 10C 85W 2.5GHz Processor | 2019
7X02CTO3WW | B4HP | Intel Xeon Silver 4216 16C 100W 2.1GHz Processor | 1649
7X02CTO3WW | B4HQ | Intel Xeon Silver 4215 8C 85W 2.5GHz Processor | 1399
7X02CTO3WW | B4HR | Intel Xeon Silver 4214 12C 85W 2.2GHz Processor | 1169
7X02CTO3WW | B4HS | Intel Xeon Silver 4210 10C 85W 2.2GHz Processor | 859
7X02CTO3WW | B4HT | Intel Xeon Silver 4208 8C 85W 2.1GHz Processor | 799
7X02CTO3WW | B4HU | Intel Xeon Bronze 3204 6C 85W 1.9GHz Processor | 439
7X02CTO3WW | B4NK | ThinkSystem SR630 Refresh MB | 1730
7X02CTO3WW | B4P2 | Intel Xeon Gold 6238T 22C 125W 1.9GHz Processor | 4349
7X02CTO3WW | B4P3 | Intel Xeon Gold 5218T 16C 105W 2.1GHz Processor | 2399
7X02CTO3WW | B4P4 | Intel Xeon Silver 4209T 8C 70W 2.2GHz Processor | 929
7X02CTO3WW | B4P5 | Intel Xeon Platinum 8280L 28C 205W 2.7GHz Processor | 29099
7X02CTO3WW | B4P6 | Intel Xeon Platinum 8276L 28C 165W 2.2GHz Processor | 26689
7X02CTO3WW | B4P7 | Intel Xeon Platinum 8260L 24C 165W 2.4GHz Processor | 19249
7X02CTO3WW | B4P9 | Intel Xeon Gold 5215L 10C 85W 2.5GHz Processor | 17019
7X02CTO3WW | B4YB | ThinkSystem NVIDIA T4 16GB PCIe Passive GPU | 6279
7X02CTO3WW | B5RY | Intel Xeon Gold 6230N 20C 125W 2.3GHz Processor | 3239
7X02CTO3WW | B5RZ | Intel Xeon Platinum 8253 16C 125W 2.2GHz Processor | 5299
7X02CTO3WW | B5S1 | Intel Xeon Gold 5222 4C 105W 3.8GHz Processor | 1999
7X02CTO3WW | B5S2 | Intel Xeon Platinum 8256 4C 105W 3.8GHz Processor | 12099
7X02CTO3WW | B6BS | Intel Xeon Gold 5218B 16C 125W 2.3GHz Processor | 2019
7X02CTO3WW | B6BW | Scale 7X02 / 7X06 - NICLabel | 0
7X02CTO3WW | B6BX | Scale EULA LBL | 0
7X02CTO3WW | B6BY | Scale ATE | 0
7X02CTO3WW | B6CJ | Intel Xeon Gold 6238 22C 140W 2.1GHz Processor | 4799
7X02CTO3WW | B6CK | Intel Xeon Gold 6234 8C 130W 3.3GHz Processor | 3999
7X02CTO3WW | B6CL | Intel Xeon Gold 6226 12C 125W 2.7GHz Processor | 3299
7X02CTO3WW | B6CP | Intel Xeon Gold 6230T 20C 125W 2.1GHz Processor | 3599
7X02CTO3WW | B6CQ | Intel Xeon Gold 5220T 18C 105W 1.9GHz Processor | 3199
7X02CTO3WW | B6CR | Intel Xeon Gold 6238L 22C 140W 2.1GHz Processor | 14599
7X02CTO3WW | B6CS | Intel Xeon Gold 6240L 18C 150W 2.6GHz Processor | 14299
7X02CTO3WW | B6CT | Intel Xeon Gold 6252N 24C 150W 2.3GHz Processor | 7699
7X02CTO3WW | B6CU | Intel Xeon Gold 6262V 24C 135W 1.9GHz Processor | 5399
7X02CTO3WW | B6CV | Intel Xeon Gold 6222V 20C 115W 1.8GHz Processor | 2999
7X02CTO3WW | B6CW | Intel Xeon Gold 5220S 18C 125W 2.7GHz Processor | 3699
7X02CTO3WW | B6PD | Intel Xeon Gold 6246 12C 165W 3.3GHz Processor | 5999
7X02CTO3WW | B6TJ | ThinkSystem U.2 PM983 960GB Entry NVMe PCIe 3.0 x4 Hot Swap SSD | 549
7X02CTO3WW | B7A0 | Scale Preload | 0
7X02CTO3WW | B7A1 | Scale - 7X02 FW Level | 0
7X02CTO3WW | B7EZ | ThinkSystem 3.5" 16TB 7.2K SAS 12Gb Hot Swap 512e HDD | 1309
7X02CTO3WW | B7N3 | Intel Xeon Bronze 3206R 8C 85W 1.9GHz Processor | 559
7X02CTO3WW | B7N5 | Intel Xeon Silver 4210R 10C 100W 2.4GHz Processor | 899
7X02CTO3WW | B7N6 | Intel Xeon Silver 4214R 12C 100W 2.4GHz Processor | 1259
7X02CTO3WW | B7N9 | Intel Xeon Gold 5220R 24C 150W 2.2GHz Processor | 2739
7X02CTO3WW | B8HQ | ThinkSystem 3.5" 5300 3.84TB Entry SATA 6Gb Hot Swap SSD | 2179
7X02CTO3WW | B8HZ | ThinkSystem 3.5" 5300 1.92TB Entry SATA 6Gb Hot Swap SSD | 1139
7X02CTO3WW | B8J3 | ThinkSystem 3.5" 5300 7.68TB Entry SATA 6Gb Hot Swap SSD | 4119
7X02CTO3WW | B8J9 | ThinkSystem 3.5" 5300 480GB Entry SATA 6Gb Hot Swap SSD | 379
7X02CTO3WW | B8JB | ThinkSystem 3.5" 5300 240GB Entry SATA 6Gb Hot Swap SSD | 369
7X02CTO3WW | B8JC | ThinkSystem 3.5" 5300 960GB Entry SATA 6Gb Hot Swap SSD | 629
7X02CTO3WW | BAZL | Intel Xeon Gold 6238R 28C 165W 2.2GHz Processor | 4599
7X02CTO3WW | BAZM | Intel Xeon Gold 6240R 24C 165W 2.4GHz Processor | 3859
7X02CTO3WW | BAZS | Intel Xeon Gold 5218R 20C 125W 2.1GHz Processor | 2259
7X02CTO3WW | BAZU | Intel Xeon Silver 4215R 8C 130W 3.2GHz Processor | 1429
7X02CTO3WW | BAZW | Intel Xeon Gold 6226R 16C 150W 2.9GHz Processor | 2289
7X02CTO3WW | BAZX | Intel Xeon Gold 6230R 26C 150W 2.1GHz Processor | 3349
7X02CTO3WW | BJLX | Scale 7X02/7X06 NVMe GPU Preload | 0
7X02CTO4WW | 747 | UID Asset Tag Label | 20
7X02CTO4WW | 2300 | BladeCenter Chassis Configuration | 250
7X02CTO4WW | 2305 | Integration 1U Component | 59
7X02CTO4WW | 2321 | Custom MFG SVCS Fee - Small Increment | 3
7X02CTO4WW | 5053 | SFP+ SR Transceiver | 699
7X02CTO4WW | 5977 | Select Storage devices - no configured RAID required | 0
7X02CTO4WW | 6201 | 1.5m, 10A/100-250V, C13 to IEC 320-C14 Rack Power Cable | 19
7X02CTO4WW | 6204 | 2.8m, 10A/100-250V, C13 to IEC 320-C20 Rack Power Cable | 19
7X02CTO4WW | 6263 | 4.3m, 10A/100-250V, C13 to IEC 320-C14 Rack Power Cable | 19
7X02CTO4WW | 6311 | 2.8m, 10A/100-250V, C13 to IEC 320-C14 Rack Power Cable | 9
7X02CTO4WW | 6313 | 2.8m, 10A/120V, C13 to NEMA 5-15P (US) Line Cord | 19
7X02CTO4WW | 6314 | 2.8m, 100V, C13 to JIS C-8303 (Japan) Line Cord | 9
7X02CTO4WW | 6370 | 4.3m, 10A/125V, C13 to NEMA 5-15P (US) Line Cord | 10
7X02CTO4WW | 6373 | 4.3m, 10A/250V, C13 to NEMA 6-15P (US) Line Cord | 15
7X02CTO4WW | 6400 | 2.8m, 13A/100-250V, C13 to C14 Jumper Cord | 9
7X02CTO4WW | 6401 | 2.8m, 13A/120V, C13 to NEMA 5-15P (US) Line Cord | 29
7X02CTO4WW | 6570 | 2.0m, 13A/100-250V, C13 to C14 Jumper Cord | 19
7X02CTO4WW | 6583 | 4.3m, 13A/100-250V, C13 to C14 Rack Power Cable | 19
7X02CTO4WW | 7831 | Customer Solution Center Services | 0
7X02CTO4WW | 8067 | TAA Compliant Order | 0
7X02CTO4WW | 8072 | General Racking Solution | 0
7X02CTO4WW | 8086 | No Publications Selected | 0
7X02CTO4WW | 8971 | Integrate in manufacturing | 0
7X02CTO4WW | 8972 | Ship Uninstalled (Safety) | 0
7X02CTO4WW | A102 | Advanced Grouping | 0
7X02CTO4WW | A1PH | 1m Passive DAC SFP+ Cable | 69
7X02CTO4WW | A1PJ | 3m Passive DAC SFP+ Cable | 89
7X02CTO4WW | A1PK | 5m Passive DAC SFP+ Cable | 159
7X02CTO4WW | A1RF | 2.8m, 10A/250V, C13 to NEMA 6-15P Line Cord | 15
7X02CTO4WW | A2X0 | No Power Cord Validation | 0
7X02CTO4WW | A3RG | 0.5m Passive DAC SFP+ Cable | 79
7X02CTO4WW | A3RH | 7m Passive DAC SFP+ Cable | 179
7X02CTO4WW | A3SW | 1.2m, 16A/100-250V, 2 Short C13s to Short C20 Rack Power Cable | 55
7X02CTO4WW | A3SX | 2.5m, 16A/100-250V, 2 Long C13s to Short C20 Rack Power Cable | 75
7X02CTO4WW | A3SY | 2.8m, 16A/100-250V, 2 Short C13s to Long C20 Rack Power Cable | 79
7X02CTO4WW | A3SZ | 4.1m, 16A/100-250V, 2 Long C13s to Long C20 Rack Power Cable | 85
7X02CTO4WW | A4EY | No x Network Adapter | 0
7X02CTO4WW | A4VP | 1.0m, 10A/100-250V, C13 to IEC 320-C14 Rack Power Cable | 19
7X02CTO4WW | A51N | 1.5m Passive DAC SFP+ Cable | 89
7X02CTO4WW | A51P | 2m Passive DAC SFP+ Cable | 89
7X02CTO4WW | A5DL | SFP 1000Base-T (RJ-45) Transceiver | 89
7X02CTO4WW | AT2R | Lenovo 1m Active DAC SFP+ Cables | 129
7X02CTO4WW | AT2S | Lenovo 3m Active DAC SFP+ Cables | 139
7X02CTO4WW | AT2T | Lenovo 5m Active DAC SFP+ Cables | 159
7X02CTO4WW | ATPX | Intel X550-T2 Dual Port 10GBase-T Adapter | 599
7X02CTO4WW | ATYX | Lenovo 1m SFP+ to SFP+ Active Optical Cable | 104
7X02CTO4WW | ATYY | Lenovo 3m SFP+ to SFP+ Active Optical Cable | 99
7X02CTO4WW | ATYZ | Lenovo 5m SFP+ to SFP+ Active Optical Cable | 114
7X02CTO4WW | ATZ0 | Lenovo 7m SFP+ to SFP+ Active Optical Cable | 129
7X02CTO4WW | ATZ1 | Lenovo 15m SFP+ to SFP+ Active Optical Cable | 169
7X02CTO4WW | ATZ2 | Lenovo 20m SFP+ to SFP+ Active Optical Cable | 169
7X02CTO4WW | AUKK | ThinkSystem 10Gb 4-port SFP+ LOM | 209
7X02CTO4WW | AUKM | ThinkSystem 10Gb 4-port Base-T LOM | 439
7X02CTO4WW | AUKX | ThinkSystem Intel X710-DA2 PCIe 10Gb 2-Port SFP+ Ethernet Adapter | 459
7X02CTO4WW | AUMU | ThinkSystem M.2 Enablement Kit | 39
7X02CTO4WW | AUNB | ThinkSystem 16GB TruDDR4 2666 MHz (1Rx4 1.2V) RDIMM | 289
7X02CTO4WW | AUNC | ThinkSystem 16GB TruDDR4 2666 MHz (2Rx8 1.2V) RDIMM | 319
7X02CTO4WW | AUND | ThinkSystem 32GB TruDDR4 2666 MHz (2Rx4 1.2V) RDIMM | 609
7X02CTO4WW | AUNE | ThinkSystem 64GB TruDDR4 2666 MHz (4Rx4 1.2V) LRDIMM | 1259
7X02CTO4WW | AUNM | ThinkSystem 430-16i SAS/SATA 12Gb HBA | 589
7X02CTO4WW | AUPW | ThinkSystem XClarity Controller Standard to Enterprise Upgrade | 100
7X02CTO4WW | AURR | ThinkSystem M3.5 Screw for Riser 2x2pcs and Planar 5pcs | 0
7X02CTO4WW | AUU1 | ThinkSystem 8GB TruDDR4 2666 MHz (1Rx8 1.2V) RDIMM | 189
7X02CTO4WW | AUUE | ThinkSystem 2.5" 1TB 7.2K SATA 6Gb Hot Swap 512n HDD | 469
7X02CTO4WW | AUUJ | ThinkSystem 2.5" 2TB 7.2K SATA 6Gb Hot Swap 512e HDD | 849
7X02CTO4WW | AUUV | ThinkSystem M.2 128GB SATA 6Gbps Non-Hot Swap SSD | 159
7X02CTO4WW | AUW1 | ThinkSystem SR630 2.5" Chassis with 10 Bays | 935
7X02CTO4WW | AUW3 | Lenovo ThinkSystem Mainstream MB - 1U | 1579
7X02CTO4WW | AUW9 | ThinkSystem 1U 2.5" 4 AnyBay 10-Bay Backplane | 250
7X02CTO4WW | AUWA | ThinkSystem SR530/SR570/SR630 x16 PCIe LP Riser 2 Kit | 35
7X02CTO4WW | AUWC | ThinkSystem SR530/SR570/SR630 x8/x16 PCIe LP+LP Riser 1 Kit | 39
7X02CTO4WW | AUWN | Lenovo ThinkSystem 1U LP Riser Bracket | 10
7X02CTO4WW | AUWQ | Lenovo ThinkSystem 1U LP+LP BF Riser Bracket | 10
7X02CTO4WW | AUWW | Front VGA Connector Upgrade Kit for 1U 2.5" | 25
7X02CTO4WW | AV1W | Lenovo 1m Passive 25G SFP28 DAC Cable | 69
7X02CTO4WW | AV1X | Lenovo 3m Passive 25G SFP28 DAC Cable | 79
7X02CTO4WW | AV1Y | Lenovo 5m Passive 25G SFP28 DAC Cable | 159
7X02CTO4WW | AVUT | ThinkSystem XClarity Controller Standard to Advanced Upgrade | 50
7X02CTO4WW | AVWA | ThinkSystem 750W (230/115V) Platinum Hot-Swap Power Supply | 399
7X02CTO4WW | AVWB | ThinkSystem 1100W (230V/115V) Platinum Hot-Swap Power Supply | 499
7X02CTO4WW | AWDZ | Intel Xeon Gold 6138 20C 125W 2.0GHz Processor | 4099
7X02CTO4WW | AWE4 | Intel Xeon Gold 6130T 16C 125W 2.1GHz Processor | 3129
7X02CTO4WW | AWE5 | Intel Xeon Gold 6126T 12C 125W 2.6GHz Processor | 2979
7X02CTO4WW | AWE8 | Intel Xeon Gold 5120T 14C 105W 2.2GHz Processor | 2699
7X02CTO4WW | AWEA | Intel Xeon Silver 4116T 12C 85W 2.1GHz Processor | 1979
7X02CTO4WW | AWEH | Intel Xeon Bronze 3106 8C 85W 1.7GHz Processor | 599
7X02CTO4WW | AWEK | Intel Xeon Platinum 8160T 24C 150W 2.1GHz Processor | 9129
7X02CTO4WW | AWEL | Intel Xeon Gold 6126 12C 125W 2.6GHz Processor | 2869
7X02CTO4WW | AWEM | Intel Xeon Gold 6138T 20C 125W 2.0GHz Processor | 4349
7X02CTO4WW | AWEN | Intel Xeon Gold 6130 16C 125W 2.1GHz Processor | 2999
7X02CTO4WW | AWEP | Intel Xeon Gold 5118 12C 105W 2.3GHz Processor | 2019
7X02CTO4WW | AWEQ | Intel Xeon Gold 5119T 14C 85W 2.0GHz Processor | 2549
7X02CTO4WW | AWER | Intel Xeon Silver 4116 12C 85W 2.1GHz Processor | 1649
7X02CTO4WW | AWES | Intel Xeon Silver 4114T 10C 85W 2.2GHz Processor | 1369
7X02CTO4WW | AX8A | 4.3m, 13A/120V, C13 to NEMA 5-15P (US) Line Cord | 19
7X02CTO4WW | AXCA | ThinkSystem Toolless Slide Rail | 99
7X02CTO4WW | B0ML | Feature Enable TPM on MB | 0
7X02CTO4WW | B0N4 | 2.0m, 10A/100-250V, C13 to IEC 320-C14 Rack Power Cable | 29
7X02CTO4WW | B0N5 | 1.0m, 13A/100-250V, C13 to C14 Jumper Cord | 25
7X02CTO4WW | B0N6 | 1.5m, 13A/100-250V, C13 to C14 Jumper Cord | 29
7X02CTO4WW | B0RJ | 10GBASE-LR SFP+Transceiver | 350
7X02CTO4WW | B173 | Companion Part for XClarity Controller Standard to Enterprise Upgrade in Factory | 0
7X02CTO4WW | B2WM | SR630 10x2.5" BP Cable Kit for 8i | 45
7X02CTO4WW | B2WN | SR630 10x2.5" BP Cable Kit for 205W | 65
7X02CTO4WW | B30W | Custom MFG SVCS Fee - Medium Increment | 30
7X02CTO4WW | B30X | Custom MFG SVCS Fee - Large Increment | 300
7X02CTO4WW | B48B | ThinkSystem 2.5" 5200 1.92TB Mainstream SATA 6Gb Hot Swap SSD | 2129
7X02CTO4WW | B48C | ThinkSystem 2.5" 5200 3.84TB Mainstream SATA 6Gb Hot Swap SSD | 4869
7X02CTO4WW | B49M | ThinkSystem 2.5" Intel S4610 480GB Mainstream SATA 6Gb Hot Swap SSD | 479
7X02CTO4WW | B49N | ThinkSystem 2.5" Intel S4610 960GB Mainstream SATA 6Gb Hot Swap SSD | 699
7X02CTO4WW | B49P | ThinkSystem 2.5" Intel S4610 1.92TB Mainstream SATA 6Gb Hot Swap SSD | 1289
7X02CTO4WW | B49Q | ThinkSystem 2.5" Intel S4610 3.84TB Mainstream SATA 6Gb Hot Swap SSD | 2499
7X02CTO4WW | B4H1 | ThinkSystem 8GB TruDDR4 2933MHz (1Rx8 1.2V) RDIMM | 219
7X02CTO4WW | B4H2 | ThinkSystem 16GB TruDDR4 2933MHz (2Rx8 1.2V) RDIMM | 319
7X02CTO4WW | B4H3 | ThinkSystem 32GB TruDDR4 2933MHz (2Rx4 1.2V) RDIMM | 619
7X02CTO4WW | B4H4 | ThinkSystem 64GB TruDDR4 2933MHz (2Rx4 1.2V) RDIMM | 1279
7X02CTO4WW | B4H7 | Intel Xeon Platinum 8280 28C 205W 2.7GHz Processor | 18089
7X02CTO4WW | B4H9 | Intel Xeon Platinum 8270 26C 205W 2.7GHz Processor | 12739
7X02CTO4WW | B4HA | Intel Xeon Platinum 8268 24C 205W 2.9GHz Processor | 10929
7X02CTO4WW | B4HB | Intel Xeon Platinum 8260 24C 165W 2.4GHz Processor | 8159
7X02CTO4WW | B4HC | Intel Xeon Gold 6252 24C 150W 2.1GHz Processor | 5909
7X02CTO4WW | B4HE | Intel Xeon Gold 6248 20C 150W 2.5GHz Processor | 5049
7X02CTO4WW | B4HG | Intel Xeon Gold 6242 16C 150W 2.8GHz Processor | 4419
7X02CTO4WW | B4HH | Intel Xeon Gold 6240 18C 150W 2.6GHz Processor | 3819
7X02CTO4WW | B4HJ | Intel Xeon Gold 6230 20C 125W 2.1GHz Processor | 3099
7X02CTO4WW | B4HK | Intel Xeon Gold 5220 18C 125W 2.2GHz Processor | 2599
7X02CTO4WW | B4HL | Intel Xeon Gold 5218 16C 125W 2.3GHz Processor | 2019
7X02CTO4WW | B4HN | Intel Xeon Gold 5215 10C 85W 2.5GHz Processor | 2019
7X02CTO4WW | B4HP | Intel Xeon Silver 4216 16C 100W 2.1GHz Processor | 1649
7X02CTO4WW | B4HR | Intel Xeon Silver 4214 12C 85W 2.2GHz Processor | 1169
7X02CTO4WW | B4HS | Intel Xeon Silver 4210 10C 85W 2.2GHz Processor | 859
7X02CTO4WW | B4HU | Intel Xeon Bronze 3204 6C 85W 1.9GHz Processor | 439
7X02CTO4WW | B4NK | ThinkSystem SR630 Refresh MB | 1730
7X02CTO4WW | B4NU | Intel Xeon Platinum 8260Y 24/20/16C 165W 2.4GHz Processor | 9799
7X02CTO4WW | B4P3 | Intel Xeon Gold 5218T 16C 105W 2.1GHz Processor | 2399
7X02CTO4WW | B4P5 | Intel Xeon Platinum 8280L 28C 205W 2.7GHz Processor | 29099
7X02CTO4WW | B4P6 | Intel Xeon Platinum 8276L 28C 165W 2.2GHz Processor | 26689
7X02CTO4WW | B4P7 | Intel Xeon Platinum 8260L 24C 165W 2.4GHz Processor | 19249
7X02CTO4WW | B4P9 | Intel Xeon Gold 5215L 10C 85W 2.5GHz Processor | 17019
7X02CTO4WW | B5RY | Intel Xeon Gold 6230N 20C 125W 2.3GHz Processor | 3239
7X02CTO4WW | B5RZ | Intel Xeon Platinum 8253 16C 125W 2.2GHz Processor | 5299
7X02CTO4WW | B6BS | Intel Xeon Gold 5218B 16C 125W 2.3GHz Processor | 2019
7X02CTO4WW | B6CJ | Intel Xeon Gold 6238 22C 140W 2.1GHz Processor | 4799
7X02CTO4WW | B6CL | Intel Xeon Gold 6226 12C 125W 2.7GHz Processor | 3299
7X02CTO4WW | B6CP | Intel Xeon Gold 6230T 20C 125W 2.1GHz Processor | 3599
7X02CTO4WW | B6CR | Intel Xeon Gold 6238L 22C 140W 2.1GHz Processor | 14599
7X02CTO4WW | B6CS | Intel Xeon Gold 6240L 18C 150W 2.6GHz Processor | 14299
7X02CTO4WW | B6CT | Intel Xeon Gold 6252N 24C 150W 2.3GHz Processor | 7699
7X02CTO4WW | B6CW | Intel Xeon Gold 5220S 18C 125W 2.7GHz Processor | 3699
7X02CTO4WW | B6PD | Intel Xeon Gold 6246 12C 165W 3.3GHz Processor | 5999
7X02CTO4WW | B7N3 | Intel Xeon Bronze 3206R 8C 85W 1.9GHz Processor | 559
7X02CTO4WW | B7N5 | Intel Xeon Silver 4210R 10C 100W 2.4GHz Processor | 899
7X02CTO4WW | B7N6 | Intel Xeon Silver 4214R 12C 100W 2.4GHz Processor | 1259
7X02CTO4WW | B7N9 | Intel Xeon Gold 5220R 24C 150W 2.2GHz Processor | 2739
7X02CTO4WW | B888 | Pivot3 1U Shipgroup | 249
7X02CTO4WW | B88A | Pivot3- 7X02 - Preload | 0
7X02CTO4WW | B88C | Pivot3 -7X02/7X06 Support ATE | 0
7X02CTO4WW | B8HY | ThinkSystem 2.5" 5300 480GB Mainstream SATA 6Gb Hot Swap SSD | 429
7X02CTO4WW | B8J6 | ThinkSystem 2.5" 5300 960GB Mainstream SATA 6Gb Hot Swap SSD | 729
7X02CTO4WW | B8J7 | ThinkSystem 2.5" 5300 3.84TB Mainstream SATA 6Gb Hot Swap SSD | 2179
7X02CTO4WW | B8JE | ThinkSystem 2.5" 5300 1.92TB Mainstream SATA 6Gb Hot Swap SSD | 1279
7X02CTO4WW | BAZL | Intel Xeon Gold 6238R 28C 165W 2.2GHz Processor | 4599
7X02CTO4WW | BAZM | Intel Xeon Gold 6240R 24C 165W 2.4GHz Processor | 3859
7X02CTO4WW | BAZS | Intel Xeon Gold 5218R 20C 125W 2.1GHz Processor | 2259
7X02CTO4WW | BAZW | Intel Xeon Gold 6226R 16C 150W 2.9GHz Processor | 2289
7X02CTO4WW | BAZX | Intel Xeon Gold 6230R 26C 150W 2.1GHz Processor | 3349
7X02CTO4WW | BCFV | ThinkSystem U.2 Intel P5600 1.6TB Mainstream NVMe PCIe 4.0 x4 Hot Swap SSD | 1919
7X02CTO4WW | BD3R | Pivot3 7X02 FW Level | 0
7X02CTO8WW | 747 | UID Asset Tag Label | 20
7X02CTO8WW | 2300 | BladeCenter Chassis Configuration | 250
7X02CTO8WW | 2305 | Integration 1U Component | 59
7X02CTO8WW | 2321 | Custom MFG SVCS Fee - Small Increment | 3
7X02CTO8WW | 5053 | SFP+ SR Transceiver | 699
7X02CTO8WW | 5340 | Serial Conversion Option (SCO) | 249
7X02CTO8WW | 5341 | Virtual Media Conversion Option Gen2 (VCO2) | 129
7X02CTO8WW | 5977 | Select Storage devices - no configured RAID required | 0
7X02CTO8WW | 6201 | 1.5m, 10A/100-250V, C13 to IEC 320-C14 Rack Power Cable | 19
7X02CTO8WW | 6204 | 2.8m, 10A/100-250V, C13 to IEC 320-C20 Rack Power Cable | 19
7X02CTO8WW | 6263 | 4.3m, 10A/100-250V, C13 to IEC 320-C14 Rack Power Cable | 19
7X02CTO8WW | 6311 | 2.8m, 10A/100-250V, C13 to IEC 320-C14 Rack Power Cable | 9
7X02CTO8WW | 6313 | 2.8m, 10A/120V, C13 to NEMA 5-15P (US) Line Cord | 19
7X02CTO8WW | 6370 | 4.3m, 10A/125V, C13 to NEMA 5-15P (US) Line Cord | 10
7X02CTO8WW | 6373 | 4.3m, 10A/250V, C13 to NEMA 6-15P (US) Line Cord | 15
7X02CTO8WW | 6400 | 2.8m, 13A/100-250V, C13 to C14 Jumper Cord | 9
7X02CTO8WW | 6401 | 2.8m, 13A/120V, C13 to NEMA 5-15P (US) Line Cord | 29
7X02CTO8WW | 6570 | 2.0m, 13A/100-250V, C13 to C14 Jumper Cord | 19
7X02CTO8WW | 6583 | 4.3m, 13A/100-250V, C13 to C14 Rack Power Cable | 19
7X02CTO8WW | 7831 | Customer Solution Center Services | 0
7X02CTO8WW | 8067 | TAA Compliant Order | 0
7X02CTO8WW | 8072 | General Racking Solution | 0
7X02CTO8WW | 8086 | No Publications Selected | 0
7X02CTO8WW | 8971 | Integrate in manufacturing | 0
7X02CTO8WW | 8972 | Ship Uninstalled (Safety) | 0
7X02CTO8WW | A102 | Advanced Grouping | 0
7X02CTO8WW | A1DQ | 3m QSFP+ to QSFP+ Cable | 329
7X02CTO8WW | A1PH | 1m Passive DAC SFP+ Cable | 69
7X02CTO8WW | A1PJ | 3m Passive DAC SFP+ Cable | 89
7X02CTO8WW | A1PK | 5m Passive DAC SFP+ Cable | 159
7X02CTO8WW | A1RF | 2.8m, 10A/250V, C13 to NEMA 6-15P Line Cord | 15
7X02CTO8WW | A2X0 | No Power Cord Validation | 0
7X02CTO8WW | A3RG | 0.5m Passive DAC SFP+ Cable | 79
7X02CTO8WW | A3RH | 7m Passive DAC SFP+ Cable | 179
7X02CTO8WW | A3SW | 1.2m, 16A/100-250V, 2 Short C13s to Short C20 Rack Power Cable | 55
7X02CTO8WW | A3SX | 2.5m, 16A/100-250V, 2 Long C13s to Short C20 Rack Power Cable | 75
7X02CTO8WW | A3SY | 2.8m, 16A/100-250V, 2 Short C13s to Long C20 Rack Power Cable | 79
7X02CTO8WW | A3SZ | 4.1m, 16A/100-250V, 2 Long C13s to Long C20 Rack Power Cable | 85
7X02CTO8WW | A4EY | No x Network Adapter | 0
7X02CTO8WW | A4VP | 1.0m, 10A/100-250V, C13 to IEC 320-C14 Rack Power Cable | 19
7X02CTO8WW | A51N | 1.5m Passive DAC SFP+ Cable | 89
7X02CTO8WW | A51P | 2m Passive DAC SFP+ Cable | 89
7X02CTO8WW | A5DL | SFP 1000Base-T (RJ-45) Transceiver | 89
7X02CTO8WW | ARZB | 0.75m Mellanox QSFP Passive DAC Cable | 149
7X02CTO8WW | ARZC | 1m Mellanox QSFP Passive DAC Cable | 159
7X02CTO8WW | ARZD | 1.25m Mellanox QSFP Passive DAC Cable | 169
7X02CTO8WW | ARZE | 1.5m Mellanox QSFP Passive DAC Cable | 169
7X02CTO8WW | ARZF | 3m Mellanox QSFP Passive DAC Cable | 189
7X02CTO8WW | ASR5 | Lenovo 0.5m LC-LC OM3 MMF Cable | 24
7X02CTO8WW | ASR6 | Lenovo 1m LC-LC OM3 MMF Cable | 24
7X02CTO8WW | ASR7 | Lenovo 3m LC-LC OM3 MMF Cable | 24
7X02CTO8WW | ASR8 | Lenovo 5m LC-LC OM3 MMF Cable | 29
7X02CTO8WW | ASR9 | Lenovo 10m LC-LC OM3 MMF Cable | 39
7X02CTO8WW | ASRA | Lenovo 15m LC-LC OM3 MMF Cable | 45
7X02CTO8WW | ASRB | Lenovo 25m LC-LC OM3 MMF Cable | 54
7X02CTO8WW | AT2R | Lenovo 1m Active DAC SFP+ Cables | 129
7X02CTO8WW | AT2S | Lenovo 3m Active DAC SFP+ Cables | 139
7X02CTO8WW | AT2T | Lenovo 5m Active DAC SFP+ Cables | 159
7X02CTO8WW | ATYX | Lenovo 1m SFP+ to SFP+ Active Optical Cable | 104
7X02CTO8WW | ATYY | Lenovo 3m SFP+ to SFP+ Active Optical Cable | 99
7X02CTO8WW | ATYZ | Lenovo 5m SFP+ to SFP+ Active Optical Cable | 114
7X02CTO8WW | ATZ0 | Lenovo 7m SFP+ to SFP+ Active Optical Cable | 129
7X02CTO8WW | ATZ1 | Lenovo 15m SFP+ to SFP+ Active Optical Cable | 169
7X02CTO8WW | ATZ2 | Lenovo 20m SFP+ to SFP+ Active Optical Cable | 169
7X02CTO8WW | AUKL | ThinkSystem 10Gb 2-port Base-T LOM | 259
7X02CTO8WW | AUNL | ThinkSystem 430-8i SAS/SATA 12Gb HBA | 299
7X02CTO8WW | AUPW | ThinkSystem XClarity Controller Standard to Enterprise Upgrade | 100
7X02CTO8WW | AURR | ThinkSystem M3.5 Screw for Riser 2x2pcs and Planar 5pcs | 0
7X02CTO8WW | AUSL | ThinkSystem COM Port Upgrade Kit | 19
7X02CTO8WW | AUW1 | ThinkSystem SR630 2.5" Chassis with 10 Bays | 935
7X02CTO8WW | AUW9 | ThinkSystem 1U 2.5" 4 AnyBay 10-Bay Backplane | 250
7X02CTO8WW | AUWC | ThinkSystem SR530/SR570/SR630 x8/x16 PCIe LP+LP Riser 1 Kit | 39
7X02CTO8WW | AUWN | Lenovo ThinkSystem 1U LP Riser Bracket | 10
7X02CTO8WW | AUWQ | Lenovo ThinkSystem 1U LP+LP BF Riser Bracket | 10
7X02CTO8WW | AUWR | ThinkSystem 1U Security Bezel | 49
7X02CTO8WW | AUWS | Lenovo ThinkSystem 1U LP+FH BF Riser Bracket | 15
7X02CTO8WW | AUWW | Front VGA Connector Upgrade Kit for 1U 2.5" | 25
7X02CTO8WW | AV1F | Lenovo 3m 25G SFP28 Active Optical Cable | 489
7X02CTO8WW | AV1G | Lenovo 5m 25G SFP28 Active Optical Cable | 489
7X02CTO8WW | AV1H | Lenovo 10m 25G SFP28 Active Optical Cable | 499
7X02CTO8WW | AV1J | Lenovo 15m 25G SFP28 Active Optical Cable | 497
7X02CTO8WW | AV1K | Lenovo 20m 25G SFP28 Active Optical Cable | 519
7X02CTO8WW | AV1L | Lenovo 3m 100G QSFP28 Active Optical Cable | 1059
7X02CTO8WW | AV1M | Lenovo 5m 100G QSFP28 Active Optical Cable | 1069
7X02CTO8WW | AV1N | Lenovo 10m 100G QSFP28 Active Optical Cable | 1099
7X02CTO8WW | AV1P | Lenovo 15m 100G QSFP28 Active Optical Cable | 1079
7X02CTO8WW | AV1Q | Lenovo 20m 100G QSFP28 Active Optical Cable | 1179
7X02CTO8WW | AV1R | Lenovo 3m 100G to 4x25G Breakout Active Optical Cable | 1949
7X02CTO8WW | AV1S | Lenovo 5m 100G to 4x25G Breakout Active Optical Cable | 1975
7X02CTO8WW | AV1T | Lenovo 10m 100G to 4x25G Breakout Active Optical Cable | 2035
7X02CTO8WW | AV1U | Lenovo 15m 100G to 4x25G Breakout Active Optical Cable | 2095
7X02CTO8WW | AV1V | Lenovo 20m 100G to 4x25G Breakout Active Optical Cable | 2149
7X02CTO8WW | AV1W | Lenovo 1m Passive 25G SFP28 DAC Cable | 69
7X02CTO8WW | AV1X | Lenovo 3m Passive 25G SFP28 DAC Cable | 79
7X02CTO8WW | AV1Y | Lenovo 5m Passive 25G SFP28 DAC Cable | 159
7X02CTO8WW | AV1Z | Lenovo 1m Passive 100G QSFP28 DAC Cable | 99
7X02CTO8WW | AV20 | Lenovo 3m Passive 100G QSFP28 DAC Cable | 159
7X02CTO8WW | AV21 | Lenovo 5m Passive 100G QSFP28 DAC Cable | 299
7X02CTO8WW | AV22 | Lenovo 1m 100G QSFP28 to 4x25G SFP28 Breakout DAC Cable | 179
7X02CTO8WW | AV23 | Lenovo 3m 100G QSFP28 to 4x25G SFP28 Breakout DAC Cable | 299
7X02CTO8WW | AV24 | Lenovo 5m 100G QSFP28 to 4x25G SFP28 Breakout DAC Cable | 459
7X02CTO8WW | AV25 | Lenovo 5m MPO-MPO OM4 MMF Cable | 114
7X02CTO8WW | AV26 | Lenovo 7m MPO-MPO OM4 MMF Cable | 135
7X02CTO8WW | AV27 | Lenovo 10m MPO-MPO OM4 MMF Cable | 159
7X02CTO8WW | AV28 | Lenovo 15m MPO-MPO OM4 MMF Cable | 205
7X02CTO8WW | AV29 | Lenovo 20m MPO-MPO OM4 MMF Cable | 259
7X02CTO8WW | AV2A | Lenovo 30m MPO-MPO OM4 MMF Cable | 349
7X02CTO8WW | AV2B | Lenovo 1m MPO to 4x LC Breakout OM4 MMF Cable | 149
7X02CTO8WW | AV2C | Lenovo 3m MPO to 4x LC Breakout OM4 MMF Cable | 179
7X02CTO8WW | AV2D | Lenovo 5m MPO to 4x LC Breakout OM4 MMF Cable | 239
7X02CTO8WW | AVUT | ThinkSystem XClarity Controller Standard to Advanced Upgrade | 50
7X02CTO8WW | AVWB | ThinkSystem 1100W (230V/115V) Platinum Hot-Swap Power Supply | 499
7X02CTO8WW | AX8A | 4.3m, 13A/120V, C13 to NEMA 5-15P (US) Line Cord | 19
7X02CTO8WW | AXCA | ThinkSystem Toolless Slide Rail | 99
7X02CTO8WW | B0ML | Feature Enable TPM on MB | 0
7X02CTO8WW | B0N4 | 2.0m, 10A/100-250V, C13 to IEC 320-C14 Rack Power Cable | 29
7X02CTO8WW | B0N5 | 1.0m, 13A/100-250V, C13 to C14 Jumper Cord | 25
7X02CTO8WW | B0N6 | 1.5m, 13A/100-250V, C13 to C14 Jumper Cord | 29
7X02CTO8WW | B0RJ | 10GBASE-LR SFP+Transceiver | 350
7X02CTO8WW | B173 | Companion Part for XClarity Controller Standard to Enterprise Upgrade in Factory | 0
7X02CTO8WW | B2UZ | Lenovo 1m 100G QSFP28 Active Optical Cable | 949
7X02CTO8WW | B2WM | SR630 10x2.5" BP Cable Kit for 8i | 45
7X02CTO8WW | B2WN | SR630 10x2.5" BP Cable Kit for 205W | 65
7X02CTO8WW | B30W | Custom MFG SVCS Fee - Medium Increment | 30
7X02CTO8WW | B30X | Custom MFG SVCS Fee - Large Increment | 300
7X02CTO8WW | B499 | ThinkSystem 2.5" Intel S4510 480GB Entry SATA 6Gb Hot Swap SSD | 309
7X02CTO8WW | B4H2 | ThinkSystem 16GB TruDDR4 2933MHz (2Rx8 1.2V) RDIMM | 319
7X02CTO8WW | B4H3 | ThinkSystem 32GB TruDDR4 2933MHz (2Rx4 1.2V) RDIMM | 619
7X02CTO8WW | B4NK | ThinkSystem SR630 Refresh MB | 1730
7X02CTO8WW | B58F | ThinkSystem U.2 Intel P4510 1.0TB Entry NVMe PCIe3.0 x4 Hot Swap SSD | 539
7X02CTO8WW | B58G | ThinkSystem U.2 Intel P4510 2.0TB Entry NVMe PCIe3.0 x4 Hot Swap SSD | 1459
7X02CTO8WW | B68K | 30m Mellanox HDR IB to 2x HDR100 Splitter Optical QSFP56 Cable | 3499
7X02CTO8WW | B7N6 | Intel Xeon Silver 4214R 12C 100W 2.4GHz Processor | 1259
7X02CTO8WW | BAZS | Intel Xeon Gold 5218R 20C 125W 2.1GHz Processor | 2259
7X02CTO8WW | BAZX | Intel Xeon Gold 6230R 26C 150W 2.1GHz Processor | 3349
7X02CTO8WW | BEH5 | Diamanti Network Accelerator | 12949
7X02CTO8WW | BEH7 | Diamanti Storage Accelerator | 12949
7X02CTO8WW | BENF | Diamanti Cards/Cables Instructions | 0
7X02CTO8WW | BENG | Diamanti ATE | 0
7X02CTO8WW | BENH | Diamanti Preload | 0
7X02CTO8WW | BHDD | Diamanti CentOS 7.6 | 0
7X02CTO8WW | BHDE | Diamanti RHEL 7.6 | 0
7X02CTO8WW | BHDF | Diamanti RHEL 7.8 + Openshift 4.5 | 0
7X02CTOAWW | 747 | UID Asset Tag Label | 20
7X02CTOAWW | 2302 | RAID Configuration | 149
7X02CTOAWW | 2305 | Integration 1U Component | 59
7X02CTOAWW | 3802 | 1.5m Blue Cat5e Cable | 14
7X02CTOAWW | 5978 | Select Storage devices - configured RAID | 0
7X02CTOAWW | 6263 | 4.3m, 10A/100-250V, C13 to IEC 320-C14 Rack Power Cable | 19
7X02CTOAWW | 6311 | 2.8m, 10A/100-250V, C13 to IEC 320-C14 Rack Power Cable | 9
7X02CTOAWW | 7008 | Primary Array 2 HDDs | 0
7X02CTOAWW | 7831 | Customer Solution Center Services | 0
7X02CTOAWW | 8067 | TAA Compliant Order | 0
7X02CTOAWW | 8072 | General Racking Solution | 0
7X02CTOAWW | 8086 | No Publications Selected | 0
7X02CTOAWW | 8971 | Integrate in manufacturing | 0
7X02CTOAWW | 8972 | Ship Uninstalled (Safety) | 0
7X02CTOAWW | A102 | Advanced Grouping | 0
7X02CTOAWW | A2K7 | Primary Array - RAID 1 | 0
7X02CTOAWW | AUAJ | Mellanox ConnectX-4 Lx 10/25GbE SFP28 2-port PCIe Ethernet Adapter | 499
7X02CTOAWW | AUK7 | TPM 2.0 and Secure Boot | 0
7X02CTOAWW | AUNB | ThinkSystem 16GB TruDDR4 2666 MHz (1Rx4 1.2V) RDIMM | 289
7X02CTOAWW | AUNG | ThinkSystem RAID 530-8i PCIe 12Gb Adapter | 299
7X02CTOAWW | AUPW | ThinkSystem XClarity Controller Standard to Enterprise Upgrade | 100
7X02CTOAWW | AURR | ThinkSystem M3.5 Screw for Riser 2x2pcs and Planar 5pcs | 0
7X02CTOAWW | AUWB | ThinkSystem SR530/SR630/SR570 2.5" SATA/SAS 8-Bay Backplane | 100
7X02CTOAWW | AUWC | ThinkSystem SR530/SR570/SR630 x8/x16 PCIe LP+LP Riser 1 Kit | 39
7X02CTOAWW | AUWQ | Lenovo ThinkSystem 1U LP+LP BF Riser Bracket | 10
7X02CTOAWW | AVW8 | ThinkSystem 550W (230V/115V) Platinum Hot-Swap Power Supply | 349
7X02CTOAWW | AXCA | ThinkSystem Toolless Slide Rail | 99
7X02CTOAWW | B0ML | Feature Enable TPM on MB | 0
7X02CTOAWW | B173 | Companion Part for XClarity Controller Standard to Enterprise Upgrade in Factory | 0
7X02CTOAWW | B1EF | ThinkSystem SR630 for ThinkAgile SXM | 889
7X02CTOAWW | B1EH | ThinkAgile SXM4400 25U | 0
7X02CTOAWW | B1EJ | ThinkAgile SXM4400 42U | 0
7X02CTOAWW | B1EK | ThinkAgile SXM6400 42U | 0
7X02CTOAWW | B274 | ThinkSystem SR630 Planar for ThinkAgile SXM | 1749
7X02CTOAWW | B31L | Customer Rack Kit SXM | 0
7X02CTOAWW | B3VT | Single Point of Support for SXM SR630 | 140
7X02CTOAWW | B4LY | ThinkSystem 16GB TruDDR4 2933 MHz (1Rx4 1.2V) RDIMM | 289
7X02CTOAWW | B4Y5 | ThinkSystem 2.5" SS530 800GB Performance SAS 12Gb Hot Swap SSD | 2299
7X02CTOAWW | B7N3 | Intel Xeon Bronze 3206R 8C 85W 1.9GHz Processor | 559
7X02CTOAWW | B8HU | ThinkSystem 2.5" PM1645a 800GB Mainstream SAS 12Gb Hot Swap SSD | 819
7X02CTOAWW | BB0P | Intel Transparent Supply Chain. Lenovo has paired our industry leading supply chain with Intel's innovative Transparent Supply Chain program to add a layer of protection to your data center and bring peace of mind that the server hardware you bring into ... | 0
7X02CTOAWW | BEGL | Mellanox SN24xx 2U Enterprise RMK w/Air Duct | 1359
7X02CTOAWW | BFNG | Mellanox MC3208411-T Transceiver | 249
7X02CTOLWW | 747 | UID Asset Tag Label | 20
7X02CTOLWW | 2300 | BladeCenter Chassis Configuration | 250
7X02CTOLWW | 2302 | RAID Configuration | 149
7X02CTOLWW | 2305 | Integration 1U Component | 59
7X02CTOLWW | 2321 | Custom MFG SVCS Fee - Small Increment | 3
7X02CTOLWW | 2400 | Primary Array 12 HDDs | 0
7X02CTOLWW | 2405 | Secondary Array 9 HDDs | 0
7X02CTOLWW | 2406 | Secondary Array 10 HDDs | 0
7X02CTOLWW | 2407 | Secondary Array 11 HDDs | 0
7X02CTOLWW | 2408 | Secondary Array 12 HDDs | 0
7X02CTOLWW | 3797 | 1.5m Green Cat5e Cable | 17
7X02CTOLWW | 3798 | 3m Green Cat5e Cable | 19
7X02CTOLWW | 3799 | 10m Green Cat5e Cable | 29
7X02CTOLWW | 3800 | 25m Green Cat5e Cable | 69
7X02CTOLWW | 3802 | 1.5m Blue Cat5e Cable | 14
7X02CTOLWW | 3803 | 3m Blue Cat5e Cable | 25
7X02CTOLWW | 3804 | 10m Blue Cat5e Cable | 34
7X02CTOLWW | 3805 | 25m Blue Cat5e Cable | 69
7X02CTOLWW | 5053 | SFP+ SR Transceiver | 699
7X02CTOLWW | 5340 | Serial Conversion Option (SCO) | 249
7X02CTOLWW | 5341 | Virtual Media Conversion Option Gen2 (VCO2) | 129
7X02CTOLWW | 5977 | Select Storage devices - no configured RAID required | 0
7X02CTOLWW | 5978 | Select Storage devices - configured RAID | 0
7X02CTOLWW | 6201 | 1.5m, 10A/100-250V, C13 to IEC 320-C14 Rack Power Cable | 19
7X02CTOLWW | 6204 | 2.8m, 10A/100-250V, C13 to IEC 320-C20 Rack Power Cable | 19
7X02CTOLWW | 6263 | 4.3m, 10A/100-250V, C13 to IEC 320-C14 Rack Power Cable | 19
7X02CTOLWW | 6311 | 2.8m, 10A/100-250V, C13 to IEC 320-C14 Rack Power Cable | 9
7X02CTOLWW | 6313 | 2.8m, 10A/120V, C13 to NEMA 5-15P (US) Line Cord | 19
7X02CTOLWW | 6370 | 4.3m, 10A/125V, C13 to NEMA 5-15P (US) Line Cord | 10
7X02CTOLWW | 6373 | 4.3m, 10A/250V, C13 to NEMA 6-15P (US) Line Cord | 15
7X02CTOLWW | 6400 | 2.8m, 13A/100-250V, C13 to C14 Jumper Cord | 9
7X02CTOLWW | 6401 | 2.8m, 13A/120V, C13 to NEMA 5-15P (US) Line Cord | 29
7X02CTOLWW | 6570 | 2.0m, 13A/100-250V, C13 to C14 Jumper Cord | 19
7X02CTOLWW | 6583 | 4.3m, 13A/100-250V, C13 to C14 Rack Power Cable | 19
7X02CTOLWW | 7008 | Primary Array 2 HDDs | 0
7X02CTOLWW | 7009 | Primary Array 3 HDDs | 0
7X02CTOLWW | 7010 | Primary Array 4 HDDs | 0
7X02CTOLWW | 7011 | Primary Array 5 HDDs | 0
7X02CTOLWW | 7012 | Primary Array 6 HDDs | 0
7X02CTOLWW | 7013 | Primary Array 7 HDDs | 0
7X02CTOLWW | 7014 | Primary Array 8 HDDs | 0
7X02CTOLWW | 7015 | Secondary Array 2 HDDs | 0
7X02CTOLWW | 7016 | Secondary Array 3 HDDs | 0
7X02CTOLWW | 7017 | Secondary Array 4 HDDs | 0
7X02CTOLWW | 7057 | Secondary Array 5 HDDs | 0
7X02CTOLWW | 7058 | Secondary Array 6 HDDs | 0
7X02CTOLWW | 7059 | Secondary Array 7 HDDs | 0
7X02CTOLWW | 7060 | Secondary Array 8 HDDs | 0
7X02CTOLWW | 7664 | Primary Array 9 HDDs | 0
7X02CTOLWW | 7831 | Customer Solution Center Services | 0
7X02CTOLWW | 7929 | e1350 Special Bid Solution Component | 0
7X02CTOLWW | 8034 | LeSI Solution Component | 0
7X02CTOLWW | 8067 | TAA Compliant Order | 0
7X02CTOLWW | 8072 | General Racking Solution | 0
7X02CTOLWW | 8086 | No Publications Selected | 0
7X02CTOLWW | 8971 | Integrate in manufacturing | 0
7X02CTOLWW | 8972 | Ship Uninstalled (Safety) | 0
7X02CTOLWW | 9013 | Hot Spare | 0
7X02CTOLWW | 9016 | Memory Sparing | 0
7X02CTOLWW | 9017 | Enable Memory Mirroring | 0
7X02CTOLWW | 9714 | Primary Array 10 HDDs | 0
7X02CTOLWW | 9715 | Primary Array 11 HDDs | 0
7X02CTOLWW | A102 | Advanced Grouping | 0
7X02CTOLWW | A103 | System x Cluster Upgrade | 0
7X02CTOLWW | A193 | Integrated Solutions | 0
7X02CTOLWW | A1DQ | 3m QSFP+ to QSFP+ Cable | 329
7X02CTOLWW | A1MT | 10m Green Cat6 Cable | 49
7X02CTOLWW | A1MW | 25m Green Cat6 Cable | 105
7X02CTOLWW | A1NN | High Performance Analytics Appliance | 0
7X02CTOLWW | A1PH | 1m Passive DAC SFP+ Cable | 69
7X02CTOLWW | A1PJ | 3m Passive DAC SFP+ Cable | 89
7X02CTOLWW | A1PK | 5m Passive DAC SFP+ Cable | 159
7X02CTOLWW | A1RF | 2.8m, 10A/250V, C13 to NEMA 6-15P Line Cord | 15
7X02CTOLWW | A2K6 | Primary Array - RAID 0 | 0
7X02CTOLWW | A2K7 | Primary Array - RAID 1 | 0
7X02CTOLWW | A2K9 | Primary Array - RAID 5 | 0
7X02CTOLWW | A2KA | Primary Array - RAID 6 | 0
7X02CTOLWW | A2KB | Primary Array - RAID 10 | 0
7X02CTOLWW | A2KF | Secondary Array - RAID 0 | 0
7X02CTOLWW | A2KG | Secondary Array - RAID 1 | 0
7X02CTOLWW | A2KJ | Secondary Array - RAID 5 | 0
7X02CTOLWW | A2KK | Secondary Array - RAID 6 | 0
7X02CTOLWW | A2KL | Secondary Array - RAID 10 | 0
7X02CTOLWW | A2X0 | No Power Cord Validation | 0
7X02CTOLWW | A3BB | GNRx Solution | 0
7X02CTOLWW | A3RG | 0.5m Passive DAC SFP+ Cable | 79
7X02CTOLWW | A3RH | 7m Passive DAC SFP+ Cable | 179
7X02CTOLWW | A3SW | 1.2m, 16A/100-250V, 2 Short C13s to Short C20 Rack Power Cable | 55
7X02CTOLWW | A3SX | 2.5m, 16A/100-250V, 2 Long C13s to Short C20 Rack Power Cable | 75
7X02CTOLWW | A3SY | 2.8m, 16A/100-250V, 2 Short C13s to Long C20 Rack Power Cable | 79
7X02CTOLWW | A3SZ | 4.1m, 16A/100-250V, 2 Long C13s to Long C20 Rack Power Cable | 85
7X02CTOLWW | A4EY | No x Network Adapter | 0
7X02CTOLWW | A4VP | 1.0m, 10A/100-250V, C13 to IEC 320-C14 Rack Power Cable | 19
7X02CTOLWW | A51N | 1.5m Passive DAC SFP+ Cable | 89
7X02CTOLWW | A51P | 2m Passive DAC SFP+ Cable | 89
7X02CTOLWW | A5DL | SFP 1000Base-T (RJ-45) Transceiver | 89
7X02CTOLWW | A5U1 | SKLM for System x w/SEDs - FoD per Install w/1Yr S&S | 199
7X02CTOLWW | ARZA | 0.5m Mellanox QSFP Passive DAC Cable | 139
7X02CTOLWW | ARZB | 0.75m Mellanox QSFP Passive DAC Cable | 149
7X02CTOLWW | ARZC | 1m Mellanox QSFP Passive DAC Cable | 159
7X02CTOLWW | ARZD | 1.25m Mellanox QSFP Passive DAC Cable | 169
7X02CTOLWW | ARZE | 1.5m Mellanox QSFP Passive DAC Cable | 169
7X02CTOLWW | ARZF | 3m Mellanox QSFP Passive DAC Cable | 189
7X02CTOLWW | AS6C | SKLM for System x w/SEDs - FoD per Install w/3Yr S&S | 299
7X02CTOLWW | ASQT | 0.5m Mellanox EDR IB Passive Copper QSFP28 Cable | 229
7X02CTOLWW | ASQU | 0.75m Mellanox EDR IB Passive Copper QSFP28 Cable | 249
7X02CTOLWW | ASQV | 1m Mellanox EDR IB Passive Copper QSFP28 Cable | 249
7X02CTOLWW | ASQW | 1.25m Mellanox EDR IB Passive Copper QSFP28 Cable | 289
7X02CTOLWW | ASQX | 1.5m Mellanox EDR IB Passive Copper QSFP28 Cable | 289
7X02CTOLWW | ASQY | 2m Mellanox EDR IB Passive Copper QSFP28 Cable | 289
7X02CTOLWW | ASQZ | 5m Mellanox EDR IB Optical QSFP28 Cable | 1359
7X02CTOLWW | ASR0 | 10m Mellanox EDR IB Optical QSFP28 Cable | 1419
7X02CTOLWW | ASR1 | 15m Mellanox EDR IB Optical QSFP28 Cable | 1509
7X02CTOLWW | ASR2 | 20m Mellanox EDR IB Optical QSFP28 Cable | 1569
7X02CTOLWW | ASR3 | 30m Mellanox EDR IB Optical QSFP28 Cable | 1789
7X02CTOLWW | ASR5 | Lenovo 0.5m LC-LC OM3 MMF Cable | 24
7X02CTOLWW | ASR6 | Lenovo 1m LC-LC OM3 MMF Cable | 24
7X02CTOLWW | ASR7 | Lenovo 3m LC-LC OM3 MMF Cable | 24
7X02CTOLWW | ASR8 | Lenovo 5m LC-LC OM3 MMF Cable | 29
7X02CTOLWW | ASR9 | Lenovo 10m LC-LC OM3 MMF Cable | 39
7X02CTOLWW | ASRA | Lenovo 15m LC-LC OM3 MMF Cable | 45
7X02CTOLWW | ASRB | Lenovo 25m LC-LC OM3 MMF Cable | 54
7X02CTOLWW | ASRM | 3m Mellanox EDR IB Passive Copper QSFP28 Cable | 319
7X02CTOLWW | ASRN | 3m Mellanox EDR IB Optical QSFP28 Cable | 1359
7X02CTOLWW | ASRP | 50m Mellanox EDR IB Optical QSFP28 Cable | 2329
7X02CTOLWW | AT2R | Lenovo 1m Active DAC SFP+ Cables | 129
7X02CTOLWW | AT2S | Lenovo 3m Active DAC SFP+ Cables | 139
7X02CTOLWW | AT2T | Lenovo 5m Active DAC SFP+ Cables | 159
7X02CTOLWW | AT7S | Emulex VFA5.2 2x10 GbE SFP+ PCIe Adapter | 449
7X02CTOLWW | AT7T | Emulex VFA5.2 2x10 GbE SFP+ Adapter and FCoE/iSCSI SW | 1319
7X02CTOLWW | ATPX | Intel X550-T2 Dual Port 10GBase-T Adapter | 599
7X02CTOLWW | ATRH | Intel X710-DA2 ML2 2x10GbE SFP+ Adapter | 499
7X02CTOLWW | ATRN | Mellanox ConnectX-4 Lx 1x40GbE QSFP+ Adapter | 709
7X02CTOLWW | ATRP | Mellanox ConnectX-4 2x100GbE/EDR IB QSFP28 VPI Adapter | 2059
7X02CTOLWW | ATYX | Lenovo 1m SFP+ to SFP+ Active Optical Cable | 104
7X02CTOLWW | ATYY | Lenovo 3m SFP+ to SFP+ Active Optical Cable | 99
7X02CTOLWW | ATYZ | Lenovo 5m SFP+ to SFP+ Active Optical Cable | 114
7X02CTOLWW | ATZ0 | Lenovo 7m SFP+ to SFP+ Active Optical Cable | 129
7X02CTOLWW | ATZ1 | Lenovo 15m SFP+ to SFP+ Active Optical Cable | 169
7X02CTOLWW | ATZ2 | Lenovo 20m SFP+ to SFP+ Active Optical Cable | 169
7X02CTOLWW | ATZB | QLogic 16Gb Enhanced Gen5 FC Single-port HBA | 979
7X02CTOLWW | ATZC | QLogic 16Gb Enhanced Gen5 FC Dual-port HBA | 1339
7X02CTOLWW | ATZR | Mellanox ConnectX-4 Lx 10/25GbE SFP28 1-port ML2 Adapter | 479
7X02CTOLWW | ATZU | Emulex 16Gb Gen6 FC Single-port HBA | 949
7X02CTOLWW | ATZV | Emulex 16Gb Gen6 FC Dual-port HBA | 1309
7X02CTOLWW | AU0A | Intel OPA 100 Series Single-port PCIe 3.0 x8 HFA | 599
7X02CTOLWW | AU0B | Intel OPA 100 Series Single-port PCIe 3.0 x16 HFA | 1069
7X02CTOLWW | AU0E | 0.5m Intel OPA 100 Series Passive Copper QSFP28 Cable | 79
7X02CTOLWW | AU0F | 0.75m Intel OPA Passive Copper QSFP28 Cable | 139
7X02CTOLWW | AU0G | 1m Intel OPA 100 Series Passive Copper QSFP28 Cable | 99
7X02CTOLWW | AU0H | 1.25m Intel OPA 100 Series Passive Copper QSFP28 Cable | 159
7X02CTOLWW | AU0J | 1.5m Intel OPA 100 Series Passive Copper QSFP28 Cable | 109
7X02CTOLWW | AU0K | 2m Intel OPA 100 Series Passive Copper QSFP28 Cable | 129
7X02CTOLWW | AU0M | 5m Intel OPA 100 Series Active Optical QSFP28 Cable | 899
7X02CTOLWW | AU0P | 15m Intel OPA 100 Series Active Optical QSFP28 Cable | 949
7X02CTOLWW | AU7Z | Emulex VFA5.2 ML2 2x10 GbE SFP+ Adapter and FCoE/iSCSI SW | 399
7X02CTOLWW | AUAJ | Mellanox ConnectX-4 Lx 10/25GbE SFP28 2-port PCIe Ethernet Adapter | 499
7X02CTOLWW | AUK7 | TPM 2.0 and Secure Boot | 0
7X02CTOLWW | AUKG | ThinkSystem 1Gb 2-port RJ45 LOM | 79
7X02CTOLWW | AUKH | ThinkSystem 1Gb 4-port RJ45 LOM | 99
7X02CTOLWW | AUKJ | ThinkSystem 10Gb 2-port SFP+ LOM | 169
7X02CTOLWW | AUKK | ThinkSystem 10Gb 4-port SFP+ LOM | 209
7X02CTOLWW | AUKL | ThinkSystem 10Gb 2-port Base-T LOM | 259
7X02CTOLWW | AUKM | ThinkSystem 10Gb 4-port Base-T LOM | 439
7X02CTOLWW | AUKN | ThinkSystem Emulex OCe14104B-NX PCIe 10Gb 4-Port SFP+ Ethernet Adapter | 539
7X02CTOLWW | AUKP | ThinkSystem Broadcom 57416 10GBASE-T 2-Port PCIe Ethernet Adapter | 479
7X02CTOLWW | AUKQ | ThinkSystem Broadcom NX-E ML2 10Gb 2-Port Base-T Ethernet Adapter | 529
7X02CTOLWW | AUKR | ThinkSystem Mellanox ConnectX-3 Pro ML2 FDR 2-Port QSFP VPI Adapter | 1069
7X02CTOLWW | AUKS | ThinkSystem Broadcom 57412 25GbE SFP28 1-Port PCIe Ethernet Adapter | 489
7X02CTOLWW | AUKU | ThinkSystem Mellanox ConnectX-4 Lx 10/25GbE SFP28 2-Port ML2 Ethernet Adapter | 519
7X02CTOLWW | AUKW | ThinkSystem Intel I350-T4 ML2 1Gb 4-Port RJ45 Ethernet Adapter | 169
7X02CTOLWW | AUKX | ThinkSystem Intel X710-DA2 PCIe 10Gb 2-Port SFP+ Ethernet Adapter | 459
7X02CTOLWW | AULV | ThinkSystem 2.5" 300GB 15K SAS 12Gb Hot Swap 512n HDD | 339
7X02CTOLWW | AULW | ThinkSystem 2.5" 600GB 15K SAS 12Gb Hot Swap 512n HDD | 469
7X02CTOLWW | AULX | ThinkSystem 2.5" 900GB 15K SAS 12Gb Hot Swap 512e HDD | 639
7X02CTOLWW | AULY | ThinkSystem 2.5" 300GB 10K SAS 12Gb Hot Swap 512n HDD | 289
7X02CTOLWW | AULZ | ThinkSystem 2.5" 600GB 10K SAS 12Gb Hot Swap 512n HDD | 319
7X02CTOLWW | AUM0 | ThinkSystem 2.5" 900GB 10K SAS 12Gb Hot Swap 512n HDD | 389
7X02CTOLWW | AUM1 | ThinkSystem 2.5" 1.2TB 10K SAS 12Gb Hot Swap 512n HDD | 389
7X02CTOLWW | AUM2 | ThinkSystem 2.5" 1.8TB 10K SAS 12Gb Hot Swap 512e HDD | 589
7X02CTOLWW | AUM4 | ThinkSystem 2.5" 300GB 10K SAS 12Gb Hot Swap 512n HDD SED | 339
7X02CTOLWW | AUM5 | ThinkSystem 2.5" 600GB 10K SAS 12Gb Hot Swap 512n HDD SED | 635
7X02CTOLWW | AUM6 | ThinkSystem 2.5" 1TB 7.2K SAS 12Gb Hot Swap 512n HDD | 469
7X02CTOLWW | AUM7 | ThinkSystem 2.5" 2TB 7.2K SAS 12Gb Hot Swap 512n HDD | 839
7X02CTOLWW | AUMJ | ThinkSystem U.2 Intel Optane P4800X 375GB Performance NVMe PCIe 3.0 x4 Hot Swap SSD | 3589
7X02CTOLWW | AUMU | ThinkSystem M.2 Enablement Kit | 39
7X02CTOLWW | AUMV | ThinkSystem M.2 with Mirroring Enablement Kit | 149
7X02CTOLWW | AUNB | ThinkSystem 16GB TruDDR4 2666 MHz (1Rx4 1.2V) RDIMM | 289
7X02CTOLWW | AUNC | ThinkSystem 16GB TruDDR4 2666 MHz (2Rx8 1.2V) RDIMM | 319
7X02CTOLWW | AUND | ThinkSystem 32GB TruDDR4 2666 MHz (2Rx4 1.2V) RDIMM | 609
7X02CTOLWW | AUNE | ThinkSystem 64GB TruDDR4 2666 MHz (4Rx4 1.2V) LRDIMM | 1259
7X02CTOLWW | AUNF | ThinkSystem 128GB TruDDR4 2666 MHz (8Rx4 1.2V) 3DS RDIMM | 4449
7X02CTOLWW | AUNG | ThinkSystem RAID 530-8i PCIe 12Gb Adapter | 299
7X02CTOLWW | AUNJ | ThinkSystem RAID 930-8i 2GB Flash PCIe 12Gb Adapter | 1009
7X02CTOLWW | AUNK | ThinkSystem RAID 930-16i 4GB Flash PCIe 12Gb Adapter | 1529
7X02CTOLWW | AUNL | ThinkSystem 430-8i SAS/SATA 12Gb HBA | 299
7X02CTOLWW | AUNM | ThinkSystem 430-16i SAS/SATA 12Gb HBA | 589
7X02CTOLWW | AUNN | ThinkSystem 430-16e SAS/SATA 12Gb HBA | 609
7X02CTOLWW | AUNP | FBU345 SuperCap | 135
7X02CTOLWW | AUNQ | ThinkSystem RAID 930-8e 4GB Flash PCIe 12Gb Adapter | 1689
7X02CTOLWW | AUNR | ThinkSystem 430-8e SAS/SATA 12Gb HBA | 299
7X02CTOLWW | AUNS | ThinkSystem QLogic QLE2740 PCIe 32Gb 1-Port SFP+ Fibre Channel Adapter | 1739
7X02CTOLWW | AUNU | ThinkSystem QLogic QLE2742 PCIe 32Gb 2-Port SFP+ Fibre Channel Adapter | 2609
7X02CTOLWW | AUPW | ThinkSystem XClarity Controller Standard to Enterprise Upgrade | 100
7X02CTOLWW | AURR | ThinkSystem M3.5 Screw for Riser 2x2pcs and Planar 5pcs | 0
7X02CTOLWW | AUSL | ThinkSystem COM Port Upgrade Kit | 19
7X02CTOLWW | AUU1 | ThinkSystem 8GB TruDDR4 2666 MHz (1Rx8 1.2V) RDIMM | 189
7X02CTOLWW | AUU2 | ThinkSystem 3.5" 300GB 15K SAS 12Gb Hot Swap 512n HDD | 359
7X02CTOLWW | AUU3 | ThinkSystem 3.5" 600GB 15K SAS 12Gb Hot Swap 512n HDD | 479
7X02CTOLWW | AUU4 | ThinkSystem 3.5" 1TB 7.2K SAS 12Gb Hot Swap 512n HDD | 299
7X02CTOLWW | AUU5 | ThinkSystem 3.5" 2TB 7.2K SAS 12Gb Hot Swap 512n HDD | 339
7X02CTOLWW | AUU6 | ThinkSystem 3.5" 4TB 7.2K SAS 12Gb Hot Swap 512n HDD | 419
7X02CTOLWW | AUU7 | ThinkSystem 3.5" 6TB 7.2K SAS 12Gb Hot Swap 512e HDD | 549
7X02CTOLWW | AUU8 | ThinkSystem 3.5" 4TB 7.2K SATA 6Gb Hot Swap 512n HDD | 389
7X02CTOLWW | AUU9 | ThinkSystem 3.5" 8TB 7.2K SATA 6Gb Hot Swap 512e HDD | 599
7X02CTOLWW | AUUA | ThinkSystem 3.5" 6TB 7.2K SATA 6Gb Hot Swap 512e HDD | 529
7X02CTOLWW | AUUB | ThinkSystem 3.5" 10TB 7.2K SATA 6Gb Hot Swap 512e HDD | 829
7X02CTOLWW | AUUC | ThinkSystem 3.5" 900GB 15K SAS 12Gb Hot Swap 512e HDD | 679
7X02CTOLWW | AUUD | ThinkSystem 3.5" 2TB 7.2K SATA 6Gb Hot Swap 512n HDD | 319
7X02CTOLWW | AUUE | ThinkSystem 2.5" 1TB 7.2K SATA 6Gb Hot Swap 512n HDD | 469
7X02CTOLWW | AUUF | ThinkSystem 3.5" 1TB 7.2K SATA 6Gb Hot Swap 512n HDD | 269
7X02CTOLWW | AUUG | ThinkSystem 3.5" 10TB 7.2K SAS 12Gb Hot Swap 512e HDD | 849
7X02CTOLWW | AUUH | ThinkSystem 3.5" 4TB 7.2K SAS 12Gb Hot Swap 512n HDD FIPS | 829
7X02CTOLWW | AUUJ | ThinkSystem 2.5" 2TB 7.2K SATA 6Gb Hot Swap 512e HDD | 849
7X02CTOLWW | AUUL | ThinkSystem M.2 32GB SATA 6Gbps Non-Hot Swap SSD | 109
7X02CTOLWW | AUUV | ThinkSystem M.2 128GB SATA 6Gbps Non-Hot Swap SSD | 159
7X02CTOLWW | AUV2 | ThinkSystem 1610-4P NVMe Switch Adapter | 929
7X02CTOLWW | AUVG | ThinkSystem Mellanox ConnectX-4 PCIe FDR 2-Port QSFP VPI Adapter | 1379
7X02CTOLWW | AUW0 | ThinkSystem SR630 2.5" Chassis with 8 Bays | 935
7X02CTOLWW | AUW1 | ThinkSystem SR630 2.5" Chassis with 10 Bays | 935
7X02CTOLWW | AUW2 | ThinkSystem SR630 3.5" Chassis with 4 Bays | 975
7X02CTOLWW | AUW3 | Lenovo ThinkSystem Mainstream MB - 1U | 1579
7X02CTOLWW | AUW5 | ThinkSystem 64GB TruDDR4 2666MHz (4Rx4, 1.2V) 3DS RDIMM | 1849
7X02CTOLWW | AUW8 | ThinkSystem 3.5" SATA/SAS 4-Bay Backplane | 90
7X02CTOLWW | AUW9 | ThinkSystem 1U 2.5" 4 AnyBay 10-Bay Backplane | 250
7X02CTOLWW | AUWA | ThinkSystem SR530/SR570/SR630 x16 PCIe LP Riser 2 Kit | 35
7X02CTOLWW | AUWB | ThinkSystem SR530/SR630/SR570 2.5" SATA/SAS 8-Bay Backplane | 100
7X02CTOLWW | AUWC | ThinkSystem SR530/SR570/SR630 x8/x16 PCIe LP+LP Riser 1 Kit | 39
7X02CTOLWW | AUWD | ThinkSystem SR630 x16ML2/x8 PCIe LP+LP Riser 1 Kit | 69
7X02CTOLWW | AUWE | ThinkSystem SR630 x8ML2/x16 PCIe LP+LP Riser 1 Kit | 59
7X02CTOLWW | AUWJ | ThinkSystem SR630 Rear HDD/SSD Kit | 119
7X02CTOLWW | AUWN | Lenovo ThinkSystem 1U LP Riser Bracket | 10
7X02CTOLWW | AUWQ | Lenovo ThinkSystem 1U LP+LP BF Riser Bracket | 10
7X02CTOLWW | AUWR | ThinkSystem 1U Security Bezel | 49
7X02CTOLWW | AUWS | Lenovo ThinkSystem 1U LP+FH BF Riser Bracket | 15
7X02CTOLWW | AUWW | Front VGA Connector Upgrade Kit for 1U 2.5" | 25
7X02CTOLWW | AUZV | ThinkSystem Broadcom 5719 1GbE RJ45 4-Port PCIe Ethernet Adapter | 159
7X02CTOLWW | AUZW | ThinkSystem I350-T4 PCIe 1Gb 4-Port RJ45 Ethernet Adapter | 379
7X02CTOLWW | AUZX | ThinkSystem Broadcom 5720 1GbE RJ45 2-Port PCIe Ethernet Adapter | 129
7X02CTOLWW | AUZY | ThinkSystem I350-T2 PCIe 1Gb 2-Port RJ45 Ethernet Adapter | 179
7X02CTOLWW | AUZZ | ThinkSystem I350-F1 PCIe 1Gb 1-Port SFP Ethernet Adapter | 379
7X02CTOLWW | AV1B | Lenovo 25GBase-SR SFP28 Transceiver | 449
7X02CTOLWW | AV1D | Lenovo 100GBase-SR4 QSFP28 Transceiver | 1539
7X02CTOLWW | AV1F | Lenovo 3m 25G SFP28 Active Optical Cable | 489
7X02CTOLWW | AV1G | Lenovo 5m 25G SFP28 Active Optical Cable | 489
7X02CTOLWW | AV1H | Lenovo 10m 25G SFP28 Active Optical Cable | 499
7X02CTOLWW | AV1J | Lenovo 15m 25G SFP28 Active Optical Cable | 497
7X02CTOLWW | AV1K | Lenovo 20m 25G SFP28 Active Optical Cable | 519
7X02CTOLWW | AV1L | Lenovo 3m 100G QSFP28 Active Optical Cable | 1059
7X02CTOLWW | AV1M | Lenovo 5m 100G QSFP28 Active Optical Cable | 1069
7X02CTOLWW | AV1N | Lenovo 10m 100G QSFP28 Active Optical Cable | 1099
7X02CTOLWW | AV1P | Lenovo 15m 100G QSFP28 Active Optical Cable | 1079
7X02CTOLWW | AV1Q | Lenovo 20m 100G QSFP28 Active Optical Cable | 1179
7X02CTOLWW | AV1R | Lenovo 3m 100G to 4x25G Breakout Active Optical Cable | 1949
7X02CTOLWW | AV1S | Lenovo 5m 100G to 4x25G Breakout Active Optical Cable | 1975
7X02CTOLWW | AV1T | Lenovo 10m 100G to 4x25G Breakout Active Optical Cable | 2035
7X02CTOLWW | AV1U | Lenovo 15m 100G to 4x25G Breakout Active Optical Cable | 2095
7X02CTOLWW | AV1V | Lenovo 20m 100G to 4x25G Breakout Active Optical Cable | 2149
7X02CTOLWW | AV1W | Lenovo 1m Passive 25G SFP28 DAC Cable | 69
7X02CTOLWW | AV1X | Lenovo 3m Passive 25G SFP28 DAC Cable | 79
7X02CTOLWW | AV1Y | Lenovo 5m Passive 25G SFP28 DAC Cable | 159
7X02CTOLWW | AV1Z | Lenovo 1m Passive 100G QSFP28 DAC Cable | 99
7X02CTOLWW | AV20 | Lenovo 3m Passive 100G QSFP28 DAC Cable | 159
7X02CTOLWW | AV21 | Lenovo 5m Passive 100G QSFP28 DAC Cable | 299
7X02CTOLWW | AV22 | Lenovo 1m 100G QSFP28 to 4x25G SFP28 Breakout DAC Cable | 179
7X02CTOLWW | AV23 | Lenovo 3m 100G QSFP28 to 4x25G SFP28 Breakout DAC Cable | 299
7X02CTOLWW | AV24 | Lenovo 5m 100G QSFP28 to 4x25G SFP28 Breakout DAC Cable | 459
7X02CTOLWW | AV25 | Lenovo 5m MPO-MPO OM4 MMF Cable | 114
7X02CTOLWW | AV26 | Lenovo 7m MPO-MPO OM4 MMF Cable | 135
7X02CTOLWW | AV27 | Lenovo 10m MPO-MPO OM4 MMF Cable | 159
7X02CTOLWW | AV28 | Lenovo 15m MPO-MPO OM4 MMF Cable | 205
7X02CTOLWW | AV29 | Lenovo 20m MPO-MPO OM4 MMF Cable | 259
7X02CTOLWW | AV2A | Lenovo 30m MPO-MPO OM4 MMF Cable | 349
7X02CTOLWW | AV2B | Lenovo 1m MPO to 4x LC Breakout OM4 MMF Cable | 149
7X02CTOLWW | AV2C | Lenovo 3m MPO to 4x LC Breakout OM4 MMF Cable | 179
7X02CTOLWW | AV2D | Lenovo 5m MPO to 4x LC Breakout OM4 MMF Cable | 239
7X02CTOLWW | AVFQ | 0.75m Green Cat5e Cable | 15
7X02CTOLWW | AVFR | 1.0m Green Cat5e Cable | 19
7X02CTOLWW | AVFS | 1.25m Green Cat5e Cable | 19
7X02CTOLWW | AVFT | 0.75m Blue Cat5e Cable | 15
7X02CTOLWW | AVFU | 1.0m Blue Cat5e Cable | 19
7X02CTOLWW | AVFV | 1.25m Blue Cat5e Cable | 19
7X02CTOLWW | AVFW | 0.75m Green Cat6 Cable | 19
7X02CTOLWW | AVFX | 1.0m Green Cat6 Cable | 19
7X02CTOLWW | AVFY | 1.25m Green Cat6 Cable | 19
7X02CTOLWW | AVFZ | 1.5m Green Cat6 Cable | 19
7X02CTOLWW | AVG0 | 3m Green Cat6 Cable | 25
7X02CTOLWW | AVKF | ThinkSystem SR630 2.5" U.2 10-Bay Backplane Kit | 300
7X02CTOLWW | AVUT | ThinkSystem XClarity Controller Standard to Advanced Upgrade | 50
7X02CTOLWW | AVV8 | ThinkSystem External USB DVD-RW Optical Disk Drive | 79
7X02CTOLWW | AVW7 | DSSG Solution | 0
7X02CTOLWW | AVW8 | ThinkSystem 550W (230V/115V) Platinum Hot-Swap Power Supply | 349
7X02CTOLWW | AVW9 | ThinkSystem 750W (230V) Titanium Hot-Swap Power Supply | 549
7X02CTOLWW | AVWA | ThinkSystem 750W (230/115V) Platinum Hot-Swap Power Supply | 399
7X02CTOLWW | AVWB | ThinkSystem 1100W (230V/115V) Platinum Hot-Swap Power Supply | 499
7X02CTOLWW | AWAU | SAP HANA SW Stack for ThinkSystem | 0
7X02CTOLWW | AWDZ | Intel Xeon Gold 6138 20C 125W 2.0GHz Processor | 4099
7X02CTOLWW | AWE4 | Intel Xeon Gold 6130T 16C 125W 2.1GHz Processor | 3129
7X02CTOLWW | AWE5 | Intel Xeon Gold 6126T 12C 125W 2.6GHz Processor | 2979
7X02CTOLWW | AWE8 | Intel Xeon Gold 5120T 14C 105W 2.2GHz Processor | 2699
7X02CTOLWW | AWEA | Intel Xeon Silver 4116T 12C 85W 2.1GHz Processor | 1979
7X02CTOLWW | AWEE | Intel Xeon Silver 4110 8C 85W 2.1GHz Processor | 909
7X02CTOLWW | AWEH | Intel Xeon Bronze 3106 8C 85W 1.7GHz Processor | 599
7X02CTOLWW | AWEK | Intel Xeon Platinum 8160T 24C 150W 2.1GHz Processor | 9129
7X02CTOLWW | AWEL | Intel Xeon Gold 6126 12C 125W 2.6GHz Processor | 2869
7X02CTOLWW | AWEM | Intel Xeon Gold 6138T 20C 125W 2.0GHz Processor | 4349
7X02CTOLWW | AWEN | Intel Xeon Gold 6130 16C 125W 2.1GHz Processor | 2999
7X02CTOLWW | AWEP | Intel Xeon Gold 5118 12C 105W 2.3GHz Processor | 2019
7X02CTOLWW | AWEQ | Intel Xeon Gold 5119T 14C 85W 2.0GHz Processor | 2549
7X02CTOLWW | AWER | Intel Xeon Silver 4116 12C 85W 2.1GHz Processor | 1649
7X02CTOLWW | AWES | Intel Xeon Silver 4114T 10C 85W 2.2GHz Processor | 1369
7X02CTOLWW | AWET | Intel Xeon Silver 4109T 8C 70W 2.0GHz Processor | 949
7X02CTOLWW | AX8A | 4.3m, 13A/120V, C13 to NEMA 5-15P (US) Line Cord | 19
7X02CTOLWW | AXCA | ThinkSystem Toolless Slide Rail | 99
7X02CTOLWW | AXCB | ThinkSystem Toolless Slide Rail Kit with 1U CMA | 145
7X02CTOLWW | AXFM | ThinkSystem Toolless Friction Rail | 69
7X02CTOLWW | AXFN | ThinkSystem Screw-in Slide Rail | 129
7X02CTOLWW | AXFP | ThinkSystem 1U CMA Upgrade Kit for Screw-in Slide Rail | 40
7X02CTOLWW | AXFS | VMware ESXi 6.0 U3 (factory installed) | 0
7X02CTOLWW | AXFT | VMware ESXi 6.5 U1 (factory installed) | 0
7X02CTOLWW | B0ML | Feature Enable TPM on MB | 0
7X02CTOLWW | B0N4 | 2.0m, 10A/100-250V, C13 to IEC 320-C14 Rack Power Cable | 29
7X02CTOLWW | B0N5 | 1.0m, 13A/100-250V, C13 to C14 Jumper Cord | 25
7X02CTOLWW | B0N6 | 1.5m, 13A/100-250V, C13 to C14 Jumper Cord | 29
7X02CTOLWW | B0RJ | 10GBASE-LR SFP+Transceiver | 350
7X02CTOLWW | B0RL | Mellanox ConnectX-5 EDR IB/100GbE VPI Single-Port x16 PCIe 3.0 HCA | 1719
7X02CTOLWW | B0RM | Mellanox ConnectX-5 EDR IB VPI Dual-port x16 PCIe 3.0 HCA | 2059
7X02CTOLWW | B0TE | ThinkSystem Screw-in Slide Rail Kit with 1U CMA | 145
7X02CTOLWW | B0WJ | ThinkSystem SR630 3.5" Anybay 4-Bay Backplane | 150
7X02CTOLWW | B0WX | ThinkSystem Mellanox ConnectX 4 PCIe FDR 1 Port QSFP VPI Adapter | 1169
7X02CTOLWW | B0WY | ThinkSystem Intel XXV710-DA2 10/25GbE SFP28 2-Port PCIe Ethernet Adapter | 529
7X02CTOLWW | B0YM | ThinkSystem 2.5" 2TB 7.2K SAS 12Gb Hot Swap 512e HDD FIPS | 1049
7X02CTOLWW | B0YN | ThinkSystem 3.5" 2TB 7.2K SAS 12Gb Hot Swap 512e HDD FIPS | 899
7X02CTOLWW | B0YP | ThinkSystem 3.5" 6TB 7.2K SAS 12Gb Hot Swap 512e HDD FIPS | 559
7X02CTOLWW | B0YQ | ThinkSystem 3.5" 8TB 7.2K SAS 12Gb Hot Swap 512e HDD FIPS | 1349
7X02CTOLWW | B0YR | ThinkSystem 3.5" 8TB 7.2K SAS 12Gb Hot Swap 512e HDD | 659
7X02CTOLWW | B0YS | ThinkSystem 2.5" 2.4TB 10K SAS 12Gb Hot Swap 512e HDD | 629
7X02CTOLWW | B0YV | ThinkSystem 2.5" 2.4TB 10K SAS 12Gb Hot Swap 512e HDD FIPS | 1299
7X02CTOLWW | B0YX | ThinkSystem 2.5" 1.2TB 10K SAS 12Gb Hot Swap 512n HDD SED | 749
7X02CTOLWW | B0Z0 | ThinkSystem 2.5" Intel S4500 960GB Entry SATA 6Gb Hot Swap SSD | 1219
7X02CTOLWW | B0Z5 | ThinkSystem 3.5" Intel S4500 960GB Entry SATA 6Gb Hot Swap SSD | 1199
7X02CTOLWW | B117 | ThinkSystem 3.5" 12TB 7.2K SAS 12Gb Hot Swap 512e HDD | 949
7X02CTOLWW | B118 | ThinkSystem 3.5" 12TB 7.2K SATA 6Gb Hot Swap 512e HDD | 1829
7X02CTOLWW | B136 | ThinkSystem 1U CMA Upgrade Kit for Toolless Slide Rail | 55
7X02CTOLWW | B137 | Intel Xeon Gold 5117 14C 105W 2.0GHz Processor | 2199
7X02CTOLWW | B144 | ThinkSystem SR630 new MB | 1730
7X02CTOLWW | B173 | Companion Part for XClarity Controller Standard to Enterprise Upgrade in Factory | 0
7X02CTOLWW | B1JJ | ThinkSystem 3.5" 300GB 10K SAS 12Gb Hot Swap 512n HDD | 289
7X02CTOLWW | B21R | ThinkSystem QLogic QL41262 10/25GbE SFP28 2-Port PCIe Ethernet Adapter | 409
7X02CTOLWW | B21W | ThinkSystem U.2 Toshiba CM5-V 800GB Mainstream NVMe PCIe 3.0 x4 Hot Swap SSD | 859
7X02CTOLWW | B21X | ThinkSystem U.2 Toshiba CM5-V 1.6TB Mainstream NVMe PCIe 3.0 x4 Hot Swap SSD | 3449
7X02CTOLWW | B21Y | ThinkSystem U.2 Toshiba CM5-V 3.2TB Mainstream NVMe PCIe 3.0 x4 Hot Swap SSD | 6999
7X02CTOLWW | B21Z | ThinkSystem 3.5" Toshiba CM5-V 800GB Mainstream NVMe PCIe 3.0 x4 Hot Swap SSD | 869
7X02CTOLWW | B220 | ThinkSystem 3.5" Toshiba CM5-V 1.6TB Mainstream NVMe PCIe 3.0 x4 Hot Swap SSD | 3449
7X02CTOLWW | B221 | ThinkSystem 3.5" Toshiba CM5-V 3.2TB Mainstream NVMe PCIe 3.0 x4 Hot Swap SSD | 6999
7X02CTOLWW | B22D | ThinkSystem 810-4P NVMe Switch Adapter | 799
7X02CTOLWW | B22J | 5m Intel OPA 100 Series Active Optical QSFP28 Low Power Cable | 809
7X02CTOLWW | B22K | 10m Intel OPA 100 Series Active Optical QSFP28 Low Power Cable | 829
7X02CTOLWW | B22L | 15m Intel OPA 100 Series Active Optical QSFP28 Low Power Cable | 839
7X02CTOLWW | B22M | 20m Intel OPA 100 Series Active Optical QSFP28 Low Power Cable | 849
7X02CTOLWW | B2UZ | Lenovo 1m 100G QSFP28 Active Optical Cable | 949
7X02CTOLWW | B2WM | SR630 10x2.5" BP Cable Kit for 8i | 45
7X02CTOLWW | B2WN | SR630 10x2.5" BP Cable Kit for 205W | 65
7X02CTOLWW | B2X4 | ThinkSystem 2.5" 5200 1.92TB Entry SATA 6Gb Hot Swap SSD | 899
7X02CTOLWW | B2X6 | ThinkSystem 2.5" 5200 7.68TB Entry SATA 6Gb Hot Swap SSD | 4999
7X02CTOLWW | B2X9 | ThinkSystem 3.5" 5200 1.92TB Entry SATA 6Gb Hot Swap SSD | 909
7X02CTOLWW | B2XB | ThinkSystem 3.5" 5200 7.68TB Entry SATA 6Gb Hot Swap SSD | 4999
7X02CTOLWW | B2XJ | ThinkSystem U.2 Toshiba CM5-V 6.4TB Mainstream NVMe PCIe 3.0 x4 Hot Swap SSD | 12829
7X02CTOLWW | B2XK | ThinkSystem 3.5" Toshiba CM5-V 6.4TB Mainstream NVMe PCIe 3.0 x4 Hot Swap SSD | 12829
7X02CTOLWW | B2ZJ | ThinkSystem U.2 Intel Optane P4800X 750GB Performance NVMe PCIe 3.0 x4 Hot Swap SSD | 7169
7X02CTOLWW | B306 | Mellanox QSA 100G to 25G Cable Adapter | 149
7X02CTOLWW | B30W | Custom MFG SVCS Fee - Medium Increment | 30
7X02CTOLWW | B30X | Custom MFG SVCS Fee - Large Increment | 300
7X02CTOLWW | B31C | ThinkSystem Mellanox ConnectX-5 Ex 25/40GbE 2-port Low-Latency Adapter | 1979
7X02CTOLWW | B31D | ThinkSystem NVIDIA Quadro P620 2GB PCIe Active GPU | 269
7X02CTOLWW | B31E | ThinkSystem RAID 930-16i 8GB Flash PCIe 12Gb Adapter | 2389
7X02CTOLWW | B31G | ThinkSystem QLogic QL41134 PCIe 10Gb 4-Port Base-T Ethernet Adapter | 799
7X02CTOLWW | B34H | ThinkSystem 2.5" PM883 240GB Entry SATA 6Gb Hot Swap SSD | 219
7X02CTOLWW | B34J | ThinkSystem 2.5" PM883 480GB Entry SATA 6Gb Hot Swap SSD | 279
7X02CTOLWW | B34K | ThinkSystem 2.5" PM883 960GB Entry SATA 6Gb Hot Swap SSD | 449
7X02CTOLWW | B34L | ThinkSystem 2.5" PM883 1.92TB Entry SATA 6Gb Hot Swap SSD | 889
7X02CTOLWW | B34M | ThinkSystem 2.5" PM883 3.84TB Entry SATA 6Gb Hot Swap SSD | 1739
7X02CTOLWW | B34N | ThinkSystem U.2 PM983 1.92TB Entry NVMe PCIe 3.0 x4 Hot Swap SSD | 939
7X02CTOLWW | B34P | ThinkSystem U.2 PM983 3.84TB Entry NVMe PCIe 3.0 x4 Hot Swap SSD | 1839
7X02CTOLWW | B34Q | ThinkSystem 3.5" PM983 1.92TB Entry NVMe PCIe 3.0 x4 Hot Swap SSD | 2999
7X02CTOLWW | B34R | ThinkSystem 3.5" PM983 3.84TB Entry NVMe PCIe 3.0 x4 Hot Swap SSD | 5049
7X02CTOLWW | B3VW | VMware ESXi 6.5 U2 (Factory Installed) | 0
7X02CTOLWW | B3VX | VMware ESXi 6.7 (Factory Installed) | 0
7X02CTOLWW | B488 | ThinkSystem 2.5" 5200 240GB Mainstream SATA 6Gb Hot Swap SSD | 469
7X02CTOLWW | B48B | ThinkSystem 2.5" 5200 1.92TB Mainstream SATA 6Gb Hot Swap SSD | 2129
7X02CTOLWW | B48C | ThinkSystem 2.5" 5200 3.84TB Mainstream SATA 6Gb Hot Swap SSD | 4869
7X02CTOLWW | B48D | ThinkSystem 3.5" 5200 240GB Mainstream SATA 6Gb Hot Swap SSD | 469
7X02CTOLWW | B48G | ThinkSystem 3.5" 5200 1.92TB Mainstream SATA 6Gb Hot Swap SSD | 2139
7X02CTOLWW | B48H | ThinkSystem 3.5" 5200 3.84TB Mainstream SATA 6Gb Hot Swap SSD | 4859
7X02CTOLWW | B496 | ThinkSystem 3.5" 14TB 7.2K SAS 12Gb Hot Swap 512e HDD | 1199
7X02CTOLWW | B497 | ThinkSystem 3.5" 14TB 7.2K SATA 6Gb Hot Swap 512e HDD | 1149
7X02CTOLWW | B498 | ThinkSystem 2.5" Intel S4510 240GB Entry SATA 6Gb Hot Swap SSD | 149
7X02CTOLWW | B499 | ThinkSystem 2.5" Intel S4510 480GB Entry SATA 6Gb Hot Swap SSD | 309
7X02CTOLWW | B49A | ThinkSystem 2.5" Intel S4510 960GB Entry SATA 6Gb Hot Swap SSD | 529
7X02CTOLWW | B49B | ThinkSystem 2.5" Intel S4510 1.92TB Entry SATA 6Gb Hot Swap SSD | 1049
7X02CTOLWW | B49C | ThinkSystem 2.5" Intel S4510 3.84TB Entry SATA 6Gb Hot Swap SSD | 1979
7X02CTOLWW | B49D | ThinkSystem 3.5" Intel S4510 240GB Entry SATA 6Gb Hot Swap SSD | 149
7X02CTOLWW | B49E | ThinkSystem 3.5" Intel S4510 480GB Entry SATA 6Gb Hot Swap SSD | 209
7X02CTOLWW | B49F | ThinkSystem 3.5" Intel S4510 960GB Entry SATA 6Gb Hot Swap SSD | 539
7X02CTOLWW | B49G | ThinkSystem 3.5" Intel S4510 1.92TB Entry SATA 6Gb Hot Swap SSD | 1059
7X02CTOLWW | B49H | ThinkSystem 3.5" Intel S4510 3.84TB Entry SATA 6Gb Hot Swap SSD | 1989
7X02CTOLWW | B49L | ThinkSystem 2.5" Intel S4610 240GB Mainstream SATA 6Gb Hot Swap SSD | 399
7X02CTOLWW | B49M | ThinkSystem 2.5" Intel S4610 480GB Mainstream SATA 6Gb Hot Swap SSD | 479
7X02CTOLWW | B49N | ThinkSystem 2.5" Intel S4610 960GB Mainstream SATA 6Gb Hot Swap SSD | 699
7X02CTOLWW | B49P | ThinkSystem 2.5" Intel S4610 1.92TB Mainstream SATA 6Gb Hot Swap SSD | 1289
7X02CTOLWW | B49Q | ThinkSystem 2.5" Intel S4610 3.84TB Mainstream SATA 6Gb Hot Swap SSD | 2499
7X02CTOLWW | B49R | ThinkSystem 3.5" Intel S4610 240GB Mainstream SATA 6Gb Hot Swap SSD | 409
7X02CTOLWW | B49S | ThinkSystem 3.5" Intel S4610 480GB Mainstream SATA 6Gb Hot Swap SSD | 309
7X02CTOLWW | B49T | ThinkSystem 3.5" Intel S4610 960GB Mainstream SATA 6Gb Hot Swap SSD | 1029
7X02CTOLWW | B49U | ThinkSystem 3.5" Intel S4610 1.92TB Mainstream SATA 6Gb Hot Swap SSD | 1799
7X02CTOLWW | B49V | ThinkSystem 3.5" Intel S4610 3.84TB Mainstream SATA 6Gb Hot Swap SSD | 3579
7X02CTOLWW | B4A2 | ThinkSystem 2.5" PM1645 3.2TB Mainstream SAS 12Gb Hot Swap SSD | 2579
7X02CTOLWW | B4A5 | ThinkSystem 3.5" PM1645 3.2TB Mainstream SAS 12Gb Hot Swap SSD | 2589
7X02CTOLWW | B4A7 | ThinkSystem 2.5" PM1643 3.84TB Capacity SAS 12Gb Hot Swap SSD | 2579
7X02CTOLWW | B4A8 | ThinkSystem 3.5" PM1643 3.84TB Capacity SAS 12Gb Hot Swap SSD | 1869
7X02CTOLWW | B4D2 | ThinkSystem 2.5" PM883 7.68TB Entry SATA 6Gb Hot Swap SSD | 3379
7X02CTOLWW | B4D3 | ThinkSystem U.2 PM983 7.68TB Entry NVMe PCIe3.0 x4 Hot Swap SSD | 4999
7X02CTOLWW | B4D4 | ThinkSystem 3.5" PM983 7.68TB Entry NVMe PCIe3.0 x4 Hot Swap SSD | 9999
7X02CTOLWW | B4H1 | ThinkSystem 8GB TruDDR4 2933MHz (1Rx8 1.2V) RDIMM | 219
7X02CTOLWW | B4H2 | ThinkSystem 16GB TruDDR4 2933MHz (2Rx8 1.2V) RDIMM | 319
7X02CTOLWW | B4H3 | ThinkSystem 32GB TruDDR4 2933MHz (2Rx4 1.2V) RDIMM | 619
7X02CTOLWW | B4H4 | ThinkSystem 64GB TruDDR4 2933MHz (2Rx4 1.2V) RDIMM | 1279
7X02CTOLWW | B4H7 | Intel Xeon Platinum 8280 28C 205W 2.7GHz Processor | 18089
7X02CTOLWW | B4H8 | Intel Xeon Platinum 8276 28C 165W 2.2GHz Processor | 15099
7X02CTOLWW | B4H9 | Intel Xeon Platinum 8270 26C 205W 2.7GHz Processor | 12739
7X02CTOLWW | B4HA | Intel Xeon Platinum 8268 24C 205W 2.9GHz Processor | 10929
7X02CTOLWW | B4HB | Intel Xeon Platinum 8260 24C 165W 2.4GHz Processor | 8159
7X02CTOLWW | B4HC | Intel Xeon Gold 6252 24C 150W 2.1GHz Processor | 5909
7X02CTOLWW | B4HD | Intel Xeon Gold 6254 18C 200W 3.1GHz Processor | 6065
7X02CTOLWW | B4HE | Intel Xeon Gold 6248 20C 150W 2.5GHz Processor | 5049
7X02CTOLWW | B4HF | Intel Xeon Gold 6244 8C 150W 3.6GHz Processor | 4699
7X02CTOLWW | B4HG | Intel Xeon Gold 6242 16C 150W 2.8GHz Processor | 4419
7X02CTOLWW | B4HH | Intel Xeon Gold 6240 18C 150W 2.6GHz Processor | 3819
7X02CTOLWW | B4HJ | Intel Xeon Gold 6230 20C 125W 2.1GHz Processor | 3099
7X02CTOLWW | B4HK | Intel Xeon Gold 5220 18C 125W 2.2GHz Processor | 2599
7X02CTOLWW | B4HL | Intel Xeon Gold 5218 16C 125W 2.3GHz Processor | 2019
7X02CTOLWW | B4HM | Intel Xeon Gold 5217 8C 115W 3.0GHz Processor | 2659
7X02CTOLWW | B4HN | Intel Xeon Gold 5215 10C 85W 2.5GHz Processor | 2019
7X02CTOLWW | B4HP | Intel Xeon Silver 4216 16C 100W 2.1GHz Processor | 1649
7X02CTOLWW | B4HQ | Intel Xeon Silver 4215 8C 85W 2.5GHz Processor | 1399
7X02CTOLWW | B4HR | Intel Xeon Silver 4214 12C 85W 2.2GHz Processor | 1169
7X02CTOLWW | B4HS | Intel Xeon Silver 4210 10C 85W 2.2GHz Processor | 859
7X02CTOLWW | B4HT | Intel Xeon Silver 4208 8C 85W 2.1GHz Processor | 799
7X02CTOLWW | B4HU | Intel Xeon Bronze 3204 6C 85W 1.9GHz Processor | 439
7X02CTOLWW | B4LV | ThinkSystem 128GB TruDDR4 2666MHz (1.2V) Intel Optane DC Persistent Memory | 1089
7X02CTOLWW | B4LW | ThinkSystem 256GB TruDDR4 2666MHz (1.2V) Intel Optane DC Persistent Memory | 4689
7X02CTOLWW | B4LX | ThinkSystem 512GB TruDDR4 2666MHz (1.2V) Intel Optane DC Persistent Memory | 18319
7X02CTOLWW | B4LY | ThinkSystem 16GB TruDDR4 2933 MHz (1Rx4 1.2V) RDIMM | 289
7X02CTOLWW | B4NK | ThinkSystem SR630 Refresh MB | 1730
7X02CTOLWW | B4NU | Intel Xeon Platinum 8260Y 24/20/16C 165W 2.4GHz Processor | 9799
7X02CTOLWW | B4NV | Intel Xeon Gold 6240Y 18/14/8C 150W 2.6GHz Processor | 5345
7X02CTOLWW | B4NW | Intel Xeon Silver 4214Y 12/10/8C 85W 2.2GHz Processor | 1519
7X02CTOLWW | B4P2 | Intel Xeon Gold 6238T 22C 125W 1.9GHz Processor | 4349
7X02CTOLWW | B4P3 | Intel Xeon Gold 5218T 16C 105W 2.1GHz Processor | 2399
7X02CTOLWW | B4P4 | Intel Xeon Silver 4209T 8C 70W 2.2GHz Processor | 929
7X02CTOLWW | B4P5 | Intel Xeon Platinum 8280L 28C 205W 2.7GHz Processor | 29099
7X02CTOLWW | B4P6 | Intel Xeon Platinum 8276L 28C 165W 2.2GHz Processor | 26689
7X02CTOLWW | B4P7 | Intel Xeon Platinum 8260L 24C 165W 2.4GHz Processor | 19249
7X02CTOLWW | B4P9 | Intel Xeon Gold 5215L 10C 85W 2.5GHz Processor | 17019
7X02CTOLWW | B4QQ | 0.5m Mellanox HDR IB Passive Copper QSFP56 Cable | 299
7X02CTOLWW | B4QR | 1m Mellanox HDR IB Passive Copper QSFP56 Cable | 399
7X02CTOLWW | B4QS | 1.5m Mellanox HDR IB Passive Copper QSFP56 Cable | 449
7X02CTOLWW | B4QT | 2m Mellanox HDR IB Passive Copper QSFP56 Cable | 499
7X02CTOLWW | B4QW | 3m Mellanox HDR IB Active Optical QSFP56 Cable | 2099
7X02CTOLWW | B4QX | 5m Mellanox HDR IB Active Optical QSFP56 Cable | 2149
7X02CTOLWW | B4QY | 10m Mellanox HDR IB Active Optical QSFP56 Cable | 2199
7X02CTOLWW | B4QZ | 15m Mellanox HDR IB Active Optical QSFP56 Cable | 2249
7X02CTOLWW | B4R0 | 20m Mellanox HDR IB Active Optical QSFP56 Cable | 2299
7X02CTOLWW | B4R1 | 1m Mellanox HDR IB to 2x HDR100 Splitter Passive Copper QSFP56 Cable | 399
7X02CTOLWW | B4R2 | 1.5m Mellanox HDR IB to 2x HDR100 Splitter Passive Copper QSFP56 Cable | 449
7X02CTOLWW | B4R4 | 3m Mellanox HDR IB to 2x HDR100 Splitter Optical QSFP56 Cable | 2799
7X02CTOLWW | B4R5 | 5m Mellanox HDR IB to 2x HDR100 Splitter Optical QSFP56 Cable | 2899
7X02CTOLWW | B4R6 | 10m Mellanox HDR IB to 2x HDR100 Splitter Optical QSFP56 Cable | 2999
7X02CTOLWW | B4R7 | 15m Mellanox HDR IB to 2x HDR100 Splitter Optical QSFP56 Cable | 3199
7X02CTOLWW | B4R8 | 20m Mellanox HDR IB to 2x HDR100 Splitter Optical QSFP56 Cable | 3299
7X02CTOLWW | B4R9 | ThinkSystem Mellanox ConnectX-6 HDR100/100GbE QSFP56 1-port PCIe VPI Adapter | 1779
7X02CTOLWW | B4RA | ThinkSystem Mellanox ConnectX-6 HDR100/100GbE QSFP56 2-port PCIe VPI Adapter | 2099
7X02CTOLWW | B4RB | ThinkSystem Mellanox HDR/200GbE 2x PCIe Aux Kit | 639
7X02CTOLWW | B4RC | ThinkSystem Mellanox ConnectX-6 HDR/200GbE QSFP56 1-port PCIe 4 VPI Adapter | 2209
7X02CTOLWW | B4RQ | ThinkSystem RAID 730-8i 2GB Flash PCIe 12Gb Adapter | 879
7X02CTOLWW | B4X6 | SuperCap for Raid 730-8i 2GB | 149
7X02CTOLWW | B4XA | VMware ESXi 6.7 U1 (Factory Installed) | 0
7X02CTOLWW | B4Y4 | ThinkSystem 2.5" SS530 400GB Performance SAS 12Gb Hot Swap SSD | 1479
7X02CTOLWW | B4Y5 | ThinkSystem 2.5" SS530 800GB Performance SAS 12Gb Hot Swap SSD | 2299
7X02CTOLWW | B4Y7 | ThinkSystem 2.5" SS530 3.2TB Performance SAS 12Gb Hot Swap SSD | 7859
7X02CTOLWW | B4Y8 | ThinkSystem 3.5" SS530 800GB Performance SAS 12Gb Hot Swap SSD | 2279
7X02CTOLWW | B4YA | ThinkSystem 3.5" SS530 3.2TB Performance SAS 12Gb Hot Swap SSD | 7759
7X02CTOLWW | B4YB | ThinkSystem NVIDIA T4 16GB PCIe Passive GPU | 6279
7X02CTOLWW | B528 | Intel Optane DC Persistent Memory - Memory Mode only | 0
7X02CTOLWW | B529 | Intel Optane DC Persistent Memory - App Direct Mode only | 0
7X02CTOLWW | B52A | Intel Optane DC Persistent Memory - Mixed Memory Mode | 0
7X02CTOLWW | B587 | ThinkSystem 128GB TruDDR4 2933MHz (4Rx4 1.2V) 3DS RDIMM | 3399
7X02CTOLWW | B58F | ThinkSystem U.2 Intel P4510 1.0TB Entry NVMe PCIe3.0 x4 Hot Swap SSD | 539
7X02CTOLWW | B58G | ThinkSystem U.2 Intel P4510 2.0TB Entry NVMe PCIe3.0 x4 Hot Swap SSD | 1459
7X02CTOLWW | B5N6 | ThinkSystem 16GB TruDDR4 Performance+ 2933MHz (2Rx8 1.2V) RDIMM | 729
7X02CTOLWW | B5N7 | ThinkSystem 32GB TruDDR4 Performance+ 2933MHz (2Rx4 1.2V) RDIMM | 1379
7X02CTOLWW | B5N8 | ThinkSystem 64GB TruDDR4 Performance+ 2933MHz (2Rx4 1.2V) RDIMM | 2879
7X02CTOLWW | B5N9 | ThinkSystem 128GB TruDDR4 Performance+ 2933MHz (4Rx4 1.2V) 3DS RDIMM | 5499
7X02CTOLWW | B5RY | Intel Xeon Gold 6230N 20C 125W 2.3GHz Processor | 3239
7X02CTOLWW | B5RZ | Intel Xeon Platinum 8253 16C 125W 2.2GHz Processor | 5299
7X02CTOLWW | B5S0 | Intel Xeon Gold 5218N 16C 110W 2.3GHz Processor | 2625
7X02CTOLWW | B5S1 | Intel Xeon Gold 5222 4C 105W 3.8GHz Processor | 1999
7X02CTOLWW | B5S2 | Intel Xeon Platinum 8256 4C 105W 3.8GHz Processor | 12099
7X02CTOLWW | B5SX | ThinkSystem Emulex LPe35000 32Gb 1-port PCIe Fibre Channel Adapter | 1739
7X02CTOLWW | B5SY | ThinkSystem Emulex LPe35002 32Gb 2-port PCIe Fibre Channel Adapter | 2599
7X02CTOLWW | B5T0 | ThinkSystem Broadcom 57414 10/25GbE SFP28 2-port PCIe Ethernet Adapter | 389
7X02CTOLWW | B5XZ | ThinkSystem Mellanox Innova-2 ConnectX-5 FPGA 25GbE 2-port Adapter | 5379
7X02CTOLWW | B68K | 30m Mellanox HDR IB to 2x HDR100 Splitter Optical QSFP56 Cable | 3499
7X02CTOLWW | B68L | 2m Mellanox HDR IB to 2x HDR100 Splitter Passive Copper QSFP56 Cable | 499
7X02CTOLWW | B68M | 100m Mellanox HDR IB Optical QSFP56 Cable | 5099
7X02CTOLWW | B68N | 50m Mellanox HDR IB Optical QSFP56 Cable | 3699
7X02CTOLWW | B68P | 30m Mellanox HDR IB Optical QSFP56 Cable | 2399
7X02CTOLWW | B6BS | Intel Xeon Gold 5218B 16C 125W 2.3GHz Processor | 2019
7X02CTOLWW | B6CE | ThinkSystem RAID 530-16i PCIe 12Gb Adapter | 589
7X02CTOLWW | B6CG | ThinkSystem NVIDIA Quadro RTX 4000 8GB PCIe Active GP | 2219
7X02CTOLWW | B6CJ | Intel Xeon Gold 6238 22C 140W 2.1GHz Processor | 4799
7X02CTOLWW | B6CK | Intel Xeon Gold 6234 8C 130W 3.3GHz Processor | 3999
7X02CTOLWW | B6CL | Intel Xeon Gold 6226 12C 125W 2.7GHz Processor | 3299
7X02CTOLWW | B6CP | Intel Xeon Gold 6230T 20C 125W 2.1GHz Processor | 3599
7X02CTOLWW | B6CQ | Intel Xeon Gold 5220T 18C 105W 1.9GHz Processor | 3199
7X02CTOLWW | B6CR | Intel Xeon Gold 6238L 22C 140W 2.1GHz Processor | 14599
7X02CTOLWW | B6CS | Intel Xeon Gold 6240L 18C 150W 2.6GHz Processor | 14299
7X02CTOLWW | B6CT | Intel Xeon Gold 6252N 24C 150W 2.3GHz Processor | 7699
7X02CTOLWW | B6CU | Intel Xeon Gold 6262V 24C 135W 1.9GHz Processor | 5399
7X02CTOLWW | B6CV | Intel Xeon Gold 6222V 20C 115W 1.8GHz Processor | 2999
7X02CTOLWW | B6CW | Intel Xeon Gold 5220S 18C 125W 2.7GHz Processor | 3699
7X02CTOLWW | B6JY | ThinkSystem 3.5" PM883 1.92TB Entry SATA 6Gb Hot Swap SSD | 1159
7X02CTOLWW | B6JZ | ThinkSystem 3.5" PM883 3.84TB Entry SATA 6Gb Hot Swap SSD | 2219
7X02CTOLWW | B6K0 | ThinkSystem 2.5" 5200 1.92TB Mainstream SATA 6Gb Hot Swap SSD SED | 1299
7X02CTOLWW | B6PD | Intel Xeon Gold 6246 12C 165W 3.3GHz Processor | 5999
7X02CTOLWW | B6TM | ThinkSystem 3.5" PM883 240GB Entry SATA 6Gb Hot Swap SSD | 239
7X02CTOLWW | B6TN | ThinkSystem 3.5" PM883 480GB Entry SATA 6Gb Hot Swap SSD | 359
7X02CTOLWW | B6TP | ThinkSystem 3.5" PM883 960GB Entry SATA 6Gb Hot Swap SSD | 599
7X02CTOLWW | B6U0 | VMware ESXi 6.5 U3 (factory installed) | 0
7X02CTOLWW | B6U1 | VMware ESXi 6.7 U2 (factory installed) | 0
7X02CTOLWW | B6X6 | Intel Xeon Gold 6246 12C 165W 3.3GHz Processor | 5509
7X02CTOLWW | B7EW | ThinkSystem 2.5" 5210 1.92TB Entry SATA 6Gb Hot Swap QLC SSD | 759
7X02CTOLWW | B7EX | ThinkSystem 2.5" 5210 3.84TB Entry SATA 6Gb Hot Swap QLC SSD | 1489
7X02CTOLWW | B7EY | ThinkSystem 2.5" 5210 7.68TB Entry SATA 6Gb Hot Swap QLC SSD | 2779
7X02CTOLWW | B7EZ | ThinkSystem 3.5" 16TB 7.2K SAS 12Gb Hot Swap 512e HDD | 1309
7X02CTOLWW | B7F0 | ThinkSystem 3.5" 16TB 7.2K SATA 6Gb Hot Swap 512e HDD | 1289
7X02CTOLWW | B7JW | ThinkSystem NVIDIA Quadro P2200 5GB PCIe Active GPU | 1009
7X02CTOLWW | B7N3 | Intel Xeon Bronze 3206R 8C 85W 1.9GHz Processor | 559
7X02CTOLWW | B7N5 | Intel Xeon Silver 4210R 10C 100W 2.4GHz Processor | 899
7X02CTOLWW | B7N6 | Intel Xeon Silver 4214R 12C 100W 2.4GHz Processor | 1259
7X02CTOLWW | B7N9 | Intel Xeon Gold 5220R 24C 150W 2.2GHz Processor | 2739
7X02CTOLWW | B87R | Mellanox CX6 Socket-Direct Adapter Cable Assemble Way | 0
7X02CTOLWW | B88T | VMware ESXi 6.7 U3 (factory installed) | 0
7X02CTOLWW | B8HP | ThinkSystem 2.5" 5300 960GB Entry SATA 6Gb Hot Swap SSD | 489
7X02CTOLWW | B8HQ | ThinkSystem 3.5" 5300 3.84TB Entry SATA 6Gb Hot Swap SSD | 2179
7X02CTOLWW | B8HR | ThinkSystem 3.5" 5300 1.92TB Mainstream SATA 6Gb Hot Swap SSD | 1829
7X02CTOLWW | B8HS | ThinkSystem M.2 5300 240GB SATA 6Gbps Non-Hot Swap SSD | 359
7X02CTOLWW | B8HT | ThinkSystem 3.5" PM1645a 800GB Mainstream SAS 12Gb Hot Swap SSD | 829
7X02CTOLWW | B8HU | ThinkSystem 2.5" PM1645a 800GB Mainstream SAS 12Gb Hot Swap SSD | 819
7X02CTOLWW | B8HV | ThinkSystem 2.5" 5300 240GB Entry SATA 6Gb Hot Swap SSD | 359
7X02CTOLWW | B8HX | ThinkSystem 3.5" 5300 3.84TB Mainstream SATA 6Gb Hot Swap SSD | 3119
7X02CTOLWW | B8HY | ThinkSystem 2.5" 5300 480GB Mainstream SATA 6Gb Hot Swap SSD | 429
7X02CTOLWW | B8HZ | ThinkSystem 3.5" 5300 1.92TB Entry SATA 6Gb Hot Swap SSD | 1139
7X02CTOLWW | B8J0 | ThinkSystem 3.5" 5300 960GB Mainstream SATA 6Gb Hot Swap SSD | 929
7X02CTOLWW | B8J1 | ThinkSystem 2.5" 5300 240GB Mainstream SATA 6Gb Hot Swap SSD | 409
7X02CTOLWW | B8J2 | ThinkSystem 2.5" 5300 7.68TB Entry SATA 6Gb Hot Swap SSD | 3649
7X02CTOLWW | B8J3 | ThinkSystem 3.5" 5300 7.68TB Entry SATA 6Gb Hot Swap SSD | 4119
7X02CTOLWW | B8J4 | ThinkSystem 2.5" PM1645a 1.6TB Mainstream SAS 12Gb Hot Swap SSD | 1379
7X02CTOLWW | B8J5 | ThinkSystem 2.5" 5300 1.92TB Entry SATA 6Gb Hot Swap SSD | 939
7X02CTOLWW | B8J6 | ThinkSystem 2.5" 5300 960GB Mainstream SATA 6Gb Hot Swap SSD | 729
7X02CTOLWW | B8J7 | ThinkSystem 2.5" 5300 3.84TB Mainstream SATA 6Gb Hot Swap SSD | 2179
7X02CTOLWW | B8J9 | ThinkSystem 3.5" 5300 480GB Entry SATA 6Gb Hot Swap SSD | 379
7X02CTOLWW | B8JA | ThinkSystem 2.5" PM1645a 6.4TB Mainstream SAS 12Gb Hot Swap SSD | 6049
7X02CTOLWW | B8JB | ThinkSystem 3.5" 5300 240GB Entry SATA 6Gb Hot Swap SSD | 369
7X02CTOLWW | B8JC | ThinkSystem 3.5" 5300 960GB Entry SATA 6Gb Hot Swap SSD | 629
7X02CTOLWW | B8JD | ThinkSystem 2.5" PM1645a 3.2TB Mainstream SAS 12Gb Hot Swap SSD | 2579
7X02CTOLWW | B8JE | ThinkSystem 2.5" 5300 1.92TB Mainstream SATA 6Gb Hot Swap SSD | 1279
7X02CTOLWW | B8JF | ThinkSystem 3.5" 5300 480GB Mainstream SATA 6Gb Hot Swap SSD | 529
7X02CTOLWW | B8JG | ThinkSystem 3.5" PM1645a 6.4TB Mainstream SAS 12Gb Hot Swap SSD | 6059
7X02CTOLWW | B8JK | ThinkSystem 3.5" PM1645a 3.2TB Mainstream SAS 12Gb Hot Swap SSD | 2589
7X02CTOLWW | B8JL | ThinkSystem 3.5" 5300 240GB Mainstream SATA 6Gb Hot Swap SSD | 419
7X02CTOLWW | B8JM | ThinkSystem 2.5" 5300 480GB Entry SATA 6Gb Hot Swap SSD | 309
7X02CTOLWW | B8JN | ThinkSystem 3.5" PM1645a 1.6TB Mainstream SAS 12Gb Hot Swap SSD | 1389
7X02CTOLWW | B8JP | ThinkSystem 2.5" 5300 3.84TB Entry SATA 6Gb Hot Swap SSD | 1789
7X02CTOLWW | B8PP | ThinkSystem Mellanox ConnectX-6 Dx 100GbE QSFP56 2-port PCIe Ethernet Adapter | 1019
7X02CTOLWW | B919 | ThinkSystem M.2 5300 480GB SATA 6Gbps Non-Hot Swap SSD | 369
7X02CTOLWW | B91A | ThinkSystem 2.5" PM1643a 960GB Entry SAS 12Gb Hot Swap SSD | 819
7X02CTOLWW | B91B | ThinkSystem 2.5" PM1643a 1.92TB Entry SAS 12Gb Hot Swap SSD | 1379
7X02CTOLWW | B91C | ThinkSystem 2.5" PM1643a 3.84TB Entry SAS 12Gb Hot Swap SSD | 2579
7X02CTOLWW | B91D | ThinkSystem 2.5" PM1643a 7.68TB Entry SAS 12Gb Hot Swap SSD | 5019
7X02CTOLWW | B91E | ThinkSystem 3.5" PM1643a 3.84TB Entry SAS 12Gb Hot Swap SSD | 1729
7X02CTOLWW | B93K | ThinkSystem 2.5" 5300 1.92TB Mainstream SATA 6Gb Hot Swap SSD SED | 1449
7X02CTOLWW | B93L | ThinkSystem 2.5" 5300 3.84TB Entry SATA 6Gb Hot Swap SSD SED | 1739
7X02CTOLWW | B93M | ThinkSystem 2.5" 5300 7.68TB Entry SATA 6Gb Hot Swap SSD SED | 3159
7X02CTOLWW | B96K | ThinkSystem 3.5" Kioxia CM6-V 3.2TB Mainstream NVMe PCIe4.0 x4 Hot Swap SSD | 3469
7X02CTOLWW | B96P | ThinkSystem U.3 Kioxia CM6-V 6.4TB Mainstream NVMe PCIe4.0 x4 Hot Swap SSD | 6789
7X02CTOLWW | B96T | ThinkSystem U.3 Kioxia CM6-V 3.2TB Mainstream NVMe PCIe4.0 x4 Hot Swap SSD | 3459
7X02CTOLWW | B96V | ThinkSystem 3.5" Kioxia CM6-V 1.6TB Mainstream NVMe PCIe4.0 x4 Hot Swap SSD | 1919
7X02CTOLWW | B96W | ThinkSystem 3.5" Kioxia CM6-V 6.4TB Mainstream NVMe PCIe4.0 x4 Hot Swap SSD | 6799
7X02CTOLWW | B96Z | ThinkSystem U.3 Kioxia CM6-V 1.6TB Mainstream NVMe PCIe4.0 x4 Hot Swap SSD | 1919
7X02CTOLWW | B9AC | ThinkSystem 2.5" 5210 960GB Entry SATA 6Gb Hot Swap QLC SSD | 419
7X02CTOLWW | BAZL | Intel Xeon Gold 6238R 28C 165W 2.2GHz Processor | 4599
7X02CTOLWW | BAZM | Intel Xeon Gold 6240R 24C 165W 2.4GHz Processor | 3859
7X02CTOLWW | BAZN | Intel Xeon Gold 6242R 20C 205W 3.1GHz Processor | 4459
7X02CTOLWW | BAZP | Intel Xeon Gold 6246R 16C 205W 3.4GHz Processor | 5779
7X02CTOLWW | BAZQ | Intel Xeon Gold 6248R 24C 205W 3.0GHz Processor | 4739
7X02CTOLWW | BAZR | Intel Xeon Gold 6258R 28C 205W 2.7GHz Processor | 6839
7X02CTOLWW | BAZS | Intel Xeon Gold 5218R 20C 125W 2.1GHz Processor | 2259
7X02CTOLWW | BAZT | Intel Xeon Silver 4210T 10C 95W 2.3GHz Processor | 999
7X02CTOLWW | BAZU | Intel Xeon Silver 4215R 8C 130W 3.2GHz Processor | 1429
7X02CTOLWW | BAZV | Intel Xeon Gold 6208U 16C 150W 2.9GHz Processor | 1779
7X02CTOLWW | BAZW | Intel Xeon Gold 6226R 16C 150W 2.9GHz Processor | 2289
7X02CTOLWW | BAZX | Intel Xeon Gold 6230R 26C 150W 2.1GHz Processor | 3349
7X02CTOLWW | BB0P | Intel Transparent Supply Chain. Lenovo has paired our industry leading supply chain with Intel's innovative Transparent Supply Chain program to add a layer of protection to your data center and bring peace of mind that the server hardware you bring into ... | 0
7X02CTOLWW | BBZG | VMware ESXi 7.0 (Factory Installed) | 2
7X02CTOLWW | BC4R | ThinkSystem 2.5" PM1643a 15.36TB Entry SAS 12Gb Hot Swap SSD | 10029
7X02CTOLWW | BC4Z | ThinkSystem U.2 PM1733 3.84TB Entry NVMe PCIe 4.0 x4 Hot Swap SSD | 3369
7X02CTOLWW | BCAC | 1U MS Super Cap Holder on PCIe slot | 59
7X02CTOLWW | BCD6 | ThinkSystem Intel E810-DA2 10/25GbE SFP28 2-Port PCIe Ethernet Adapter | 519
7X02CTOLWW | BCFH | ThinkSystem 3.5" 18TB 7.2K SATA 6Gb Hot Swap 512e HDD | 1589
7X02CTOLWW | BCFJ | ThinkSystem 3.5" Intel P5600 3.2TB Mainstream NVMe PCIe 4.0 x4 Hot Swap SSD | 3829
7X02CTOLWW | BCFM | ThinkSystem 3.5" Intel P5600 1.6TB Mainstream NVMe PCIe 4.0 x4 Hot Swap SSD | 1929
7X02CTOLWW | BCFP | ThinkSystem 3.5" 18TB 7.2K SAS 12Gb Hot Swap 512e HDD | 1609
7X02CTOLWW | BCFQ | ThinkSystem 3.5" Intel P5600 6.4TB Mainstream NVMe PCIe 4.0 x4 Hot Swap SSD | 7649
7X02CTOLWW | BCFR | ThinkSystem U.2 Intel P5600 3.2TB Mainstream NVMe PCIe 4.0 x4 Hot Swap SSD | 3829
7X02CTOLWW | BCFS | ThinkSystem U.2 Intel P5600 6.4TB Mainstream NVMe PCIe 4.0 x4 Hot Swap SSD | 7639
7X02CTOLWW | BCFT | ThinkSystem U.2 Intel P5500 1.92TB Entry NVMe PCIe 4.0 x4 Hot Swap SSD | 1479
7X02CTOLWW | BCFU | ThinkSystem U.2 Intel P5500 7.68TB Entry NVMe PCIe 4.0 x4 Hot Swap SSD | 5359
7X02CTOLWW | BCFV | ThinkSystem U.2 Intel P5600 1.6TB Mainstream NVMe PCIe 4.0 x4 Hot Swap SSD | 1919
7X02CTOLWW | BCFW | ThinkSystem U.2 Intel P5500 3.84TB Entry NVMe PCIe 4.0 x4 Hot Swap SSD | 2689
7X02CTOLWW | BCGJ | ThinkSystem HHHL Kioxia CM5-V 1.6TB Mainstream NVMe PCIe3.0 x4 Flash Adapter | 2279
7X02CTOLWW | BCGK | ThinkSystem HHHL Kioxia CM5-V 3.2TB Mainstream NVMe PCIe3.0 x4 Flash Adapter | 4129
7X02CTOLWW | BCGL | ThinkSystem HHHL Kioxia CM5-V 6.4TB Mainstream NVMe PCIe3.0 x4 Flash Adapter | 7879
7X02CTOLWW | BCQY | DSS-G ECE Solution Code | 0
7X02CTOLWW | BCTC | ThinkSystem 2.5" Multi Vendor 240GB Entry SATA 6Gb Hot Swap SSD | 219
7X02CTOLWW | BCTD | ThinkSystem 2.5" Multi Vendor 480GB Entry SATA 6Gb Hot Swap SSD | 219
7X02CTOLWW | BCTE | ThinkSystem 2.5" Multi Vendor 960GB Entry SATA 6Gb Hot Swap SSD | 659
7X02CTOLWW | BCTF | ThinkSystem 2.5" Multi Vendor 1.92TB Entry SATA 6Gb Hot Swap SSD | 1289
7X02CTOLWW | BCTG | ThinkSystem 2.5" Multi Vendor 3.84TB Entry SATA 6Gb Hot Swap SSD | 1259
7X02CTOLWW | BCTH | ThinkSystem 3.5" Multi Vendor 240GB Entry SATA 6Gb Hot Swap SSD | 229
7X02CTOLWW | BCTJ | ThinkSystem 3.5" Multi Vendor 480GB Entry SATA 6Gb Hot Swap SSD | 219
7X02CTOLWW | BCTK | ThinkSystem 3.5" Multi Vendor 960GB Entry SATA 6Gb Hot Swap SSD | 669
7X02CTOLWW | BCTL | ThinkSystem 3.5" Multi Vendor 1.92TB Entry SATA 6Gb Hot Swap SSD | 1289
7X02CTOLWW | BCTM | ThinkSystem 3.5" Multi Vendor 3.84TB Entry SATA 6Gb Hot Swap SSD | 1269
7X02CTOLWW | BD49 | ThinkSystem Broadcom 57454 10/25GbE SFP28 4-port PCIe Ethernet Adapter V2 | 549
7X02CTOLWW | BE03 | ThinkSystem U.3 Kioxia CM6-V 800GB Mainstream NVMe PCIe 4.0 x4 Hot Swap SSD | 1439
7X02CTOLWW | BE04 | ThinkSystem 3.5" Kioxia CM6-V 800GB Mainstream NVMe PCIe 4.0 x4 Hot Swap SSD | 1449
7X02CTOLWW | BE29 | ThinkSystem 2.5" 5300 960GB Entry SATA 6Gb Hot Swap SSD SED | 579
7X02CTOLWW | BE2A | ThinkSystem U.2 PM1733 3.84TB Entry NVMe PCIe 4.0 x4 Hot Swap SSD SED | 2979
7X02CTOLWW | BE2B | ThinkSystem U.2 PM1733 7.68TB Entry NVMe PCIe 4.0 x4 Hot Swap SSD SED | 5579
7X02CTOLWW | BE2C | ThinkSystem U.3 Kioxia CM6-R 3.84TB Entry NVMe PCIe 4.0 x4 Hot Swap SSD SED | 3419
7X02CTOLWW | BE2D | ThinkSystem U.3 Kioxia CM6-R 7.68TB Entry NVMe PCIe 4.0 x4 Hot Swap SSD SED | 6669
7X02CTOLWW | BE2E | ThinkSystem U.2 PM1733 7.68TB Entry NVMe PCIe 4.0 x4 Hot Swap SSD | 5579
7X02CTOLWW | BE2F | ThinkSystem U.2 PM1733 15.36TB Entry NVMe PCIe 4.0 x4 Hot Swap SSD | 10969
7X02CTOLWW | BE2G | ThinkSystem U.3 Kioxia CM6-R 3.84TB Entry NVMe PCIe 4.0 x4 Hot Swap SSD | 3379
7X02CTOLWW | BE2H | ThinkSystem U.3 Kioxia CM6-R 7.68TB Entry NVMe PCIe 4.0 x4 Hot Swap SSD | 6639
7X02CTOLWW | BE4U | ThinkSystem Mellanox ConnectX-6 Lx 10/25GbE SFP28 2-Port PCIe Ethernet Adapter | 409
7X02CTOLWW | BE5E | VMware ESXi 7.0 U1 (Factory Installed) | 0
7X02CTOLWW | BEAP | ThinkSystem Mellanox ConnectX-5 EN 10/25GbE SFP28 2-port PCIe Ethernet Adapter | 629
7X02CTOLWW | BEMB | ThinkSystem 2.5" 5300 3.84TB Mainstream SATA 6Gb Hot Swap SSD SED | 3149
7X02CTOLWW | BEVK | ThinkSystem 3.5" PM1643a 7.68TB Entry SAS 12Gb Hot Swap SSD | 5589
7X02CTOLWW | BF6W | Lenovo 1m Passive 200G QSFP56 Ethernet DAC Cable | 339
7X02CTOLWW | BF92 | Lenovo 3m Passive 200G QSFP56 Ethernet DAC Cable | 549
7X02CTOLWW | BFY5 | ThinkSystem RAID 530-16i PCIe 12Gb Adapter | 579
7X02CTOLWW | BFYB | Operating mode selection for: "Maximum Performance Mode" | 0
7X02CTOLWW | BFYC | Operating mode selection for: "Minimal Power Mode" | 0
7X02CTOLWW | BFYD | Operating mode selection for: "Efficiency Favoring Power Savings Mode" | 0
7X02CTOLWW | BFYE | Operating mode selection for: "Efficiency - Favoring Performance Mode" | 0
7X02CTOLWW | BFZZ | ThinkSystem 2.5" Nytro 3732 800GB Performance SAS 12Gb Hot Swap SSD SED | 1669
7X02CTOLWW | BG00 | ThinkSystem 3.5" Nytro 3732 3.2TB Performance SAS 12Gb Hot Swap SSD | 6219
7X02CTOLWW | BG01 | ThinkSystem 3.5" Nytro 3732 1.6TB Performance SAS 12Gb Hot Swap SSD | 3239
7X02CTOLWW | BG02 | ThinkSystem 3.5" Nytro 3732 800GB Performance SAS 12Gb Hot Swap SSD | 1669
7X02CTOLWW | BG03 | ThinkSystem 3.5" Nytro 3732 400GB Performance SAS 12Gb Hot Swap SSD | 1029
7X02CTOLWW | BG04 | ThinkSystem 2.5" Nytro 3732 3.2TB Performance SAS 12Gb Hot Swap SSD | 6259
7X02CTOLWW | BG05 | ThinkSystem 2.5" Nytro 3732 1.6TB Performance SAS 12Gb Hot Swap SSD | 3259
7X02CTOLWW | BG06 | ThinkSystem 2.5" Nytro 3732 800GB Performance SAS 12Gb Hot Swap SSD | 1669
7X02CTOLWW | BG07 | ThinkSystem 2.5" Nytro 3732 400GB Performance SAS 12Gb Hot Swap SSD | 1029
7X02CTOLWW | BHE2 | ThinkSystem Solarflare X2522-Plus 10/25GbE SFP28 2-Port PCIe Ethernet Adapter | 3489
7X02CTOLWW | BHSR | VMware ESXi 7.0 U2 (Factory Installed) | 0
7X02CTOLWW | BHSS | MI for PXE with RJ45 Network port | 0
7X03CTO1WW | 747 | UID Asset Tag Label | 20
7X03CTO1WW | 2300 | BladeCenter Chassis Configuration | 250
7X03CTO1WW | 2302 | RAID Configuration | 149
7X03CTO1WW | 2306 | Integration >1U Component | 125
7X03CTO1WW | 2321 | Custom MFG SVCS Fee - Small Increment | 3
7X03CTO1WW | 2400 | Primary Array 12 HDDs | 0
7X03CTO1WW | 2401 | Primary Array 13 HDDs | 0
7X03CTO1WW | 2402 | Primary Array 14 HDDs | 0
7X03CTO1WW | 2403 | Primary Array 15 HDDs | 0
7X03CTO1WW | 2404 | Primary Array 16 HDDs | 0
7X03CTO1WW | 2405 | Secondary Array 9 HDDs | 0
7X03CTO1WW | 2406 | Secondary Array 10 HDDs | 0
7X03CTO1WW | 2407 | Secondary Array 11 HDDs | 0
7X03CTO1WW | 2408 | Secondary Array 12 HDDs | 0
7X03CTO1WW | 2409 | Secondary Array 13 HDDs | 0
7X03CTO1WW | 2410 | Secondary Array 14 HDDs | 0
7X03CTO1WW | 3271 | No RAID - Secondary Array set up by customer | 0
7X03CTO1WW | 5053 | SFP+ SR Transceiver | 699
7X03CTO1WW | 5340 | Serial Conversion Option (SCO) | 249
7X03CTO1WW | 5341 | Virtual Media Conversion Option Gen2 (VCO2) | 129
7X03CTO1WW | 5977 | Select Storage devices - no configured RAID required | 0
7X03CTO1WW | 5978 | Select Storage devices - configured RAID | 0
7X03CTO1WW | 6201 | 1.5m, 10A/100-250V, C13 to IEC 320-C14 Rack Power Cable | 19
7X03CTO1WW | 6204 | 2.8m, 10A/100-250V, C13 to IEC 320-C20 Rack Power Cable | 19
7X03CTO1WW | 6263 | 4.3m, 10A/100-250V, C13 to IEC 320-C14 Rack Power Cable | 19
7X03CTO1WW | 6311 | 2.8m, 10A/100-250V, C13 to IEC 320-C14 Rack Power Cable | 9
7X03CTO1WW | 6313 | 2.8m, 10A/120V, C13 to NEMA 5-15P (US) Line Cord | 19
7X03CTO1WW | 6370 | 4.3m, 10A/125V, C13 to NEMA 5-15P (US) Line Cord | 10
7X03CTO1WW | 6373 | 4.3m, 10A/250V, C13 to NEMA 6-15P (US) Line Cord | 15
7X03CTO1WW | 6400 | 2.8m, 13A/100-250V, C13 to C14 Jumper Cord | 9
7X03CTO1WW | 6401 | 2.8m, 13A/120V, C13 to NEMA 5-15P (US) Line Cord | 29
7X03CTO1WW | 6570 | 2.0m, 13A/100-250V, C13 to C14 Jumper Cord | 19
7X03CTO1WW | 6583 | 4.3m, 13A/100-250V, C13 to C14 Rack Power Cable | 19
7X03CTO1WW | 7008 | Primary Array 2 HDDs | 0
7X03CTO1WW | 7009 | Primary Array 3 HDDs | 0
7X03CTO1WW | 7010 | Primary Array 4 HDDs | 0
7X03CTO1WW | 7011 | Primary Array 5 HDDs | 0
7X03CTO1WW | 7012 | Primary Array 6 HDDs | 0
7X03CTO1WW | 7013 | Primary Array 7 HDDs | 0
7X03CTO1WW | 7014 | Primary Array 8 HDDs | 0
7X03CTO1WW | 7015 | Secondary Array 2 HDDs | 0
7X03CTO1WW | 7016 | Secondary Array 3 HDDs | 0
7X03CTO1WW | 7017 | Secondary Array 4 HDDs | 0
7X03CTO1WW | 7057 | Secondary Array 5 HDDs | 0
7X03CTO1WW | 7058 | Secondary Array 6 HDDs | 0
7X03CTO1WW | 7059 | Secondary Array 7 HDDs | 0
7X03CTO1WW | 7060 | Secondary Array 8 HDDs | 0
7X03CTO1WW | 7664 | Primary Array 9 HDDs | 0
7X03CTO1WW | 7831 | Customer Solution Center Services | 0
7X03CTO1WW | 8067 | TAA Compliant Order | 0
7X03CTO1WW | 8072 | General Racking Solution | 0
7X03CTO1WW | 8086 | No Publications Selected | 0
7X03CTO1WW | 8971 | Integrate in manufacturing | 0
7X03CTO1WW | 8972 | Ship Uninstalled (Safety) | 0
7X03CTO1WW | 9013 | Hot Spare | 0
7X03CTO1WW | 9016 | Memory Sparing | 0
7X03CTO1WW | 9017 | Enable Memory Mirroring | 0
7X03CTO1WW | 9714 | Primary Array 10 HDDs | 0
7X03CTO1WW | 9715 | Primary Array 11 HDDs | 0
7X03CTO1WW | A0ST | Secondary Array 15 HDDs | 0
7X03CTO1WW | A0SU | Secondary Array 16 HDDs | 0
7X03CTO1WW | A102 | Advanced Grouping | 0
7X03CTO1WW | A103 | System x Cluster Upgrade | 0
7X03CTO1WW | A1NN | High Performance Analytics Appliance | 0
7X03CTO1WW | A1PH | 1m Passive DAC SFP+ Cable | 69
7X03CTO1WW | A1PJ | 3m Passive DAC SFP+ Cable | 89
7X03CTO1WW | A1PK | 5m Passive DAC SFP+ Cable | 159
7X03CTO1WW | A1RF | 2.8m, 10A/250V, C13 to NEMA 6-15P Line Cord | 15
7X03CTO1WW | A2K6 | Primary Array - RAID 0 | 0
7X03CTO1WW | A2K7 | Primary Array - RAID 1 | 0
7X03CTO1WW | A2K9 | Primary Array - RAID 5 | 0
7X03CTO1WW | A2KA | Primary Array - RAID 6 | 0
7X03CTO1WW | A2KB | Primary Array - RAID 10 | 0
7X03CTO1WW | A2KF | Secondary Array - RAID 0 | 0
7X03CTO1WW | A2KG | Secondary Array - RAID 1 | 0
7X03CTO1WW | A2KJ | Secondary Array - RAID 5 | 0
7X03CTO1WW | A2KK | Secondary Array - RAID 6 | 0
7X03CTO1WW | A2KL | Secondary Array - RAID 10 | 0
7X03CTO1WW | A3RG | 0.5m Passive DAC SFP+ Cable | 79
7X03CTO1WW | A3RH | 7m Passive DAC SFP+ Cable | 179
7X03CTO1WW | A3SW | 1.2m, 16A/100-250V, 2 Short C13s to Short C20 Rack Power Cable | 55
7X03CTO1WW | A3SX | 2.5m, 16A/100-250V, 2 Long C13s to Short C20 Rack Power Cable | 75
7X03CTO1WW | A3SY | 2.8m, 16A/100-250V, 2 Short C13s to Long C20 Rack Power Cable | 79
7X03CTO1WW | A3SZ | 4.1m, 16A/100-250V, 2 Long C13s to Long C20 Rack Power Cable | 85
7X03CTO1WW | A4VP | 1.0m, 10A/100-250V, C13 to IEC 320-C14 Rack Power Cable | 19
7X03CTO1WW | A51N | 1.5m Passive DAC SFP+ Cable | 89
7X03CTO1WW | A51P | 2m Passive DAC SFP+ Cable | 89
7X03CTO1WW | A5DL | SFP 1000Base-T (RJ-45) Transceiver | 89
7X03CTO1WW | A5U1 | SKLM for System x w/SEDs - FoD per Install w/1Yr S&S | 199
7X03CTO1WW | AS6C | SKLM for System x w/SEDs - FoD per Install w/3Yr S&S | 299
7X03CTO1WW | ASR5 | Lenovo 0.5m LC-LC OM3 MMF Cable | 24
7X03CTO1WW | ASR6 | Lenovo 1m LC-LC OM3 MMF Cable | 24
7X03CTO1WW | ASR7 | Lenovo 3m LC-LC OM3 MMF Cable | 24
7X03CTO1WW | ASR8 | Lenovo 5m LC-LC OM3 MMF Cable | 29
7X03CTO1WW | ASR9 | Lenovo 10m LC-LC OM3 MMF Cable | 39
7X03CTO1WW | ASRA | Lenovo 15m LC-LC OM3 MMF Cable | 45
7X03CTO1WW | ASRB | Lenovo 25m LC-LC OM3 MMF Cable | 54
7X03CTO1WW | AT2R | Lenovo 1m Active DAC SFP+ Cables | 129
7X03CTO1WW | AT2S | Lenovo 3m Active DAC SFP+ Cables | 139
7X03CTO1WW | AT2T | Lenovo 5m Active DAC SFP+ Cables | 159
7X03CTO1WW | AT7S | Emulex VFA5.2 2x10 GbE SFP+ PCIe Adapter | 449
7X03CTO1WW | AT7T | Emulex VFA5.2 2x10 GbE SFP+ Adapter and FCoE/iSCSI SW | 1319
7X03CTO1WW | ATPX | Intel X550-T2 Dual Port 10GBase-T Adapter | 599
7X03CTO1WW | ATRH | Intel X710-DA2 ML2 2x10GbE SFP+ Adapter | 499
7X03CTO1WW | ATYX | Lenovo 1m SFP+ to SFP+ Active Optical Cable | 104
7X03CTO1WW | ATYY | Lenovo 3m SFP+ to SFP+ Active Optical Cable | 99
7X03CTO1WW | ATYZ | Lenovo 5m SFP+ to SFP+ Active Optical Cable | 114
7X03CTO1WW | ATZ0 | Lenovo 7m SFP+ to SFP+ Active Optical Cable | 129
7X03CTO1WW | ATZ1 | Lenovo 15m SFP+ to SFP+ Active Optical Cable | 169
7X03CTO1WW | ATZ2 | Lenovo 20m SFP+ to SFP+ Active Optical Cable | 169
7X03CTO1WW | ATZB | QLogic 16Gb Enhanced Gen5 FC Single-port HBA | 979
7X03CTO1WW | ATZC | QLogic 16Gb Enhanced Gen5 FC Dual-port HBA | 1339
7X03CTO1WW | ATZU | Emulex 16Gb Gen6 FC Single-port HBA | 949
7X03CTO1WW | ATZV | Emulex 16Gb Gen6 FC Dual-port HBA | 1309
7X03CTO1WW | AU0B | Intel OPA 100 Series Single-port PCIe 3.0 x16 HFA | 1069
7X03CTO1WW | AU0E | 0.5m Intel OPA 100 Series Passive Copper QSFP28 Cable | 79
7X03CTO1WW | AU0F | 0.75m Intel OPA Passive Copper QSFP28 Cable | 139
7X03CTO1WW | AU0G | 1m Intel OPA 100 Series Passive Copper QSFP28 Cable | 99
7X03CTO1WW | AU0H | 1.25m Intel OPA 100 Series Passive Copper QSFP28 Cable | 159
7X03CTO1WW | AU0J | 1.5m Intel OPA 100 Series Passive Copper QSFP28 Cable | 109
7X03CTO1WW | AU0K | 2m Intel OPA 100 Series Passive Copper QSFP28 Cable | 129
7X03CTO1WW | AU0M | 5m Intel OPA 100 Series Active Optical QSFP28 Cable | 899
7X03CTO1WW | AU0P | 15m Intel OPA 100 Series Active Optical QSFP28 Cable | 949
7X03CTO1WW | AU7Z | Emulex VFA5.2 ML2 2x10 GbE SFP+ Adapter and FCoE/iSCSI SW | 399
7X03CTO1WW | AUK7 | TPM 2.0 and Secure Boot | 0
7X03CTO1WW | AUKG | ThinkSystem 1Gb 2-port RJ45 LOM | 79
7X03CTO1WW | AUKJ | ThinkSystem 10Gb 2-port SFP+ LOM | 169
7X03CTO1WW | AUKL | ThinkSystem 10Gb 2-port Base-T LOM | 259
7X03CTO1WW | AUKN | ThinkSystem Emulex OCe14104B-NX PCIe 10Gb 4-Port SFP+ Ethernet Adapter | 539
7X03CTO1WW | AUKP | ThinkSystem Broadcom 57416 10GBASE-T 2-Port PCIe Ethernet Adapter | 479
7X03CTO1WW | AUKQ | ThinkSystem Broadcom NX-E ML2 10Gb 2-Port Base-T Ethernet Adapter | 529
7X03CTO1WW | AUKS | ThinkSystem Broadcom 57412 25GbE SFP28 1-Port PCIe Ethernet Adapter | 489
7X03CTO1WW | AUKX | ThinkSystem Intel X710-DA2 PCIe 10Gb 2-Port SFP+ Ethernet Adapter | 459
7X03CTO1WW | AULV | ThinkSystem 2.5" 300GB 15K SAS 12Gb Hot Swap 512n HDD | 339
7X03CTO1WW | AULW | ThinkSystem 2.5" 600GB 15K SAS 12Gb Hot Swap 512n HDD | 469
7X03CTO1WW | AULX | ThinkSystem 2.5" 900GB 15K SAS 12Gb Hot Swap 512e HDD | 639
7X03CTO1WW | AULY | ThinkSystem 2.5" 300GB 10K SAS 12Gb Hot Swap 512n HDD | 289
7X03CTO1WW | AULZ | ThinkSystem 2.5" 600GB 10K SAS 12Gb Hot Swap 512n HDD | 319
7X03CTO1WW | AUM0 | ThinkSystem 2.5" 900GB 10K SAS 12Gb Hot Swap 512n HDD | 389
7X03CTO1WW | AUM1 | ThinkSystem 2.5" 1.2TB 10K SAS 12Gb Hot Swap 512n HDD | 389
7X03CTO1WW | AUM2 | ThinkSystem 2.5" 1.8TB 10K SAS 12Gb Hot Swap 512e HDD | 589
7X03CTO1WW | AUM4 | ThinkSystem 2.5" 300GB 10K SAS 12Gb Hot Swap 512n HDD SED | 339
7X03CTO1WW | AUM5 | ThinkSystem 2.5" 600GB 10K SAS 12Gb Hot Swap 512n HDD SED | 635
7X03CTO1WW | AUM6 | ThinkSystem 2.5" 1TB 7.2K SAS 12Gb Hot Swap 512n HDD | 469
7X03CTO1WW | AUM7 | ThinkSystem 2.5" 2TB 7.2K SAS 12Gb Hot Swap 512n HDD | 839
7X03CTO1WW | AUMU | ThinkSystem M.2 Enablement Kit | 39
7X03CTO1WW | AUMV | ThinkSystem M.2 with Mirroring Enablement Kit | 149
7X03CTO1WW | AUNB | ThinkSystem 16GB TruDDR4 2666 MHz (1Rx4 1.2V) RDIMM | 289
7X03CTO1WW | AUNC | ThinkSystem 16GB TruDDR4 2666 MHz (2Rx8 1.2V) RDIMM | 319
7X03CTO1WW | AUND | ThinkSystem 32GB TruDDR4 2666 MHz (2Rx4 1.2V) RDIMM | 609
7X03CTO1WW | AUNE | ThinkSystem 64GB TruDDR4 2666 MHz (4Rx4 1.2V) LRDIMM | 1259
7X03CTO1WW | AUNG | ThinkSystem RAID 530-8i PCIe 12Gb Adapter | 299
7X03CTO1WW | AUNJ | ThinkSystem RAID 930-8i 2GB Flash PCIe 12Gb Adapter | 1009
7X03CTO1WW | AUNK | ThinkSystem RAID 930-16i 4GB Flash PCIe 12Gb Adapter | 1529
7X03CTO1WW | AUNL | ThinkSystem 430-8i SAS/SATA 12Gb HBA | 299
7X03CTO1WW | AUNM | ThinkSystem 430-16i SAS/SATA 12Gb HBA | 589
7X03CTO1WW | AUNN | ThinkSystem 430-16e SAS/SATA 12Gb HBA | 609
7X03CTO1WW | AUNP | FBU345 SuperCap | 135
7X03CTO1WW | AUNQ | ThinkSystem RAID 930-8e 4GB Flash PCIe 12Gb Adapter | 1689
7X03CTO1WW | AUNR | ThinkSystem 430-8e SAS/SATA 12Gb HBA | 299
7X03CTO1WW | AUPW | ThinkSystem XClarity Controller Standard to Enterprise Upgrade | 100
7X03CTO1WW | AUR3 | ThinkSystem SR550/SR650 x16/x8 PCIe FH Riser 1 Kit | 49
7X03CTO1WW | AUR4 | ThinkSystem 2U x8/x8/x8 PCIE FH Riser 1 | 45
7X03CTO1WW | AUR6 | ThinkSystem 2U 3.5" SATA/SAS 8-Bay Backplane | 175
7X03CTO1WW | AUR7 | ThinkSystem 2U x8/X8/x8ML2 PCIE FH Riser 1 | 69
7X03CTO1WW | AUR9 | ThinkSystem 2U 3.5" SATA/SAS 12-Bay Backplane | 219
7X03CTO1WW | AURA | ThinkSystem 2U/Twr 2.5" SATA/SAS 8-Bay Backplane | 229
7X03CTO1WW | AURC | ThinkSystem SR550/SR590/SR650 x16/x8(or x16) PCIe FH Riser 2 Kit | 59
7X03CTO1WW | AURD | ThinkSystem 2U left EIA Latch Standard | 15
7X03CTO1WW | AURH | ThinkSystem Right EIA Latch Standard | 15
7X03CTO1WW | AURM | ThinkSystem SR550/SR650/SR590 Right EIA Latch with FIO | 75
7X03CTO1WW | AURP | Lenovo ThinkSystem 2U 2FH Riser Bracket | 25
7X03CTO1WW | AURQ | Lenovo ThinkSystem 2U 3FH Riser Bracket | 29
7X03CTO1WW | AURR | ThinkSystem M3.5 Screw for Riser 2x2pcs and Planar 5pcs | 0
7X03CTO1WW | AURX | ThinkSystem 2U Security Bezel | 45
7X03CTO1WW | AUS1 | Lenovo ThinkSystem 2U OP Panel Cage for 8x3.5"Config | 55
7X03CTO1WW | AUS8 | ThinkSystem 2U EIA Latch w/ VGA Upgrade Kit | 49
7X03CTO1WW | AUSA | Lenovo ThinkSystem M3.5" Screw for EIA | 0
7X03CTO1WW | AUSL | ThinkSystem COM Port Upgrade Kit | 19
7X03CTO1WW | AUU1 | ThinkSystem 8GB TruDDR4 2666 MHz (1Rx8 1.2V) RDIMM | 189
7X03CTO1WW | AUU2 | ThinkSystem 3.5" 300GB 15K SAS 12Gb Hot Swap 512n HDD | 359
7X03CTO1WW | AUU3 | ThinkSystem 3.5" 600GB 15K SAS 12Gb Hot Swap 512n HDD | 479
7X03CTO1WW | AUU4 | ThinkSystem 3.5" 1TB 7.2K SAS 12Gb Hot Swap 512n HDD | 299
7X03CTO1WW | AUU5 | ThinkSystem 3.5" 2TB 7.2K SAS 12Gb Hot Swap 512n HDD | 339
7X03CTO1WW | AUU6 | ThinkSystem 3.5" 4TB 7.2K SAS 12Gb Hot Swap 512n HDD | 419
7X03CTO1WW | AUU7 | ThinkSystem 3.5" 6TB 7.2K SAS 12Gb Hot Swap 512e HDD | 549
7X03CTO1WW | AUU8 | ThinkSystem 3.5" 4TB 7.2K SATA 6Gb Hot Swap 512n HDD | 389
7X03CTO1WW | AUU9 | ThinkSystem 3.5" 8TB 7.2K SATA 6Gb Hot Swap 512e HDD | 599
7X03CTO1WW | AUUA | ThinkSystem 3.5" 6TB 7.2K SATA 6Gb Hot Swap 512e HDD | 529
7X03CTO1WW | AUUB | ThinkSystem 3.5" 10TB 7.2K SATA 6Gb Hot Swap 512e HDD | 829
7X03CTO1WW | AUUC | ThinkSystem 3.5" 900GB 15K SAS 12Gb Hot Swap 512e HDD | 679
7X03CTO1WW | AUUD | ThinkSystem 3.5" 2TB 7.2K SATA 6Gb Hot Swap 512n HDD | 319
7X03CTO1WW | AUUE | ThinkSystem 2.5" 1TB 7.2K SATA 6Gb Hot Swap 512n HDD | 469
7X03CTO1WW | AUUF | ThinkSystem 3.5" 1TB 7.2K SATA 6Gb Hot Swap 512n HDD | 269
7X03CTO1WW | AUUG | ThinkSystem 3.5" 10TB 7.2K SAS 12Gb Hot Swap 512e HDD | 849
7X03CTO1WW | AUUH | ThinkSystem 3.5" 4TB 7.2K SAS 12Gb Hot Swap 512n HDD FIPS | 829
7X03CTO1WW | AUUJ | ThinkSystem 2.5" 2TB 7.2K SATA 6Gb Hot Swap 512e HDD | 849
7X03CTO1WW | AUUL | ThinkSystem M.2 32GB SATA 6Gbps Non-Hot Swap SSD | 109
7X03CTO1WW | AUUV | ThinkSystem M.2 128GB SATA 6Gbps Non-Hot Swap SSD | 159
7X03CTO1WW | AUZE | ThinkSystem SR550 MB | 1250
7X03CTO1WW | AUZS | ThinkSystem 1TB 7.2K 6Gbps SATA 3.5" Simple Swap 512n HDD | 229
7X03CTO1WW | AUZT | ThinkSystem 2TB 7.2K 6Gbps SATA 3.5" Simple Swap 512n HDD | 429
7X03CTO1WW | AUZU | ThinkSystem 4TB 7.2K 6Gbps SATA 3.5" Simple Swap 512n HDD | 599
7X03CTO1WW | AUZV | ThinkSystem Broadcom 5719 1GbE RJ45 4-Port PCIe Ethernet Adapter | 159
7X03CTO1WW | AUZW | ThinkSystem I350-T4 PCIe 1Gb 4-Port RJ45 Ethernet Adapter | 379
7X03CTO1WW | AUZX | ThinkSystem Broadcom 5720 1GbE RJ45 2-Port PCIe Ethernet Adapter | 129
7X03CTO1WW | AUZY | ThinkSystem I350-T2 PCIe 1Gb 2-Port RJ45 Ethernet Adapter | 179
7X03CTO1WW | AUZZ | ThinkSystem I350-F1 PCIe 1Gb 1-Port SFP Ethernet Adapter | 379
7X03CTO1WW | AV0Q | ThinkSystem SR550 3.5" Chassis with 8 or 12 bays | 865
7X03CTO1WW | AV0R | ThinkSystem SR550 2.5" Chassis with 8 or 16 bays | 945
7X03CTO1WW | AV0V | ThinkSystem 2U 3.5" SATA 8-Bay Simple Swap Backplane | 99
7X03CTO1WW | AV1B | Lenovo 25GBase-SR SFP28 Transceiver | 449
7X03CTO1WW | AV1F | Lenovo 3m 25G SFP28 Active Optical Cable | 489
7X03CTO1WW | AV1G | Lenovo 5m 25G SFP28 Active Optical Cable | 489
7X03CTO1WW | AV1H | Lenovo 10m 25G SFP28 Active Optical Cable | 499
7X03CTO1WW | AV1J | Lenovo 15m 25G SFP28 Active Optical Cable | 497
7X03CTO1WW | AV1K | Lenovo 20m 25G SFP28 Active Optical Cable | 519
7X03CTO1WW | AV1W | Lenovo 1m Passive 25G SFP28 DAC Cable | 69
7X03CTO1WW | AV1X | Lenovo 3m Passive 25G SFP28 DAC Cable | 79
7X03CTO1WW | AV1Y | Lenovo 5m Passive 25G SFP28 DAC Cable | 159
7X03CTO1WW | AVUT | ThinkSystem XClarity Controller Standard to Advanced Upgrade | 50
7X03CTO1WW | AVUX | On Board SATA AHCI Mode | 0
7X03CTO1WW | AVV0 | On Board SATA Software RAID Mode | 0
7X03CTO1WW | AVV2 | ThinkSystem 550W(230V/115V) Platinum Hot-Swap Power Supply | 349
7X03CTO1WW | AVV3 | ThinkSystem 750W(230/115V) Platinum Hot-Swap Power Supply | 399
7X03CTO1WW | AVV4 | ThinkSystem 750W (230V) Titanium Hot-Swap Power Supply | 549
7X03CTO1WW | AVV8 | ThinkSystem External USB DVD-RW Optical Disk Drive | 79
7X03CTO1WW | AWAU | SAP HANA SW Stack for ThinkSystem | 0
7X03CTO1WW | AWDZ | Intel Xeon Gold 6138 20C 125W 2.0GHz Processor | 4099
7X03CTO1WW | AWE4 | Intel Xeon Gold 6130T 16C 125W 2.1GHz Processor | 3129
7X03CTO1WW | AWE5 | Intel Xeon Gold 6126T 12C 125W 2.6GHz Processor | 2979
7X03CTO1WW | AWE8 | Intel Xeon Gold 5120T 14C 105W 2.2GHz Processor | 2699
7X03CTO1WW | AWEA | Intel Xeon Silver 4116T 12C 85W 2.1GHz Processor | 1979
7X03CTO1WW | AWEE | Intel Xeon Silver 4110 8C 85W 2.1GHz Processor | 909
7X03CTO1WW | AWEH | Intel Xeon Bronze 3106 8C 85W 1.7GHz Processor | 599
7X03CTO1WW | AWEL | Intel Xeon Gold 6126 12C 125W 2.6GHz Processor | 2869
7X03CTO1WW | AWEM | Intel Xeon Gold 6138T 20C 125W 2.0GHz Processor | 4349
7X03CTO1WW | AWEN | Intel Xeon Gold 6130 16C 125W 2.1GHz Processor | 2999
7X03CTO1WW | AWEP | Intel Xeon Gold 5118 12C 105W 2.3GHz Processor | 2019
7X03CTO1WW | AWEQ | Intel Xeon Gold 5119T 14C 85W 2.0GHz Processor | 2549
7X03CTO1WW | AWER | Intel Xeon Silver 4116 12C 85W 2.1GHz Processor | 1649
7X03CTO1WW | AWES | Intel Xeon Silver 4114T 10C 85W 2.2GHz Processor | 1369
7X03CTO1WW | AWET | Intel Xeon Silver 4109T 8C 70W 2.0GHz Processor | 949
7X03CTO1WW | AX8A | 4.3m, 13A/120V, C13 to NEMA 5-15P (US) Line Cord | 19
7X03CTO1WW | AXC6 | ThinkSystem 8TB 7.2K 6Gbps SATA 3.5" Simple Swap 512e HDD | 1199
7X03CTO1WW | AXC7 | ThinkSystem 6TB 7.2K 6Gbps SATA 3.5" Simple Swap 512e HDD | 999
7X03CTO1WW | AXC8 | ThinkSystem 3.5" 10TB 7.2K SATA 6Gb Simple Swap 512e HDD | 1499
7X03CTO1WW | AXCA | ThinkSystem Toolless Slide Rail | 99
7X03CTO1WW | AXCH | ThinkSystem Toolless Slide Rail Kit with 2U CMA | 149
7X03CTO1WW | AXFM | ThinkSystem Toolless Friction Rail | 69
7X03CTO1WW | AXFN | ThinkSystem Screw-in Slide Rail | 129
7X03CTO1WW | AXFS | VMware ESXi 6.0 U3 (factory installed) | 0
7X03CTO1WW | AXFT | VMware ESXi 6.5 U1 (factory installed) | 0
7X03CTO1WW | AXFU | ThinkSystem 2U CMA Upgrade Kit for Screw-in Slide Rail | 49
7X03CTO1WW | B0ML | Feature Enable TPM on MB | 0
7X03CTO1WW | B0N4 | 2.0m, 10A/100-250V, C13 to IEC 320-C14 Rack Power Cable | 29
7X03CTO1WW | B0N5 | 1.0m, 13A/100-250V, C13 to C14 Jumper Cord | 25
7X03CTO1WW | B0N6 | 1.5m, 13A/100-250V, C13 to C14 Jumper Cord | 29
7X03CTO1WW | B0RJ | 10GBASE-LR SFP+Transceiver | 350
7X03CTO1WW | B0TD | ThinkSystem Screw-in Slide Rail Kit with 2U CMA | 149
7X03CTO1WW | B0YR | ThinkSystem 3.5" 8TB 7.2K SAS 12Gb Hot Swap 512e HDD | 659
7X03CTO1WW | B0YS | ThinkSystem 2.5" 2.4TB 10K SAS 12Gb Hot Swap 512e HDD | 629
7X03CTO1WW | B0Z0 | ThinkSystem 2.5" Intel S4500 960GB Entry SATA 6Gb Hot Swap SSD | 1219
7X03CTO1WW | B0Z5 | ThinkSystem 3.5" Intel S4500 960GB Entry SATA 6Gb Hot Swap SSD | 1199
7X03CTO1WW | B117 | ThinkSystem 3.5" 12TB 7.2K SAS 12Gb Hot Swap 512e HDD | 949
7X03CTO1WW | B118 | ThinkSystem 3.5" 12TB 7.2K SATA 6Gb Hot Swap 512e HDD | 1829
7X03CTO1WW | B135 | ThinkSystem 2U CMA Upgrade Kit for Toolless Slide Rail | 59
7X03CTO1WW | B173 | Companion Part for XClarity Controller Standard to Enterprise Upgrade in Factory | 0
7X03CTO1WW | B1JJ | ThinkSystem 3.5" 300GB 10K SAS 12Gb Hot Swap 512n HDD | 289
7X03CTO1WW | B22J | 5m Intel OPA 100 Series Active Optical QSFP28 Low Power Cable | 809
7X03CTO1WW | B22K | 10m Intel OPA 100 Series Active Optical QSFP28 Low Power Cable | 829
7X03CTO1WW | B22L | 15m Intel OPA 100 Series Active Optical QSFP28 Low Power Cable | 839
7X03CTO1WW | B22M | 20m Intel OPA 100 Series Active Optical QSFP28 Low Power Cable | 849
7X03CTO1WW | B2X4 | ThinkSystem 2.5" 5200 1.92TB Entry SATA 6Gb Hot Swap SSD | 899
7X03CTO1WW | B2X6 | ThinkSystem 2.5" 5200 7.68TB Entry SATA 6Gb Hot Swap SSD | 4999
7X03CTO1WW | B2X9 | ThinkSystem 3.5" 5200 1.92TB Entry SATA 6Gb Hot Swap SSD | 909
7X03CTO1WW | B2XB | ThinkSystem 3.5" 5200 7.68TB Entry SATA 6Gb Hot Swap SSD | 4999
7X03CTO1WW | B30W | Custom MFG SVCS Fee - Medium Increment | 30
7X03CTO1WW | B30X | Custom MFG SVCS Fee - Large Increment | 300
7X03CTO1WW | B31E | ThinkSystem RAID 930-16i 8GB Flash PCIe 12Gb Adapter | 2389
7X03CTO1WW | B31F | ThinkSystem M.2 480GB SSD Thermal Kit | 40
7X03CTO1WW | B31G | ThinkSystem QLogic QL41134 PCIe 10Gb 4-Port Base-T Ethernet Adapter | 799
7X03CTO1WW | B34H | ThinkSystem 2.5" PM883 240GB Entry SATA 6Gb Hot Swap SSD | 219
7X03CTO1WW | B34J | ThinkSystem 2.5" PM883 480GB Entry SATA 6Gb Hot Swap SSD | 279
7X03CTO1WW | B34K | ThinkSystem 2.5" PM883 960GB Entry SATA 6Gb Hot Swap SSD | 449
7X03CTO1WW | B34L | ThinkSystem 2.5" PM883 1.92TB Entry SATA 6Gb Hot Swap SSD | 889
7X03CTO1WW | B34M | ThinkSystem 2.5" PM883 3.84TB Entry SATA 6Gb Hot Swap SSD | 1739
7X03CTO1WW | B3VW | VMware ESXi 6.5 U2 (Factory Installed) | 0
7X03CTO1WW | B3VX | VMware ESXi 6.7 (Factory Installed) | 0
7X03CTO1WW | B488 | ThinkSystem 2.5" 5200 240GB Mainstream SATA 6Gb Hot Swap SSD | 469
7X03CTO1WW | B48B | ThinkSystem 2.5" 5200 1.92TB Mainstream SATA 6Gb Hot Swap SSD | 2129
7X03CTO1WW | B48C | ThinkSystem 2.5" 5200 3.84TB Mainstream SATA 6Gb Hot Swap SSD | 4869
7X03CTO1WW | B48D | ThinkSystem 3.5" 5200 240GB Mainstream SATA 6Gb Hot Swap SSD | 469
7X03CTO1WW | B48G | ThinkSystem 3.5" 5200 1.92TB Mainstream SATA 6Gb Hot Swap SSD | 2139
7X03CTO1WW | B48H | ThinkSystem 3.5" 5200 3.84TB Mainstream SATA 6Gb Hot Swap SSD | 4859
7X03CTO1WW | B496 | ThinkSystem 3.5" 14TB 7.2K SAS 12Gb Hot Swap 512e HDD | 1199
7X03CTO1WW | B497 | ThinkSystem 3.5" 14TB 7.2K SATA 6Gb Hot Swap 512e HDD | 1149
7X03CTO1WW | B498 | ThinkSystem 2.5" Intel S4510 240GB Entry SATA 6Gb Hot Swap SSD | 149
7X03CTO1WW | B499 | ThinkSystem 2.5" Intel S4510 480GB Entry SATA 6Gb Hot Swap SSD | 309
7X03CTO1WW | B49A | ThinkSystem 2.5" Intel S4510 960GB Entry SATA 6Gb Hot Swap SSD | 529
7X03CTO1WW | B49B | ThinkSystem 2.5" Intel S4510 1.92TB Entry SATA 6Gb Hot Swap SSD | 1049
7X03CTO1WW | B49C | ThinkSystem 2.5" Intel S4510 3.84TB Entry SATA 6Gb Hot Swap SSD | 1979
7X03CTO1WW | B49D | ThinkSystem 3.5" Intel S4510 240GB Entry SATA 6Gb Hot Swap SSD | 149
7X03CTO1WW | B49E | ThinkSystem 3.5" Intel S4510 480GB Entry SATA 6Gb Hot Swap SSD | 209
7X03CTO1WW | B49F | ThinkSystem 3.5" Intel S4510 960GB Entry SATA 6Gb Hot Swap SSD | 539
7X03CTO1WW | B49G | ThinkSystem 3.5" Intel S4510 1.92TB Entry SATA 6Gb Hot Swap SSD | 1059
7X03CTO1WW | B49H | ThinkSystem 3.5" Intel S4510 3.84TB Entry SATA 6Gb Hot Swap SSD | 1989
7X03CTO1WW | B49L | ThinkSystem 2.5" Intel S4610 240GB Mainstream SATA 6Gb Hot Swap SSD | 399
7X03CTO1WW | B49M | ThinkSystem 2.5" Intel S4610 480GB Mainstream SATA 6Gb Hot Swap SSD | 479
7X03CTO1WW | B49N | ThinkSystem 2.5" Intel S4610 960GB Mainstream SATA 6Gb Hot Swap SSD | 699
7X03CTO1WW | B49P | ThinkSystem 2.5" Intel S4610 1.92TB Mainstream SATA 6Gb Hot Swap SSD | 1289
7X03CTO1WW | B49Q | ThinkSystem 2.5" Intel S4610 3.84TB Mainstream SATA 6Gb Hot Swap SSD | 2499
7X03CTO1WW | B49R | ThinkSystem 3.5" Intel S4610 240GB Mainstream SATA 6Gb Hot Swap SSD | 409
7X03CTO1WW | B49S | ThinkSystem 3.5" Intel S4610 480GB Mainstream SATA 6Gb Hot Swap SSD | 309
7X03CTO1WW | B49T | ThinkSystem 3.5" Intel S4610 960GB Mainstream SATA 6Gb Hot Swap SSD | 1029
7X03CTO1WW | B49U | ThinkSystem 3.5" Intel S4610 1.92TB Mainstream SATA 6Gb Hot Swap SSD | 1799
7X03CTO1WW | B49V | ThinkSystem 3.5" Intel S4610 3.84TB Mainstream SATA 6Gb Hot Swap SSD | 3579
7X03CTO1WW | B4A2 | ThinkSystem 2.5" PM1645 3.2TB Mainstream SAS 12Gb Hot Swap SSD | 2579
7X03CTO1WW | B4A7 | ThinkSystem 2.5" PM1643 3.84TB Capacity SAS 12Gb Hot Swap SSD | 2579
7X03CTO1WW | B4A8 | ThinkSystem 3.5" PM1643 3.84TB Capacity SAS 12Gb Hot Swap SSD | 1869
7X03CTO1WW | B4D2 | ThinkSystem 2.5" PM883 7.68TB Entry SATA 6Gb Hot Swap SSD | 3379
7X03CTO1WW | B4H1 | ThinkSystem 8GB TruDDR4 2933MHz (1Rx8 1.2V) RDIMM | 219
7X03CTO1WW | B4H2 | ThinkSystem 16GB TruDDR4 2933MHz (2Rx8 1.2V) RDIMM | 319
7X03CTO1WW | B4H3 | ThinkSystem 32GB TruDDR4 2933MHz (2Rx4 1.2V) RDIMM | 619
7X03CTO1WW | B4H4 | ThinkSystem 64GB TruDDR4 2933MHz (2Rx4 1.2V) RDIMM | 1279
7X03CTO1WW | B4HJ | Intel Xeon Gold 6230 20C 125W 2.1GHz Processor | 3099
7X03CTO1WW | B4HK | Intel Xeon Gold 5220 18C 125W 2.2GHz Processor | 2599
7X03CTO1WW | B4HL | Intel Xeon Gold 5218 16C 125W 2.3GHz Processor | 2019
7X03CTO1WW | B4HM | Intel Xeon Gold 5217 8C 115W 3.0GHz Processor | 2659
7X03CTO1WW | B4HN | Intel Xeon Gold 5215 10C 85W 2.5GHz Processor | 2019
7X03CTO1WW | B4HP | Intel Xeon Silver 4216 16C 100W 2.1GHz Processor | 1649
7X03CTO1WW | B4HQ | Intel Xeon Silver 4215 8C 85W 2.5GHz Processor | 1399
7X03CTO1WW | B4HR | Intel Xeon Silver 4214 12C 85W 2.2GHz Processor | 1169
7X03CTO1WW | B4HS | Intel Xeon Silver 4210 10C 85W 2.2GHz Processor | 859
7X03CTO1WW | B4HT | Intel Xeon Silver 4208 8C 85W 2.1GHz Processor | 799
7X03CTO1WW | B4HU | Intel Xeon Bronze 3204 6C 85W 1.9GHz Processor | 439
7X03CTO1WW | B4LY | ThinkSystem 16GB TruDDR4 2933 MHz (1Rx4 1.2V) RDIMM | 289
7X03CTO1WW | B4NH | ThinkSystem SR550 Refresh MB | 1250
7X03CTO1WW | B4NW | Intel Xeon Silver 4214Y 12/10/8C 85W 2.2GHz Processor | 1519
7X03CTO1WW | B4P2 | Intel Xeon Gold 6238T 22C 125W 1.9GHz Processor | 4349
7X03CTO1WW | B4P3 | Intel Xeon Gold 5218T 16C 105W 2.1GHz Processor | 2399
7X03CTO1WW | B4P4 | Intel Xeon Silver 4209T 8C 70W 2.2GHz Processor | 929
7X03CTO1WW | B4P9 | Intel Xeon Gold 5215L 10C 85W 2.5GHz Processor | 17019
7X03CTO1WW | B4RQ | ThinkSystem RAID 730-8i 2GB Flash PCIe 12Gb Adapter | 879
7X03CTO1WW | B4XA | VMware ESXi 6.7 U1 (Factory Installed) | 0
7X03CTO1WW | B59Z | FBU02 SuperCap | 149
7X03CTO1WW | B5RY | Intel Xeon Gold 6230N 20C 125W 2.3GHz Processor | 3239
7X03CTO1WW | B5RZ | Intel Xeon Platinum 8253 16C 125W 2.2GHz Processor | 5299
7X03CTO1WW | B5S1 | Intel Xeon Gold 5222 4C 105W 3.8GHz Processor | 1999
7X03CTO1WW | B5S2 | Intel Xeon Platinum 8256 4C 105W 3.8GHz Processor | 12099
7X03CTO1WW | B5T0 | ThinkSystem Broadcom 57414 10/25GbE SFP28 2-port PCIe Ethernet Adapter | 389
7X03CTO1WW | B6BS | Intel Xeon Gold 5218B 16C 125W 2.3GHz Processor | 2019
7X03CTO1WW | B6CL | Intel Xeon Gold 6226 12C 125W 2.7GHz Processor | 3299
7X03CTO1WW | B6CP | Intel Xeon Gold 6230T 20C 125W 2.1GHz Processor | 3599
7X03CTO1WW | B6CQ | Intel Xeon Gold 5220T 18C 105W 1.9GHz Processor | 3199
7X03CTO1WW | B6CV | Intel Xeon Gold 6222V 20C 115W 1.8GHz Processor | 2999
7X03CTO1WW | B6CW | Intel Xeon Gold 5220S 18C 125W 2.7GHz Processor | 3699
7X03CTO1WW | B6CX | Intel Xeon Gold 6209U 20C 125W 2.1GHz Processor | 2309
7X03CTO1WW | B6JY | ThinkSystem 3.5" PM883 1.92TB Entry SATA 6Gb Hot Swap SSD | 1159
7X03CTO1WW | B6JZ | ThinkSystem 3.5" PM883 3.84TB Entry SATA 6Gb Hot Swap SSD | 2219
7X03CTO1WW | B6TM | ThinkSystem 3.5" PM883 240GB Entry SATA 6Gb Hot Swap SSD | 239
7X03CTO1WW | B6TN | ThinkSystem 3.5" PM883 480GB Entry SATA 6Gb Hot Swap SSD | 359
7X03CTO1WW | B6TP | ThinkSystem 3.5" PM883 960GB Entry SATA 6Gb Hot Swap SSD | 599
7X03CTO1WW | B6U0 | VMware ESXi 6.5 U3 (factory installed) | 0
7X03CTO1WW | B6U1 | VMware ESXi 6.7 U2 (factory installed) | 0
7X03CTO1WW | B7EW | ThinkSystem 2.5" 5210 1.92TB Entry SATA 6Gb Hot Swap QLC SSD | 759
7X03CTO1WW | B7EX | ThinkSystem 2.5" 5210 3.84TB Entry SATA 6Gb Hot Swap QLC SSD | 1489
7X03CTO1WW | B7EY | ThinkSystem 2.5" 5210 7.68TB Entry SATA 6Gb Hot Swap QLC SSD | 2779
7X03CTO1WW | B7EZ | ThinkSystem 3.5" 16TB 7.2K SAS 12Gb Hot Swap 512e HDD | 1309
7X03CTO1WW | B7F0 | ThinkSystem 3.5" 16TB 7.2K SATA 6Gb Hot Swap 512e HDD | 1289
7X03CTO1WW | B7N3 | Intel Xeon Bronze 3206R 8C 85W 1.9GHz Processor | 559
7X03CTO1WW | B7N5 | Intel Xeon Silver 4210R 10C 100W 2.4GHz Processor | 899
7X03CTO1WW | B7N6 | Intel Xeon Silver 4214R 12C 100W 2.4GHz Processor | 1259
7X03CTO1WW | B88T | VMware ESXi 6.7 U3 (factory installed) | 0
7X03CTO1WW | B8HP | ThinkSystem 2.5" 5300 960GB Entry SATA 6Gb Hot Swap SSD | 489
7X03CTO1WW | B8HQ | ThinkSystem 3.5" 5300 3.84TB Entry SATA 6Gb Hot Swap SSD | 2179
7X03CTO1WW | B8HR | ThinkSystem 3.5" 5300 1.92TB Mainstream SATA 6Gb Hot Swap SSD | 1829
7X03CTO1WW | B8HS | ThinkSystem M.2 5300 240GB SATA 6Gbps Non-Hot Swap SSD | 359
7X03CTO1WW | B8HT | ThinkSystem 3.5" PM1645a 800GB Mainstream SAS 12Gb Hot Swap SSD | 829
7X03CTO1WW | B8HU | ThinkSystem 2.5" PM1645a 800GB Mainstream SAS 12Gb Hot Swap SSD | 819
7X03CTO1WW | B8HV | ThinkSystem 2.5" 5300 240GB Entry SATA 6Gb Hot Swap SSD | 359
7X03CTO1WW | B8HX | ThinkSystem 3.5" 5300 3.84TB Mainstream SATA 6Gb Hot Swap SSD | 3119
7X03CTO1WW | B8HY | ThinkSystem 2.5" 5300 480GB Mainstream SATA 6Gb Hot Swap SSD | 429
7X03CTO1WW | B8HZ | ThinkSystem 3.5" 5300 1.92TB Entry SATA 6Gb Hot Swap SSD | 1139
7X03CTO1WW | B8J0 | ThinkSystem 3.5" 5300 960GB Mainstream SATA 6Gb Hot Swap SSD | 929
7X03CTO1WW | B8J1 | ThinkSystem 2.5" 5300 240GB Mainstream SATA 6Gb Hot Swap SSD | 409
7X03CTO1WW | B8J2 | ThinkSystem 2.5" 5300 7.68TB Entry SATA 6Gb Hot Swap SSD | 3649
7X03CTO1WW | B8J3 | ThinkSystem 3.5" 5300 7.68TB Entry SATA 6Gb Hot Swap SSD | 4119
7X03CTO1WW | B8J4 | ThinkSystem 2.5" PM1645a 1.6TB Mainstream SAS 12Gb Hot Swap SSD | 1379
7X03CTO1WW | B8J5 | ThinkSystem 2.5" 5300 1.92TB Entry SATA 6Gb Hot Swap SSD | 939
7X03CTO1WW | B8J6 | ThinkSystem 2.5" 5300 960GB Mainstream SATA 6Gb Hot Swap SSD | 729
7X03CTO1WW | B8J7 | ThinkSystem 2.5" 5300 3.84TB Mainstream SATA 6Gb Hot Swap SSD | 2179
7X03CTO1WW | B8J9 | ThinkSystem 3.5" 5300 480GB Entry SATA 6Gb Hot Swap SSD | 379
7X03CTO1WW | B8JA | ThinkSystem 2.5" PM1645a 6.4TB Mainstream SAS 12Gb Hot Swap SSD | 6049
7X03CTO1WW | B8JB | ThinkSystem 3.5" 5300 240GB Entry SATA 6Gb Hot Swap SSD | 369
7X03CTO1WW | B8JC | ThinkSystem 3.5" 5300 960GB Entry SATA 6Gb Hot Swap SSD | 629
7X03CTO1WW | B8JD | ThinkSystem 2.5" PM1645a 3.2TB Mainstream SAS 12Gb Hot Swap SSD | 2579
7X03CTO1WW | B8JE | ThinkSystem 2.5" 5300 1.92TB Mainstream SATA 6Gb Hot Swap SSD | 1279
7X03CTO1WW | B8JF | ThinkSystem 3.5" 5300 480GB Mainstream SATA 6Gb Hot Swap SSD | 529
7X03CTO1WW | B8JG | ThinkSystem 3.5" PM1645a 6.4TB Mainstream SAS 12Gb Hot Swap SSD | 6059
7X03CTO1WW | B8JK | ThinkSystem 3.5" PM1645a 3.2TB Mainstream SAS 12Gb Hot Swap SSD | 2589
7X03CTO1WW | B8JL | ThinkSystem 3.5" 5300 240GB Mainstream SATA 6Gb Hot Swap SSD | 419
7X03CTO1WW | B8JM | ThinkSystem 2.5" 5300 480GB Entry SATA 6Gb Hot Swap SSD | 309
7X03CTO1WW | B8JN | ThinkSystem 3.5" PM1645a 1.6TB Mainstream SAS 12Gb Hot Swap SSD | 1389
7X03CTO1WW | B8JP | ThinkSystem 2.5" 5300 3.84TB Entry SATA 6Gb Hot Swap SSD | 1789
7X03CTO1WW | B919 | ThinkSystem M.2 5300 480GB SATA 6Gbps Non-Hot Swap SSD | 369
7X03CTO1WW | B91A | ThinkSystem 2.5" PM1643a 960GB Entry SAS 12Gb Hot Swap SSD | 819
7X03CTO1WW | B91B | ThinkSystem 2.5" PM1643a 1.92TB Entry SAS 12Gb Hot Swap SSD | 1379
7X03CTO1WW | B91C | ThinkSystem 2.5" PM1643a 3.84TB Entry SAS 12Gb Hot Swap SSD | 2579
7X03CTO1WW | B91D | ThinkSystem 2.5" PM1643a 7.68TB Entry SAS 12Gb Hot Swap SSD | 5019
7X03CTO1WW | B91E | ThinkSystem 3.5" PM1643a 3.84TB Entry SAS 12Gb Hot Swap SSD | 1729
7X03CTO1WW | B9AC | ThinkSystem 2.5" 5210 960GB Entry SATA 6Gb Hot Swap QLC SSD | 419
7X03CTO1WW | BAZS | Intel Xeon Gold 5218R 20C 125W 2.1GHz Processor | 2259
7X03CTO1WW | BB0P | Intel Transparent Supply Chain. Lenovo has paired our industry leading supply chain with Intel's innovative Transparent Supply Chain program to add a layer of protection to your data center and bring peace of mind that the server hardware you bring into ... | 0
7X03CTO1WW | BBZG | VMware ESXi 7.0 (Factory Installed) | 2
7X03CTO1WW | BC4R | ThinkSystem 2.5" PM1643a 15.36TB Entry SAS 12Gb Hot Swap SSD | 10029
7X03CTO1WW | BCFH | ThinkSystem 3.5" 18TB 7.2K SATA 6Gb Hot Swap 512e HDD | 1589
7X03CTO1WW | BCFP | ThinkSystem 3.5" 18TB 7.2K SAS 12Gb Hot Swap 512e HDD | 1609
7X03CTO1WW | BCTC | ThinkSystem 2.5" Multi Vendor 240GB Entry SATA 6Gb Hot Swap SSD | 219
7X03CTO1WW | BCTD | ThinkSystem 2.5" Multi Vendor 480GB Entry SATA 6Gb Hot Swap SSD | 219
7X03CTO1WW | BCTE | ThinkSystem 2.5" Multi Vendor 960GB Entry SATA 6Gb Hot Swap SSD | 659
7X03CTO1WW | BCTF | ThinkSystem 2.5" Multi Vendor 1.92TB Entry SATA 6Gb Hot Swap SSD | 1289
7X03CTO1WW | BCTG | ThinkSystem 2.5" Multi Vendor 3.84TB Entry SATA 6Gb Hot Swap SSD | 1259
7X03CTO1WW | BCTH | ThinkSystem 3.5" Multi Vendor 240GB Entry SATA 6Gb Hot Swap SSD | 229
7X03CTO1WW | BCTJ | ThinkSystem 3.5" Multi Vendor 480GB Entry SATA 6Gb Hot Swap SSD | 219
7X03CTO1WW | BCTK | ThinkSystem 3.5" Multi Vendor 960GB Entry SATA 6Gb Hot Swap SSD | 669
7X03CTO1WW | BCTL | ThinkSystem 3.5" Multi Vendor 1.92TB Entry SATA 6Gb Hot Swap SSD | 1289
7X03CTO1WW | BCTM | ThinkSystem 3.5" Multi Vendor 3.84TB Entry SATA 6Gb Hot Swap SSD | 1269
7X03CTO1WW | BE5E | VMware ESXi 7.0 U1 (Factory Installed) | 0
7X03CTO1WW | BEVK | ThinkSystem 3.5" PM1643a 7.68TB Entry SAS 12Gb Hot Swap SSD | 5589
7X03CTO1WW | BFYB | Operating mode selection for: "Maximum Performance Mode" | 0
7X03CTO1WW | BFYC | Operating mode selection for: "Minimal Power Mode" | 0
7X03CTO1WW | BFYD | Operating mode selection for: "Efficiency Favoring Power Savings Mode" | 0
7X03CTO1WW | BFYE | Operating mode selection for: "Efficiency - Favoring Performance Mode" | 0
7X03CTO1WW | BHSR | VMware ESXi 7.0 U2 (Factory Installed) | 0
7X04CTO1WW | 747 | UID Asset Tag Label | 20
7X04CTO1WW | 2300 | BladeCenter Chassis Configuration | 250
7X04CTO1WW | 2302 | RAID Configuration | 149
7X04CTO1WW | 2306 | Integration >1U Component | 125
7X04CTO1WW | 2321 | Custom MFG SVCS Fee - Small Increment | 3
7X04CTO1WW | 2400 | Primary Array 12 HDDs | 0
7X04CTO1WW | 2401 | Primary Array 13 HDDs | 0
7X04CTO1WW | 2402 | Primary Array 14 HDDs | 0
7X04CTO1WW | 2403 | Primary Array 15 HDDs | 0
7X04CTO1WW | 2404 | Primary Array 16 HDDs | 0
7X04CTO1WW | 2405 | Secondary Array 9 HDDs | 0
7X04CTO1WW | 2406 | Secondary Array 10 HDDs | 0
7X04CTO1WW | 2407 | Secondary Array 11 HDDs | 0
7X04CTO1WW | 2408 | Secondary Array 12 HDDs | 0
7X04CTO1WW | 2409 | Secondary Array 13 HDDs | 0
7X04CTO1WW | 2410 | Secondary Array 14 HDDs | 0
7X04CTO1WW | 3271 | No RAID - Secondary Array set up by customer | 0
7X04CTO1WW | 5053 | SFP+ SR Transceiver | 699
7X04CTO1WW | 5340 | Serial Conversion Option (SCO) | 249
7X04CTO1WW | 5341 | Virtual Media Conversion Option Gen2 (VCO2) | 129
7X04CTO1WW | 5977 | Select Storage devices - no configured RAID required | 0
7X04CTO1WW | 5978 | Select Storage devices - configured RAID | 0
7X04CTO1WW | 6201 | 1.5m, 10A/100-250V, C13 to IEC 320-C14 Rack Power Cable | 19
7X04CTO1WW | 6204 | 2.8m, 10A/100-250V, C13 to IEC 320-C20 Rack Power Cable | 19
7X04CTO1WW | 6263 | 4.3m, 10A/100-250V, C13 to IEC 320-C14 Rack Power Cable | 19
7X04CTO1WW | 6311 | 2.8m, 10A/100-250V, C13 to IEC 320-C14 Rack Power Cable | 9
7X04CTO1WW | 6313 | 2.8m, 10A/120V, C13 to NEMA 5-15P (US) Line Cord | 19
7X04CTO1WW | 6370 | 4.3m, 10A/125V, C13 to NEMA 5-15P (US) Line Cord | 10
7X04CTO1WW | 6373 | 4.3m, 10A/250V, C13 to NEMA 6-15P (US) Line Cord | 15
7X04CTO1WW | 6400 | 2.8m, 13A/100-250V, C13 to C14 Jumper Cord | 9
7X04CTO1WW | 6401 | 2.8m, 13A/120V, C13 to NEMA 5-15P (US) Line Cord | 29
7X04CTO1WW | 6570 | 2.0m, 13A/100-250V, C13 to C14 Jumper Cord | 19
7X04CTO1WW | 6583 | 4.3m, 13A/100-250V, C13 to C14 Rack Power Cable | 19
7X04CTO1WW | 7008 | Primary Array 2 HDDs | 0
7X04CTO1WW | 7009 | Primary Array 3 HDDs | 0
7X04CTO1WW | 7010 | Primary Array 4 HDDs | 0
7X04CTO1WW | 7011 | Primary Array 5 HDDs | 0
7X04CTO1WW | 7012 | Primary Array 6 HDDs | 0
7X04CTO1WW | 7013 | Primary Array 7 HDDs | 0
7X04CTO1WW | 7014 | Primary Array 8 HDDs | 0
7X04CTO1WW | 7015 | Secondary Array 2 HDDs | 0
7X04CTO1WW | 7016 | Secondary Array 3 HDDs | 0
7X04CTO1WW | 7017 | Secondary Array 4 HDDs | 0
7X04CTO1WW | 7057 | Secondary Array 5 HDDs | 0
7X04CTO1WW | 7058 | Secondary Array 6 HDDs | 0
7X04CTO1WW | 7059 | Secondary Array 7 HDDs | 0
7X04CTO1WW | 7060 | Secondary Array 8 HDDs | 0
7X04CTO1WW | 7664 | Primary Array 9 HDDs | 0
7X04CTO1WW | 7831 | Customer Solution Center Services | 0
7X04CTO1WW | 8067 | TAA Compliant Order | 0
7X04CTO1WW | 8072 | General Racking Solution | 0
7X04CTO1WW | 8086 | No Publications Selected | 0
7X04CTO1WW | 8971 | Integrate in manufacturing | 0
7X04CTO1WW | 8972 | Ship Uninstalled (Safety) | 0
7X04CTO1WW | 9013 | Hot Spare | 0
7X04CTO1WW | 9016 | Memory Sparing | 0
7X04CTO1WW | 9017 | Enable Memory Mirroring | 0
7X04CTO1WW | 9714 | Primary Array 10 HDDs | 0
7X04CTO1WW | 9715 | Primary Array 11 HDDs | 0
7X04CTO1WW | A0ST | Secondary Array 15 HDDs | 0
7X04CTO1WW | A0SU | Secondary Array 16 HDDs | 0
7X04CTO1WW | A102 | Advanced Grouping | 0
7X04CTO1WW | A103 | System x Cluster Upgrade | 0
7X04CTO1WW | A1NN | High Performance Analytics Appliance | 0
7X04CTO1WW | A1PH | 1m Passive DAC SFP+ Cable | 69
7X04CTO1WW | A1PJ | 3m Passive DAC SFP+ Cable | 89
7X04CTO1WW | A1PK | 5m Passive DAC SFP+ Cable | 159
7X04CTO1WW | A1RF | 2.8m, 10A/250V, C13 to NEMA 6-15P Line Cord | 15
7X04CTO1WW | A2K6 | Primary Array - RAID 0 | 0
7X04CTO1WW | A2K7 | Primary Array - RAID 1 | 0
7X04CTO1WW | A2K9 | Primary Array - RAID 5 | 0
7X04CTO1WW | A2KA | Primary Array - RAID 6 | 0
7X04CTO1WW | A2KB | Primary Array - RAID 10 | 0
7X04CTO1WW | A2KF | Secondary Array - RAID 0 | 0
7X04CTO1WW | A2KG | Secondary Array - RAID 1 | 0
7X04CTO1WW | A2KJ | Secondary Array - RAID 5 | 0
7X04CTO1WW | A2KK | Secondary Array - RAID 6 | 0
7X04CTO1WW | A2KL | Secondary Array - RAID 10 | 0
7X04CTO1WW | A3RG | 0.5m Passive DAC SFP+ Cable | 79
7X04CTO1WW | A3RH | 7m Passive DAC SFP+ Cable | 179
7X04CTO1WW | A3SW | 1.2m, 16A/100-250V, 2 Short C13s to Short C20 Rack Power Cable | 55
7X04CTO1WW | A3SX | 2.5m, 16A/100-250V, 2 Long C13s to Short C20 Rack Power Cable | 75
7X04CTO1WW | A3SY | 2.8m, 16A/100-250V, 2 Short C13s to Long C20 Rack Power Cable | 79
7X04CTO1WW | A3SZ | 4.1m, 16A/100-250V, 2 Long C13s to Long C20 Rack Power Cable | 85
7X04CTO1WW | A4VP | 1.0m, 10A/100-250V, C13 to IEC 320-C14 Rack Power Cable | 19
7X04CTO1WW | A51N | 1.5m Passive DAC SFP+ Cable | 89
7X04CTO1WW | A51P | 2m Passive DAC SFP+ Cable | 89
7X04CTO1WW | A5DL | SFP 1000Base-T (RJ-45) Transceiver | 89
7X04CTO1WW | A5U1 | SKLM for System x w/SEDs - FoD per Install w/1Yr S&S | 199
7X04CTO1WW | AS6C | SKLM for System x w/SEDs - FoD per Install w/3Yr S&S | 299
7X04CTO1WW | ASR5 | Lenovo 0.5m LC-LC OM3 MMF Cable | 24
7X04CTO1WW | ASR6 | Lenovo 1m LC-LC OM3 MMF Cable | 24
7X04CTO1WW | ASR7 | Lenovo 3m LC-LC OM3 MMF Cable | 24
7X04CTO1WW | ASR8 | Lenovo 5m LC-LC OM3 MMF Cable | 29
7X04CTO1WW | ASR9 | Lenovo 10m LC-LC OM3 MMF Cable | 39
7X04CTO1WW | ASRA | Lenovo 15m LC-LC OM3 MMF Cable | 45
7X04CTO1WW | ASRB | Lenovo 25m LC-LC OM3 MMF Cable | 54
7X04CTO1WW | AT2R | Lenovo 1m Active DAC SFP+ Cables | 129
7X04CTO1WW | AT2S | Lenovo 3m Active DAC SFP+ Cables | 139
7X04CTO1WW | AT2T | Lenovo 5m Active DAC SFP+ Cables | 159
7X04CTO1WW | AT7S | Emulex VFA5.2 2x10 GbE SFP+ PCIe Adapter | 449
7X04CTO1WW | AT7T | Emulex VFA5.2 2x10 GbE SFP+ Adapter and FCoE/iSCSI SW | 1319
7X04CTO1WW | ATPX | Intel X550-T2 Dual Port 10GBase-T Adapter | 599
7X04CTO1WW | ATRH | Intel X710-DA2 ML2 2x10GbE SFP+ Adapter | 499
7X04CTO1WW | ATYX | Lenovo 1m SFP+ to SFP+ Active Optical Cable | 104
7X04CTO1WW | ATYY | Lenovo 3m SFP+ to SFP+ Active Optical Cable | 99
7X04CTO1WW | ATYZ | Lenovo 5m SFP+ to SFP+ Active Optical Cable | 114
7X04CTO1WW | ATZ0 | Lenovo 7m SFP+ to SFP+ Active Optical Cable | 129
7X04CTO1WW | ATZ1 | Lenovo 15m SFP+ to SFP+ Active Optical Cable | 169
7X04CTO1WW | ATZ2 | Lenovo 20m SFP+ to SFP+ Active Optical Cable | 169
7X04CTO1WW | ATZB | QLogic 16Gb Enhanced Gen5 FC Single-port HBA | 979
7X04CTO1WW | ATZC | QLogic 16Gb Enhanced Gen5 FC Dual-port HBA | 1339
7X04CTO1WW | ATZU | Emulex 16Gb Gen6 FC Single-port HBA | 949
7X04CTO1WW | ATZV | Emulex 16Gb Gen6 FC Dual-port HBA | 1309
7X04CTO1WW | AU0B | Intel OPA 100 Series Single-port PCIe 3.0 x16 HFA | 1069
7X04CTO1WW | AU0E | 0.5m Intel OPA 100 Series Passive Copper QSFP28 Cable | 79
7X04CTO1WW | AU0F | 0.75m Intel OPA Passive Copper QSFP28 Cable | 139
7X04CTO1WW | AU0G | 1m Intel OPA 100 Series Passive Copper QSFP28 Cable | 99
7X04CTO1WW | AU0H | 1.25m Intel OPA 100 Series Passive Copper QSFP28 Cable | 159
7X04CTO1WW | AU0J | 1.5m Intel OPA 100 Series Passive Copper QSFP28 Cable | 109
7X04CTO1WW | AU0K | 2m Intel OPA 100 Series Passive Copper QSFP28 Cable | 129
7X04CTO1WW | AU0M | 5m Intel OPA 100 Series Active Optical QSFP28 Cable | 899
7X04CTO1WW | AU0P | 15m Intel OPA 100 Series Active Optical QSFP28 Cable | 949
7X04CTO1WW | AU7Z | Emulex VFA5.2 ML2 2x10 GbE SFP+ Adapter and FCoE/iSCSI SW | 399
7X04CTO1WW | AUK7 | TPM 2.0 and Secure Boot | 0
7X04CTO1WW | AUKG | ThinkSystem 1Gb 2-port RJ45 LOM | 79
7X04CTO1WW | AUKJ | ThinkSystem 10Gb 2-port SFP+ LOM | 169
7X04CTO1WW | AUKL | ThinkSystem 10Gb 2-port Base-T LOM | 259
7X04CTO1WW | AUKN | ThinkSystem Emulex OCe14104B-NX PCIe 10Gb 4-Port SFP+ Ethernet Adapter | 539
7X04CTO1WW | AUKP | ThinkSystem Broadcom 57416 10GBASE-T 2-Port PCIe Ethernet Adapter | 479
7X04CTO1WW | AUKQ | ThinkSystem Broadcom NX-E ML2 10Gb 2-Port Base-T Ethernet Adapter | 529
7X04CTO1WW | AUKS | ThinkSystem Broadcom 57412 25GbE SFP28 1-Port PCIe Ethernet Adapter | 489
7X04CTO1WW | AUKX | ThinkSystem Intel X710-DA2 PCIe 10Gb 2-Port SFP+ Ethernet Adapter | 459
7X04CTO1WW | AULV | ThinkSystem 2.5" 300GB 15K SAS 12Gb Hot Swap 512n HDD | 339
7X04CTO1WW | AULW | ThinkSystem 2.5" 600GB 15K SAS 12Gb Hot Swap 512n HDD | 469
7X04CTO1WW | AULX | ThinkSystem 2.5" 900GB 15K SAS 12Gb Hot Swap 512e HDD | 639
7X04CTO1WW | AULY | ThinkSystem 2.5" 300GB 10K SAS 12Gb Hot Swap 512n HDD | 289
7X04CTO1WW | AULZ | ThinkSystem 2.5" 600GB 10K SAS 12Gb Hot Swap 512n HDD | 319
7X04CTO1WW | AUM0 | ThinkSystem 2.5" 900GB 10K SAS 12Gb Hot Swap 512n HDD | 389
7X04CTO1WW | AUM1 | ThinkSystem 2.5" 1.2TB 10K SAS 12Gb Hot Swap 512n HDD | 389
7X04CTO1WW | AUM2 | ThinkSystem 2.5" 1.8TB 10K SAS 12Gb Hot Swap 512e HDD | 589
7X04CTO1WW | AUM4 | ThinkSystem 2.5" 300GB 10K SAS 12Gb Hot Swap 512n HDD SED | 339
7X04CTO1WW | AUM5 | ThinkSystem 2.5" 600GB 10K SAS 12Gb Hot Swap 512n HDD SED | 635
7X04CTO1WW | AUM6 | ThinkSystem 2.5" 1TB 7.2K SAS 12Gb Hot Swap 512n HDD | 469
7X04CTO1WW | AUM7 | ThinkSystem 2.5" 2TB 7.2K SAS 12Gb Hot Swap 512n HDD | 839
7X04CTO1WW | AUMU | ThinkSystem M.2 Enablement Kit | 39
7X04CTO1WW | AUMV | ThinkSystem M.2 with Mirroring Enablement Kit | 149
7X04CTO1WW | AUNB | ThinkSystem 16GB TruDDR4 2666 MHz (1Rx4 1.2V) RDIMM | 289
7X04CTO1WW | AUNC | ThinkSystem 16GB TruDDR4 2666 MHz (2Rx8 1.2V) RDIMM | 319
7X04CTO1WW | AUND | ThinkSystem 32GB TruDDR4 2666 MHz (2Rx4 1.2V) RDIMM | 609
7X04CTO1WW | AUNE | ThinkSystem 64GB TruDDR4 2666 MHz (4Rx4 1.2V) LRDIMM | 1259
7X04CTO1WW | AUNG | ThinkSystem RAID 530-8i PCIe 12Gb Adapter | 299
7X04CTO1WW | AUNJ | ThinkSystem RAID 930-8i 2GB Flash PCIe 12Gb Adapter | 1009
7X04CTO1WW | AUNK | ThinkSystem RAID 930-16i 4GB Flash PCIe 12Gb Adapter | 1529
7X04CTO1WW | AUNL | ThinkSystem 430-8i SAS/SATA 12Gb HBA | 299
7X04CTO1WW | AUNM | ThinkSystem 430-16i SAS/SATA 12Gb HBA | 589
7X04CTO1WW | AUNN | ThinkSystem 430-16e SAS/SATA 12Gb HBA | 609
7X04CTO1WW | AUNP | FBU345 SuperCap | 135
7X04CTO1WW | AUNQ | ThinkSystem RAID 930-8e 4GB Flash PCIe 12Gb Adapter | 1689
7X04CTO1WW | AUNR | ThinkSystem 430-8e SAS/SATA 12Gb HBA | 299
7X04CTO1WW | AUPW | ThinkSystem XClarity Controller Standard to Enterprise Upgrade | 100
7X04CTO1WW | AUR3 | ThinkSystem SR550/SR650 x16/x8 PCIe FH Riser 1 Kit | 49
7X04CTO1WW | AUR4 | ThinkSystem 2U x8/x8/x8 PCIE FH Riser 1 | 45
7X04CTO1WW | AUR6 | ThinkSystem 2U 3.5" SATA/SAS 8-Bay Backplane | 175
7X04CTO1WW | AUR7 | ThinkSystem 2U x8/X8/x8ML2 PCIE FH Riser 1 | 69
7X04CTO1WW | AUR9 | ThinkSystem 2U 3.5" SATA/SAS 12-Bay Backplane | 219
7X04CTO1WW | AURA | ThinkSystem 2U/Twr 2.5" SATA/SAS 8-Bay Backplane | 229
7X04CTO1WW | AURC | ThinkSystem SR550/SR590/SR650 x16/x8(or x16) PCIe FH Riser 2 Kit | 59
7X04CTO1WW | AURD | ThinkSystem 2U left EIA Latch Standard | 15
7X04CTO1WW | AURH | ThinkSystem Right EIA Latch Standard | 15
7X04CTO1WW | AURM | ThinkSystem SR550/SR650/SR590 Right EIA Latch with FIO | 75
7X04CTO1WW | AURP | Lenovo ThinkSystem 2U 2FH Riser Bracket | 25
7X04CTO1WW | AURQ | Lenovo ThinkSystem 2U 3FH Riser Bracket | 29
7X04CTO1WW | AURR | ThinkSystem M3.5 Screw for Riser 2x2pcs and Planar 5pcs | 0
7X04CTO1WW | AURX | ThinkSystem 2U Security Bezel | 45
7X04CTO1WW | AUS1 | Lenovo ThinkSystem 2U OP Panel Cage for 8x3.5"Config | 55
7X04CTO1WW | AUS8 | ThinkSystem 2U EIA Latch w/ VGA Upgrade Kit | 49
7X04CTO1WW | AUSA | Lenovo ThinkSystem M3.5" Screw for EIA | 0
7X04CTO1WW | AUSL | ThinkSystem COM Port Upgrade Kit | 19
7X04CTO1WW | AUU1 | ThinkSystem 8GB TruDDR4 2666 MHz (1Rx8 1.2V) RDIMM | 189
7X04CTO1WW | AUU2 | ThinkSystem 3.5" 300GB 15K SAS 12Gb Hot Swap 512n HDD | 359
7X04CTO1WW | AUU3 | ThinkSystem 3.5" 600GB 15K SAS 12Gb Hot Swap 512n HDD | 479
7X04CTO1WW | AUU4 | ThinkSystem 3.5" 1TB 7.2K SAS 12Gb Hot Swap 512n HDD | 299
7X04CTO1WW | AUU5 | ThinkSystem 3.5" 2TB 7.2K SAS 12Gb Hot Swap 512n HDD | 339
7X04CTO1WW | AUU6 | ThinkSystem 3.5" 4TB 7.2K SAS 12Gb Hot Swap 512n HDD | 419
7X04CTO1WW | AUU7 | ThinkSystem 3.5" 6TB 7.2K SAS 12Gb Hot Swap 512e HDD | 549
7X04CTO1WW | AUU8 | ThinkSystem 3.5" 4TB 7.2K SATA 6Gb Hot Swap 512n HDD | 389
7X04CTO1WW | AUU9 | ThinkSystem 3.5" 8TB 7.2K SATA 6Gb Hot Swap 512e HDD | 599
7X04CTO1WW | AUUA | ThinkSystem 3.5" 6TB 7.2K SATA 6Gb Hot Swap 512e HDD | 529
7X04CTO1WW | AUUB | ThinkSystem 3.5" 10TB 7.2K SATA 6Gb Hot Swap 512e HDD | 829
7X04CTO1WW | AUUC | ThinkSystem 3.5" 900GB 15K SAS 12Gb Hot Swap 512e HDD | 679
7X04CTO1WW | AUUD | ThinkSystem 3.5" 2TB 7.2K SATA 6Gb Hot Swap 512n HDD | 319
7X04CTO1WW | AUUE | ThinkSystem 2.5" 1TB 7.2K SATA 6Gb Hot Swap 512n HDD | 469
7X04CTO1WW | AUUF | ThinkSystem 3.5" 1TB 7.2K SATA 6Gb Hot Swap 512n HDD | 269
7X04CTO1WW | AUUG | ThinkSystem 3.5" 10TB 7.2K SAS 12Gb Hot Swap 512e HDD | 849
7X04CTO1WW | AUUH | ThinkSystem 3.5" 4TB 7.2K SAS 12Gb Hot Swap 512n HDD FIPS | 829
7X04CTO1WW | AUUJ | ThinkSystem 2.5" 2TB 7.2K SATA 6Gb Hot Swap 512e HDD | 849
7X04CTO1WW | AUUL | ThinkSystem M.2 32GB SATA 6Gbps Non-Hot Swap SSD | 109
7X04CTO1WW | AUUV | ThinkSystem M.2 128GB SATA 6Gbps Non-Hot Swap SSD | 159
7X04CTO1WW | AUZE | ThinkSystem SR550 MB | 1250
7X04CTO1WW | AUZS | ThinkSystem 1TB 7.2K 6Gbps SATA 3.5" Simple Swap 512n HDD | 229
7X04CTO1WW | AUZT | ThinkSystem 2TB 7.2K 6Gbps SATA 3.5" Simple Swap 512n HDD | 429
7X04CTO1WW | AUZU | ThinkSystem 4TB 7.2K 6Gbps SATA 3.5" Simple Swap 512n HDD | 599
7X04CTO1WW | AUZV | ThinkSystem Broadcom 5719 1GbE RJ45 4-Port PCIe Ethernet Adapter | 159
7X04CTO1WW | AUZW | ThinkSystem I350-T4 PCIe 1Gb 4-Port RJ45 Ethernet Adapter | 379
7X04CTO1WW | AUZX | ThinkSystem Broadcom 5720 1GbE RJ45 2-Port PCIe Ethernet Adapter | 129
7X04CTO1WW | AUZY | ThinkSystem I350-T2 PCIe 1Gb 2-Port RJ45 Ethernet Adapter | 179
7X04CTO1WW | AUZZ | ThinkSystem I350-F1 PCIe 1Gb 1-Port SFP Ethernet Adapter | 379
7X04CTO1WW | AV0Q | ThinkSystem SR550 3.5" Chassis with 8 or 12 bays | 865
7X04CTO1WW | AV0R | ThinkSystem SR550 2.5" Chassis with 8 or 16 bays | 945
7X04CTO1WW | AV0V | ThinkSystem 2U 3.5" SATA 8-Bay Simple Swap Backplane | 99
7X04CTO1WW | AV1B | Lenovo 25GBase-SR SFP28 Transceiver | 449
7X04CTO1WW | AV1F | Lenovo 3m 25G SFP28 Active Optical Cable | 489
7X04CTO1WW | AV1G | Lenovo 5m 25G SFP28 Active Optical Cable | 489
7X04CTO1WW | AV1H | Lenovo 10m 25G SFP28 Active Optical Cable | 499
7X04CTO1WW | AV1J | Lenovo 15m 25G SFP28 Active Optical Cable | 497
7X04CTO1WW | AV1K | Lenovo 20m 25G SFP28 Active Optical Cable | 519
7X04CTO1WW | AV1W | Lenovo 1m Passive 25G SFP28 DAC Cable | 69
7X04CTO1WW | AV1X | Lenovo 3m Passive 25G SFP28 DAC Cable | 79
7X04CTO1WW | AV1Y | Lenovo 5m Passive 25G SFP28 DAC Cable | 159
7X04CTO1WW | AVUT | ThinkSystem XClarity Controller Standard to Advanced Upgrade | 50
7X04CTO1WW | AVUX | On Board SATA AHCI Mode | 0
7X04CTO1WW | AVV0 | On Board SATA Software RAID Mode | 0
7X04CTO1WW | AVV2 | ThinkSystem 550W(230V/115V) Platinum Hot-Swap Power Supply | 349
7X04CTO1WW | AVV3 | ThinkSystem 750W(230/115V) Platinum Hot-Swap Power Supply | 399
7X04CTO1WW | AVV4 | ThinkSystem 750W (230V) Titanium Hot-Swap Power Supply | 549
7X04CTO1WW | AVV8 | ThinkSystem External USB DVD-RW Optical Disk Drive | 79
7X04CTO1WW | AWAU | SAP HANA SW Stack for ThinkSystem | 0
7X04CTO1WW | AWDZ | Intel Xeon Gold 6138 20C 125W 2.0GHz Processor | 4099
7X04CTO1WW | AWE4 | Intel Xeon Gold 6130T 16C 125W 2.1GHz Processor | 3129
7X04CTO1WW | AWE5 | Intel Xeon Gold 6126T 12C 125W 2.6GHz Processor | 2979
7X04CTO1WW | AWE8 | Intel Xeon Gold 5120T 14C 105W 2.2GHz Processor | 2699
7X04CTO1WW | AWEA | Intel Xeon Silver 4116T 12C 85W 2.1GHz Processor | 1979
7X04CTO1WW | AWEE | Intel Xeon Silver 4110 8C 85W 2.1GHz Processor | 909
7X04CTO1WW | AWEH | Intel Xeon Bronze 3106 8C 85W 1.7GHz Processor | 599
7X04CTO1WW | AWEL | Intel Xeon Gold 6126 12C 125W 2.6GHz Processor | 2869
7X04CTO1WW | AWEM | Intel Xeon Gold 6138T 20C 125W 2.0GHz Processor | 4349
7X04CTO1WW | AWEN | Intel Xeon Gold 6130 16C 125W 2.1GHz Processor | 2999
7X04CTO1WW | AWEP | Intel Xeon Gold 5118 12C 105W 2.3GHz Processor | 2019
7X04CTO1WW | AWEQ | Intel Xeon Gold 5119T 14C 85W 2.0GHz Processor | 2549
7X04CTO1WW | AWER | Intel Xeon Silver 4116 12C 85W 2.1GHz Processor | 1649
7X04CTO1WW | AWES | Intel Xeon Silver 4114T 10C 85W 2.2GHz Processor | 1369
7X04CTO1WW | AWET | Intel Xeon Silver 4109T 8C 70W 2.0GHz Processor | 949
7X04CTO1WW | AX8A | 4.3m, 13A/120V, C13 to NEMA 5-15P (US) Line Cord | 19
7X04CTO1WW | AXC6 | ThinkSystem 8TB 7.2K 6Gbps SATA 3.5" Simple Swap 512e HDD | 1199
7X04CTO1WW | AXC7 | ThinkSystem 6TB 7.2K 6Gbps SATA 3.5" Simple Swap 512e HDD | 999
7X04CTO1WW | AXC8 | ThinkSystem 3.5" 10TB 7.2K SATA 6Gb Simple Swap 512e HDD | 1499
7X04CTO1WW | AXCA | ThinkSystem Toolless Slide Rail | 99
7X04CTO1WW | AXCH | ThinkSystem Toolless Slide Rail Kit with 2U CMA | 149
7X04CTO1WW | AXFM | ThinkSystem Toolless Friction Rail | 69
7X04CTO1WW | AXFN | ThinkSystem Screw-in Slide Rail | 129
7X04CTO1WW | AXFS | VMware ESXi 6.0 U3 (factory installed) | 0
7X04CTO1WW | AXFT | VMware ESXi 6.5 U1 (factory installed) | 0
7X04CTO1WW | AXFU | ThinkSystem 2U CMA Upgrade Kit for Screw-in Slide Rail | 49
7X04CTO1WW | B0ML | Feature Enable TPM on MB | 0
7X04CTO1WW | B0N4 | 2.0m, 10A/100-250V, C13 to IEC 320-C14 Rack Power Cable | 29
7X04CTO1WW | B0N5 | 1.0m, 13A/100-250V, C13 to C14 Jumper Cord | 25
7X04CTO1WW | B0N6 | 1.5m, 13A/100-250V, C13 to C14 Jumper Cord | 29
7X04CTO1WW | B0RJ | 10GBASE-LR SFP+Transceiver | 350
7X04CTO1WW | B0TD | ThinkSystem Screw-in Slide Rail Kit with 2U CMA | 149
7X04CTO1WW | B0YR | ThinkSystem 3.5" 8TB 7.2K SAS 12Gb Hot Swap 512e HDD | 659
7X04CTO1WW | B0YS | ThinkSystem 2.5" 2.4TB 10K SAS 12Gb Hot Swap 512e HDD | 629
7X04CTO1WW | B0Z0 | ThinkSystem 2.5" Intel S4500 960GB Entry SATA 6Gb Hot Swap SSD | 1219
7X04CTO1WW | B0Z5 | ThinkSystem 3.5" Intel S4500 960GB Entry SATA 6Gb Hot Swap SSD | 1199
7X04CTO1WW | B117 | ThinkSystem 3.5" 12TB 7.2K SAS 12Gb Hot Swap 512e HDD | 949
7X04CTO1WW | B118 | ThinkSystem 3.5" 12TB 7.2K SATA 6Gb Hot Swap 512e HDD | 1829
7X04CTO1WW | B135 | ThinkSystem 2U CMA Upgrade Kit for Toolless Slide Rail | 59
7X04CTO1WW | B173 | Companion Part for XClarity Controller Standard to Enterprise Upgrade in Factory | 0
7X04CTO1WW | B1JJ | ThinkSystem 3.5" 300GB 10K SAS 12Gb Hot Swap 512n HDD | 289
7X04CTO1WW | B22J | 5m Intel OPA 100 Series Active Optical QSFP28 Low Power Cable | 809
7X04CTO1WW | B22K | 10m Intel OPA 100 Series Active Optical QSFP28 Low Power Cable | 829
7X04CTO1WW | B22L | 15m Intel OPA 100 Series Active Optical QSFP28 Low Power Cable | 839
7X04CTO1WW | B22M | 20m Intel OPA 100 Series Active Optical QSFP28 Low Power Cable | 849
7X04CTO1WW | B2X4 | ThinkSystem 2.5" 5200 1.92TB Entry SATA 6Gb Hot Swap SSD | 899
7X04CTO1WW | B2X6 | ThinkSystem 2.5" 5200 7.68TB Entry SATA 6Gb Hot Swap SSD | 4999
7X04CTO1WW | B2X9 | ThinkSystem 3.5" 5200 1.92TB Entry SATA 6Gb Hot Swap SSD | 909
7X04CTO1WW | B2XB | ThinkSystem 3.5" 5200 7.68TB Entry SATA 6Gb Hot Swap SSD | 4999
7X04CTO1WW | B30W | Custom MFG SVCS Fee - Medium Increment | 30
7X04CTO1WW | B30X | Custom MFG SVCS Fee - Large Increment | 300
7X04CTO1WW | B31E | ThinkSystem RAID 930-16i 8GB Flash PCIe 12Gb Adapter | 2389
7X04CTO1WW | B31F | ThinkSystem M.2 480GB SSD Thermal Kit | 40
7X04CTO1WW | B31G | ThinkSystem QLogic QL41134 PCIe 10Gb 4-Port Base-T Ethernet Adapter | 799
7X04CTO1WW | B34H | ThinkSystem 2.5" PM883 240GB Entry SATA 6Gb Hot Swap SSD | 219
7X04CTO1WW | B34J | ThinkSystem 2.5" PM883 480GB Entry SATA 6Gb Hot Swap SSD | 279
7X04CTO1WW | B34K | ThinkSystem 2.5" PM883 960GB Entry SATA 6Gb Hot Swap SSD | 449
7X04CTO1WW | B34L | ThinkSystem 2.5" PM883 1.92TB Entry SATA 6Gb Hot Swap SSD | 889
7X04CTO1WW | B34M | ThinkSystem 2.5" PM883 3.84TB Entry SATA 6Gb Hot Swap SSD | 1739
7X04CTO1WW | B3VW | VMware ESXi 6.5 U2 (Factory Installed) | 0
7X04CTO1WW | B3VX | VMware ESXi 6.7 (Factory Installed) | 0
7X04CTO1WW | B488 | ThinkSystem 2.5" 5200 240GB Mainstream SATA 6Gb Hot Swap SSD | 469
7X04CTO1WW | B48B | ThinkSystem 2.5" 5200 1.92TB Mainstream SATA 6Gb Hot Swap SSD | 2129
7X04CTO1WW | B48C | ThinkSystem 2.5" 5200 3.84TB Mainstream SATA 6Gb Hot Swap SSD | 4869
7X04CTO1WW | B48D | ThinkSystem 3.5" 5200 240GB Mainstream SATA 6Gb Hot Swap SSD | 469
7X04CTO1WW | B48G | ThinkSystem 3.5" 5200 1.92TB Mainstream SATA 6Gb Hot Swap SSD | 2139
7X04CTO1WW | B48H | ThinkSystem 3.5" 5200 3.84TB Mainstream SATA 6Gb Hot Swap SSD | 4859
7X04CTO1WW | B496 | ThinkSystem 3.5" 14TB 7.2K SAS 12Gb Hot Swap 512e HDD | 1199
7X04CTO1WW | B497 | ThinkSystem 3.5" 14TB 7.2K SATA 6Gb Hot Swap 512e HDD | 1149
7X04CTO1WW | B498 | ThinkSystem 2.5" Intel S4510 240GB Entry SATA 6Gb Hot Swap SSD | 149
7X04CTO1WW | B499 | ThinkSystem 2.5" Intel S4510 480GB Entry SATA 6Gb Hot Swap SSD | 309
7X04CTO1WW | B49A | ThinkSystem 2.5" Intel S4510 960GB Entry SATA 6Gb Hot Swap SSD | 529
7X04CTO1WW | B49B | ThinkSystem 2.5" Intel S4510 1.92TB Entry SATA 6Gb Hot Swap SSD | 1049
7X04CTO1WW | B49C | ThinkSystem 2.5" Intel S4510 3.84TB Entry SATA 6Gb Hot Swap SSD | 1979
7X04CTO1WW | B49D | ThinkSystem 3.5" Intel S4510 240GB Entry SATA 6Gb Hot Swap SSD | 149
7X04CTO1WW | B49E | ThinkSystem 3.5" Intel S4510 480GB Entry SATA 6Gb Hot Swap SSD | 209
7X04CTO1WW | B49F | ThinkSystem 3.5" Intel S4510 960GB Entry SATA 6Gb Hot Swap SSD | 539
7X04CTO1WW | B49G | ThinkSystem 3.5" Intel S4510 1.92TB Entry SATA 6Gb Hot Swap SSD | 1059
7X04CTO1WW | B49H | ThinkSystem 3.5" Intel S4510 3.84TB Entry SATA 6Gb Hot Swap SSD | 1989
7X04CTO1WW | B49L | ThinkSystem 2.5" Intel S4610 240GB Mainstream SATA 6Gb Hot Swap SSD | 399
7X04CTO1WW | B49M | ThinkSystem 2.5" Intel S4610 480GB Mainstream SATA 6Gb Hot Swap SSD | 479
7X04CTO1WW | B49N | ThinkSystem 2.5" Intel S4610 960GB Mainstream SATA 6Gb Hot Swap SSD | 699
7X04CTO1WW | B49P | ThinkSystem 2.5" Intel S4610 1.92TB Mainstream SATA 6Gb Hot Swap SSD | 1289
7X04CTO1WW | B49Q | ThinkSystem 2.5" Intel S4610 3.84TB Mainstream SATA 6Gb Hot Swap SSD | 2499
7X04CTO1WW | B49R | ThinkSystem 3.5" Intel S4610 240GB Mainstream SATA 6Gb Hot Swap SSD | 409
7X04CTO1WW | B49S | ThinkSystem 3.5" Intel S4610 480GB Mainstream SATA 6Gb Hot Swap SSD | 309
7X04CTO1WW | B49T | ThinkSystem 3.5" Intel S4610 960GB Mainstream SATA 6Gb Hot Swap SSD | 1029
7X04CTO1WW | B49U | ThinkSystem 3.5" Intel S4610 1.92TB Mainstream SATA 6Gb Hot Swap SSD | 1799
7X04CTO1WW | B49V | ThinkSystem 3.5" Intel S4610 3.84TB Mainstream SATA 6Gb Hot Swap SSD | 3579
7X04CTO1WW | B4A2 | ThinkSystem 2.5" PM1645 3.2TB Mainstream SAS 12Gb Hot Swap SSD | 2579
7X04CTO1WW | B4A7 | ThinkSystem 2.5" PM1643 3.84TB Capacity SAS 12Gb Hot Swap SSD | 2579
7X04CTO1WW | B4A8 | ThinkSystem 3.5" PM1643 3.84TB Capacity SAS 12Gb Hot Swap SSD | 1869
7X04CTO1WW | B4D2 | ThinkSystem 2.5" PM883 7.68TB Entry SATA 6Gb Hot Swap SSD | 3379
7X04CTO1WW | B4H1 | ThinkSystem 8GB TruDDR4 2933MHz (1Rx8 1.2V) RDIMM | 219
7X04CTO1WW | B4H2 | ThinkSystem 16GB TruDDR4 2933MHz (2Rx8 1.2V) RDIMM | 319
7X04CTO1WW | B4H3 | ThinkSystem 32GB TruDDR4 2933MHz (2Rx4 1.2V) RDIMM | 619
7X04CTO1WW | B4H4 | ThinkSystem 64GB TruDDR4 2933MHz (2Rx4 1.2V) RDIMM | 1279
7X04CTO1WW | B4HJ | Intel Xeon Gold 6230 20C 125W 2.1GHz Processor | 3099
7X04CTO1WW | B4HK | Intel Xeon Gold 5220 18C 125W 2.2GHz Processor | 2599
7X04CTO1WW | B4HL | Intel Xeon Gold 5218 16C 125W 2.3GHz Processor | 2019
7X04CTO1WW | B4HM | Intel Xeon Gold 5217 8C 115W 3.0GHz Processor | 2659
7X04CTO1WW | B4HN | Intel Xeon Gold 5215 10C 85W 2.5GHz Processor | 2019
7X04CTO1WW | B4HP | Intel Xeon Silver 4216 16C 100W 2.1GHz Processor | 1649
7X04CTO1WW | B4HQ | Intel Xeon Silver 4215 8C 85W 2.5GHz Processor | 1399
7X04CTO1WW | B4HR | Intel Xeon Silver 4214 12C 85W 2.2GHz Processor | 1169
7X04CTO1WW | B4HS | Intel Xeon Silver 4210 10C 85W 2.2GHz Processor | 859
7X04CTO1WW | B4HT | Intel Xeon Silver 4208 8C 85W 2.1GHz Processor | 799
7X04CTO1WW | B4HU | Intel Xeon Bronze 3204 6C 85W 1.9GHz Processor | 439
7X04CTO1WW | B4LY | ThinkSystem 16GB TruDDR4 2933 MHz (1Rx4 1.2V) RDIMM | 289
7X04CTO1WW | B4NH | ThinkSystem SR550 Refresh MB | 1250
7X04CTO1WW | B4NW | Intel Xeon Silver 4214Y 12/10/8C 85W 2.2GHz Processor | 1519
7X04CTO1WW | B4P2 | Intel Xeon Gold 6238T 22C 125W 1.9GHz Processor | 4349
7X04CTO1WW | B4P3 | Intel Xeon Gold 5218T 16C 105W 2.1GHz Processor | 2399
7X04CTO1WW | B4P4 | Intel Xeon Silver 4209T 8C 70W 2.2GHz Processor | 929
7X04CTO1WW | B4P9 | Intel Xeon Gold 5215L 10C 85W 2.5GHz Processor | 17019
7X04CTO1WW | B4RQ | ThinkSystem RAID 730-8i 2GB Flash PCIe 12Gb Adapter | 879
7X04CTO1WW | B4XA | VMware ESXi 6.7 U1 (Factory Installed) | 0
7X04CTO1WW | B59Z | FBU02 SuperCap | 149
7X04CTO1WW | B5RY | Intel Xeon Gold 6230N 20C 125W 2.3GHz Processor | 3239
7X04CTO1WW | B5RZ | Intel Xeon Platinum 8253 16C 125W 2.2GHz Processor | 5299
7X04CTO1WW | B5S1 | Intel Xeon Gold 5222 4C 105W 3.8GHz Processor | 1999
7X04CTO1WW | B5S2 | Intel Xeon Platinum 8256 4C 105W 3.8GHz Processor | 12099
7X04CTO1WW | B5T0 | ThinkSystem Broadcom 57414 10/25GbE SFP28 2-port PCIe Ethernet Adapter | 389
7X04CTO1WW | B6BS | Intel Xeon Gold 5218B 16C 125W 2.3GHz Processor | 2019
7X04CTO1WW | B6CL | Intel Xeon Gold 6226 12C 125W 2.7GHz Processor | 3299
7X04CTO1WW | B6CP | Intel Xeon Gold 6230T 20C 125W 2.1GHz Processor | 3599
7X04CTO1WW | B6CQ | Intel Xeon Gold 5220T 18C 105W 1.9GHz Processor | 3199
7X04CTO1WW | B6CV | Intel Xeon Gold 6222V 20C 115W 1.8GHz Processor | 2999
7X04CTO1WW | B6CW | Intel Xeon Gold 5220S 18C 125W 2.7GHz Processor | 3699
7X04CTO1WW | B6CX | Intel Xeon Gold 6209U 20C 125W 2.1GHz Processor | 2309
7X04CTO1WW | B6JY | ThinkSystem 3.5" PM883 1.92TB Entry SATA 6Gb Hot Swap SSD | 1159
7X04CTO1WW | B6JZ | ThinkSystem 3.5" PM883 3.84TB Entry SATA 6Gb Hot Swap SSD | 2219
7X04CTO1WW | B6TM | ThinkSystem 3.5" PM883 240GB Entry SATA 6Gb Hot Swap SSD | 239
7X04CTO1WW | B6TN | ThinkSystem 3.5" PM883 480GB Entry SATA 6Gb Hot Swap SSD | 359
7X04CTO1WW | B6TP | ThinkSystem 3.5" PM883 960GB Entry SATA 6Gb Hot Swap SSD | 599
7X04CTO1WW | B6U0 | VMware ESXi 6.5 U3 (factory installed) | 0
7X04CTO1WW | B6U1 | VMware ESXi 6.7 U2 (factory installed) | 0
7X04CTO1WW | B7EW | ThinkSystem 2.5" 5210 1.92TB Entry SATA 6Gb Hot Swap QLC SSD | 759
7X04CTO1WW | B7EX | ThinkSystem 2.5" 5210 3.84TB Entry SATA 6Gb Hot Swap QLC SSD | 1489
7X04CTO1WW | B7EY | ThinkSystem 2.5" 5210 7.68TB Entry SATA 6Gb Hot Swap QLC SSD | 2779
7X04CTO1WW | B7EZ | ThinkSystem 3.5" 16TB 7.2K SAS 12Gb Hot Swap 512e HDD | 1309
7X04CTO1WW | B7F0 | ThinkSystem 3.5" 16TB 7.2K SATA 6Gb Hot Swap 512e HDD | 1289
7X04CTO1WW | B7N3 | Intel Xeon Bronze 3206R 8C 85W 1.9GHz Processor | 559
7X04CTO1WW | B7N5 | Intel Xeon Silver 4210R 10C 100W 2.4GHz Processor | 899
7X04CTO1WW | B7N6 | Intel Xeon Silver 4214R 12C 100W 2.4GHz Processor | 1259
7X04CTO1WW | B88T | VMware ESXi 6.7 U3 (factory installed) | 0
7X04CTO1WW | B8HP | ThinkSystem 2.5" 5300 960GB Entry SATA 6Gb Hot Swap SSD | 489
7X04CTO1WW | B8HQ | ThinkSystem 3.5" 5300 3.84TB Entry SATA 6Gb Hot Swap SSD | 2179
7X04CTO1WW | B8HR | ThinkSystem 3.5" 5300 1.92TB Mainstream SATA 6Gb Hot Swap SSD | 1829
7X04CTO1WW | B8HS | ThinkSystem M.2 5300 240GB SATA 6Gbps Non-Hot Swap SSD | 359
7X04CTO1WW | B8HT | ThinkSystem 3.5" PM1645a 800GB Mainstream SAS 12Gb Hot Swap SSD | 829
7X04CTO1WW | B8HU | ThinkSystem 2.5" PM1645a 800GB Mainstream SAS 12Gb Hot Swap SSD | 819
7X04CTO1WW | B8HV | ThinkSystem 2.5" 5300 240GB Entry SATA 6Gb Hot Swap SSD | 359
7X04CTO1WW | B8HX | ThinkSystem 3.5" 5300 3.84TB Mainstream SATA 6Gb Hot Swap SSD | 3119
7X04CTO1WW | B8HY | ThinkSystem 2.5" 5300 480GB Mainstream SATA 6Gb Hot Swap SSD | 429
7X04CTO1WW | B8HZ | ThinkSystem 3.5" 5300 1.92TB Entry SATA 6Gb Hot Swap SSD | 1139
7X04CTO1WW | B8J0 | ThinkSystem 3.5" 5300 960GB Mainstream SATA 6Gb Hot Swap SSD | 929
7X04CTO1WW | B8J1 | ThinkSystem 2.5" 5300 240GB Mainstream SATA 6Gb Hot Swap SSD | 409
7X04CTO1WW | B8J2 | ThinkSystem 2.5" 5300 7.68TB Entry SATA 6Gb Hot Swap SSD | 3649
7X04CTO1WW | B8J3 | ThinkSystem 3.5" 5300 7.68TB Entry SATA 6Gb Hot Swap SSD | 4119
7X04CTO1WW | B8J4 | ThinkSystem 2.5" PM1645a 1.6TB Mainstream SAS 12Gb Hot Swap SSD | 1379
7X04CTO1WW | B8J5 | ThinkSystem 2.5" 5300 1.92TB Entry SATA 6Gb Hot Swap SSD | 939
7X04CTO1WW | B8J6 | ThinkSystem 2.5" 5300 960GB Mainstream SATA 6Gb Hot Swap SSD | 729
7X04CTO1WW | B8J7 | ThinkSystem 2.5" 5300 3.84TB Mainstream SATA 6Gb Hot Swap SSD | 2179
7X04CTO1WW | B8J9 | ThinkSystem 3.5" 5300 480GB Entry SATA 6Gb Hot Swap SSD | 379
7X04CTO1WW | B8JA | ThinkSystem 2.5" PM1645a 6.4TB Mainstream SAS 12Gb Hot Swap SSD | 6049
7X04CTO1WW | B8JB | ThinkSystem 3.5" 5300 240GB Entry SATA 6Gb Hot Swap SSD | 369
7X04CTO1WW | B8JC | ThinkSystem 3.5" 5300 960GB Entry SATA 6Gb Hot Swap SSD | 629
7X04CTO1WW | B8JD | ThinkSystem 2.5" PM1645a 3.2TB Mainstream SAS 12Gb Hot Swap SSD | 2579
7X04CTO1WW | B8JE | ThinkSystem 2.5" 5300 1.92TB Mainstream SATA 6Gb Hot Swap SSD | 1279
7X04CTO1WW | B8JF | ThinkSystem 3.5" 5300 480GB Mainstream SATA 6Gb Hot Swap SSD | 529
7X04CTO1WW | B8JG | ThinkSystem 3.5" PM1645a 6.4TB Mainstream SAS 12Gb Hot Swap SSD | 6059
7X04CTO1WW | B8JK | ThinkSystem 3.5" PM1645a 3.2TB Mainstream SAS 12Gb Hot Swap SSD | 2589
7X04CTO1WW | B8JL | ThinkSystem 3.5" 5300 240GB Mainstream SATA 6Gb Hot Swap SSD | 419
7X04CTO1WW | B8JM | ThinkSystem 2.5" 5300 480GB Entry SATA 6Gb Hot Swap SSD | 309
7X04CTO1WW | B8JN | ThinkSystem 3.5" PM1645a 1.6TB Mainstream SAS 12Gb Hot Swap SSD | 1389
7X04CTO1WW | B8JP | ThinkSystem 2.5" 5300 3.84TB Entry SATA 6Gb Hot Swap SSD | 1789
7X04CTO1WW | B919 | ThinkSystem M.2 5300 480GB SATA 6Gbps Non-Hot Swap SSD | 369
7X04CTO1WW | B91A | ThinkSystem 2.5" PM1643a 960GB Entry SAS 12Gb Hot Swap SSD | 819
7X04CTO1WW | B91B | ThinkSystem 2.5" PM1643a 1.92TB Entry SAS 12Gb Hot Swap SSD | 1379
7X04CTO1WW | B91C | ThinkSystem 2.5" PM1643a 3.84TB Entry SAS 12Gb Hot Swap SSD | 2579
7X04CTO1WW | B91D | ThinkSystem 2.5" PM1643a 7.68TB Entry SAS 12Gb Hot Swap SSD | 5019
7X04CTO1WW | B91E | ThinkSystem 3.5" PM1643a 3.84TB Entry SAS 12Gb Hot Swap SSD | 1729
7X04CTO1WW | B9AC | ThinkSystem 2.5" 5210 960GB Entry SATA 6Gb Hot Swap QLC SSD | 419
7X04CTO1WW | BAZS | Intel Xeon Gold 5218R 20C 125W 2.1GHz Processor | 2259
7X04CTO1WW | BB0P | Intel Transparent Supply Chain. Lenovo has paired our industry leading supply chain with Intel's innovative Transparent Supply Chain program to add a layer of protection to your data center and bring peace of mind that the server hardware you bring into ... | 0
7X04CTO1WW | BBZG | VMware ESXi 7.0 (Factory Installed) | 2
7X04CTO1WW | BC4R | ThinkSystem 2.5" PM1643a 15.36TB Entry SAS 12Gb Hot Swap SSD | 10029
7X04CTO1WW | BCFH | ThinkSystem 3.5" 18TB 7.2K SATA 6Gb Hot Swap 512e HDD | 1589
7X04CTO1WW | BCFP | ThinkSystem 3.5" 18TB 7.2K SAS 12Gb Hot Swap 512e HDD | 1609
7X04CTO1WW | BCTC | ThinkSystem 2.5" Multi Vendor 240GB Entry SATA 6Gb Hot Swap SSD | 219
7X04CTO1WW | BCTD | ThinkSystem 2.5" Multi Vendor 480GB Entry SATA 6Gb Hot Swap SSD | 219
7X04CTO1WW | BCTE | ThinkSystem 2.5" Multi Vendor 960GB Entry SATA 6Gb Hot Swap SSD | 659
7X04CTO1WW | BCTF | ThinkSystem 2.5" Multi Vendor 1.92TB Entry SATA 6Gb Hot Swap SSD | 1289
7X04CTO1WW | BCTG | ThinkSystem 2.5" Multi Vendor 3.84TB Entry SATA 6Gb Hot Swap SSD | 1259
7X04CTO1WW | BCTH | ThinkSystem 3.5" Multi Vendor 240GB Entry SATA 6Gb Hot Swap SSD | 229
7X04CTO1WW | BCTJ | ThinkSystem 3.5" Multi Vendor 480GB Entry SATA 6Gb Hot Swap SSD | 219
7X04CTO1WW | BCTK | ThinkSystem 3.5" Multi Vendor 960GB Entry SATA 6Gb Hot Swap SSD | 669
7X04CTO1WW | BCTL | ThinkSystem 3.5" Multi Vendor 1.92TB Entry SATA 6Gb Hot Swap SSD | 1289
7X04CTO1WW | BCTM | ThinkSystem 3.5" Multi Vendor 3.84TB Entry SATA 6Gb Hot Swap SSD | 1269
7X04CTO1WW | BE5E | VMware ESXi 7.0 U1 (Factory Installed) | 0
7X04CTO1WW | BEVK | ThinkSystem 3.5" PM1643a 7.68TB Entry SAS 12Gb Hot Swap SSD | 5589
7X04CTO1WW | BFYB | Operating mode selection for: "Maximum Performance Mode" | 0
7X04CTO1WW | BFYC | Operating mode selection for: "Minimal Power Mode" | 0
7X04CTO1WW | BFYD | Operating mode selection for: "Efficiency Favoring Power Savings Mode" | 0
7X04CTO1WW | BFYE | Operating mode selection for: "Efficiency - Favoring Performance Mode" | 0
7X04CTO1WW | BHSR | VMware ESXi 7.0 U2 (Factory Installed) | 0
7X04CTOLWW | 747 | UID Asset Tag Label | 20
7X04CTOLWW | 2300 | BladeCenter Chassis Configuration | 250
7X04CTOLWW | 2302 | RAID Configuration | 149
7X04CTOLWW | 2306 | Integration >1U Component | 125
7X04CTOLWW | 2321 | Custom MFG SVCS Fee - Small Increment | 3
7X04CTOLWW | 2400 | Primary Array 12 HDDs | 0
7X04CTOLWW | 2401 | Primary Array 13 HDDs | 0
7X04CTOLWW | 2402 | Primary Array 14 HDDs | 0
7X04CTOLWW | 2403 | Primary Array 15 HDDs | 0
7X04CTOLWW | 2404 | Primary Array 16 HDDs | 0
7X04CTOLWW | 2405 | Secondary Array 9 HDDs | 0
7X04CTOLWW | 2406 | Secondary Array 10 HDDs | 0
7X04CTOLWW | 2407 | Secondary Array 11 HDDs | 0
7X04CTOLWW | 2408 | Secondary Array 12 HDDs | 0
7X04CTOLWW | 2409 | Secondary Array 13 HDDs | 0
7X04CTOLWW | 2410 | Secondary Array 14 HDDs | 0
7X04CTOLWW | 3271 | No RAID - Secondary Array set up by customer | 0
7X04CTOLWW | 5053 | SFP+ SR Transceiver | 699
7X04CTOLWW | 5340 | Serial Conversion Option (SCO) | 249
7X04CTOLWW | 5341 | Virtual Media Conversion Option Gen2 (VCO2) | 129
7X04CTOLWW | 5977 | Select Storage devices - no configured RAID required | 0
7X04CTOLWW | 5978 | Select Storage devices - configured RAID | 0
7X04CTOLWW | 6201 | 1.5m, 10A/100-250V, C13 to IEC 320-C14 Rack Power Cable | 19
7X04CTOLWW | 6204 | 2.8m, 10A/100-250V, C13 to IEC 320-C20 Rack Power Cable | 19
7X04CTOLWW | 6263 | 4.3m, 10A/100-250V, C13 to IEC 320-C14 Rack Power Cable | 19
7X04CTOLWW | 6311 | 2.8m, 10A/100-250V, C13 to IEC 320-C14 Rack Power Cable | 9
7X04CTOLWW | 6313 | 2.8m, 10A/120V, C13 to NEMA 5-15P (US) Line Cord | 19
7X04CTOLWW | 6370 | 4.3m, 10A/125V, C13 to NEMA 5-15P (US) Line Cord | 10
7X04CTOLWW | 6373 | 4.3m, 10A/250V, C13 to NEMA 6-15P (US) Line Cord | 15
7X04CTOLWW | 6400 | 2.8m, 13A/100-250V, C13 to C14 Jumper Cord | 9
7X04CTOLWW | 6401 | 2.8m, 13A/120V, C13 to NEMA 5-15P (US) Line Cord | 29
7X04CTOLWW | 6570 | 2.0m, 13A/100-250V, C13 to C14 Jumper Cord | 19
7X04CTOLWW | 6583 | 4.3m, 13A/100-250V, C13 to C14 Rack Power Cable | 19
7X04CTOLWW | 7008 | Primary Array 2 HDDs | 0
7X04CTOLWW | 7009 | Primary Array 3 HDDs | 0
7X04CTOLWW | 7010 | Primary Array 4 HDDs | 0
7X04CTOLWW | 7011 | Primary Array 5 HDDs | 0
7X04CTOLWW | 7012 | Primary Array 6 HDDs | 0
7X04CTOLWW | 7013 | Primary Array 7 HDDs | 0
7X04CTOLWW | 7014 | Primary Array 8 HDDs | 0
7X04CTOLWW | 7015 | Secondary Array 2 HDDs | 0
7X04CTOLWW | 7016 | Secondary Array 3 HDDs | 0
7X04CTOLWW | 7017 | Secondary Array 4 HDDs | 0
7X04CTOLWW | 7057 | Secondary Array 5 HDDs | 0
7X04CTOLWW | 7058 | Secondary Array 6 HDDs | 0
7X04CTOLWW | 7059 | Secondary Array 7 HDDs | 0
7X04CTOLWW | 7060 | Secondary Array 8 HDDs | 0
7X04CTOLWW | 7664 | Primary Array 9 HDDs | 0
7X04CTOLWW | 7831 | Customer Solution Center Services | 0
7X04CTOLWW | 8067 | TAA Compliant Order | 0
7X04CTOLWW | 8072 | General Racking Solution | 0
7X04CTOLWW | 8086 | No Publications Selected | 0
7X04CTOLWW | 8971 | Integrate in manufacturing | 0
7X04CTOLWW | 8972 | Ship Uninstalled (Safety) | 0
7X04CTOLWW | 9013 | Hot Spare | 0
7X04CTOLWW | 9016 | Memory Sparing | 0
7X04CTOLWW | 9017 | Enable Memory Mirroring | 0
7X04CTOLWW | 9714 | Primary Array 10 HDDs | 0
7X04CTOLWW | 9715 | Primary Array 11 HDDs | 0
7X04CTOLWW | A0ST | Secondary Array 15 HDDs | 0
7X04CTOLWW | A0SU | Secondary Array 16 HDDs | 0
7X04CTOLWW | A102 | Advanced Grouping | 0
7X04CTOLWW | A103 | System x Cluster Upgrade | 0
7X04CTOLWW | A1NN | High Performance Analytics Appliance | 0
7X04CTOLWW | A1PH | 1m Passive DAC SFP+ Cable | 69
7X04CTOLWW | A1PJ | 3m Passive DAC SFP+ Cable | 89
7X04CTOLWW | A1PK | 5m Passive DAC SFP+ Cable | 159
7X04CTOLWW | A1RF | 2.8m, 10A/250V, C13 to NEMA 6-15P Line Cord | 15
7X04CTOLWW | A2K6 | Primary Array - RAID 0 | 0
7X04CTOLWW | A2K7 | Primary Array - RAID 1 | 0
7X04CTOLWW | A2K9 | Primary Array - RAID 5 | 0
7X04CTOLWW | A2KA | Primary Array - RAID 6 | 0
7X04CTOLWW | A2KB | Primary Array - RAID 10 | 0
7X04CTOLWW | A2KF | Secondary Array - RAID 0 | 0
7X04CTOLWW | A2KG | Secondary Array - RAID 1 | 0
7X04CTOLWW | A2KJ | Secondary Array - RAID 5 | 0
7X04CTOLWW | A2KK | Secondary Array - RAID 6 | 0
7X04CTOLWW | A2KL | Secondary Array - RAID 10 | 0
7X04CTOLWW | A3RG | 0.5m Passive DAC SFP+ Cable | 79
7X04CTOLWW | A3RH | 7m Passive DAC SFP+ Cable | 179
7X04CTOLWW | A3SW | 1.2m, 16A/100-250V, 2 Short C13s to Short C20 Rack Power Cable | 55
7X04CTOLWW | A3SX | 2.5m, 16A/100-250V, 2 Long C13s to Short C20 Rack Power Cable | 75
7X04CTOLWW | A3SY | 2.8m, 16A/100-250V, 2 Short C13s to Long C20 Rack Power Cable | 79
7X04CTOLWW | A3SZ | 4.1m, 16A/100-250V, 2 Long C13s to Long C20 Rack Power Cable | 85
7X04CTOLWW | A4VP | 1.0m, 10A/100-250V, C13 to IEC 320-C14 Rack Power Cable | 19
7X04CTOLWW | A51N | 1.5m Passive DAC SFP+ Cable | 89
7X04CTOLWW | A51P | 2m Passive DAC SFP+ Cable | 89
7X04CTOLWW | A5DL | SFP 1000Base-T (RJ-45) Transceiver | 89
7X04CTOLWW | A5U1 | SKLM for System x w/SEDs - FoD per Install w/1Yr S&S | 199
7X04CTOLWW | AS6C | SKLM for System x w/SEDs - FoD per Install w/3Yr S&S | 299
7X04CTOLWW | ASR5 | Lenovo 0.5m LC-LC OM3 MMF Cable | 24
7X04CTOLWW | ASR6 | Lenovo 1m LC-LC OM3 MMF Cable | 24
7X04CTOLWW | ASR7 | Lenovo 3m LC-LC OM3 MMF Cable | 24
7X04CTOLWW | ASR8 | Lenovo 5m LC-LC OM3 MMF Cable | 29
7X04CTOLWW | ASR9 | Lenovo 10m LC-LC OM3 MMF Cable | 39
7X04CTOLWW | ASRA | Lenovo 15m LC-LC OM3 MMF Cable | 45
7X04CTOLWW | ASRB | Lenovo 25m LC-LC OM3 MMF Cable | 54
7X04CTOLWW | AT2R | Lenovo 1m Active DAC SFP+ Cables | 129
7X04CTOLWW | AT2S | Lenovo 3m Active DAC SFP+ Cables | 139
7X04CTOLWW | AT2T | Lenovo 5m Active DAC SFP+ Cables | 159
7X04CTOLWW | AT7S | Emulex VFA5.2 2x10 GbE SFP+ PCIe Adapter | 449
7X04CTOLWW | AT7T | Emulex VFA5.2 2x10 GbE SFP+ Adapter and FCoE/iSCSI SW | 1319
7X04CTOLWW | ATPX | Intel X550-T2 Dual Port 10GBase-T Adapter | 599
7X04CTOLWW | ATRH | Intel X710-DA2 ML2 2x10GbE SFP+ Adapter | 499
7X04CTOLWW | ATYX | Lenovo 1m SFP+ to SFP+ Active Optical Cable | 104
7X04CTOLWW | ATYY | Lenovo 3m SFP+ to SFP+ Active Optical Cable | 99
7X04CTOLWW | ATYZ | Lenovo 5m SFP+ to SFP+ Active Optical Cable | 114
7X04CTOLWW | ATZ0 | Lenovo 7m SFP+ to SFP+ Active Optical Cable | 129
7X04CTOLWW | ATZ1 | Lenovo 15m SFP+ to SFP+ Active Optical Cable | 169
7X04CTOLWW | ATZ2 | Lenovo 20m SFP+ to SFP+ Active Optical Cable | 169
7X04CTOLWW | ATZB | QLogic 16Gb Enhanced Gen5 FC Single-port HBA | 979
7X04CTOLWW | ATZC | QLogic 16Gb Enhanced Gen5 FC Dual-port HBA | 1339
7X04CTOLWW | ATZU | Emulex 16Gb Gen6 FC Single-port HBA | 949
7X04CTOLWW | ATZV | Emulex 16Gb Gen6 FC Dual-port HBA | 1309
7X04CTOLWW | AU0B | Intel OPA 100 Series Single-port PCIe 3.0 x16 HFA | 1069
7X04CTOLWW | AU0E | 0.5m Intel OPA 100 Series Passive Copper QSFP28 Cable | 79
7X04CTOLWW | AU0F | 0.75m Intel OPA Passive Copper QSFP28 Cable | 139
7X04CTOLWW | AU0G | 1m Intel OPA 100 Series Passive Copper QSFP28 Cable | 99
7X04CTOLWW | AU0H | 1.25m Intel OPA 100 Series Passive Copper QSFP28 Cable | 159
7X04CTOLWW | AU0J | 1.5m Intel OPA 100 Series Passive Copper QSFP28 Cable | 109
7X04CTOLWW | AU0K | 2m Intel OPA 100 Series Passive Copper QSFP28 Cable | 129
7X04CTOLWW | AU0M | 5m Intel OPA 100 Series Active Optical QSFP28 Cable | 899
7X04CTOLWW | AU0P | 15m Intel OPA 100 Series Active Optical QSFP28 Cable | 949
7X04CTOLWW | AU7Z | Emulex VFA5.2 ML2 2x10 GbE SFP+ Adapter and FCoE/iSCSI SW | 399
7X04CTOLWW | AUK7 | TPM 2.0 and Secure Boot | 0
7X04CTOLWW | AUKG | ThinkSystem 1Gb 2-port RJ45 LOM | 79
7X04CTOLWW | AUKJ | ThinkSystem 10Gb 2-port SFP+ LOM | 169
7X04CTOLWW | AUKL | ThinkSystem 10Gb 2-port Base-T LOM | 259
7X04CTOLWW | AUKN | ThinkSystem Emulex OCe14104B-NX PCIe 10Gb 4-Port SFP+ Ethernet Adapter | 539
7X04CTOLWW | AUKP | ThinkSystem Broadcom 57416 10GBASE-T 2-Port PCIe Ethernet Adapter | 479
7X04CTOLWW | AUKQ | ThinkSystem Broadcom NX-E ML2 10Gb 2-Port Base-T Ethernet Adapter | 529
7X04CTOLWW | AUKS | ThinkSystem Broadcom 57412 25GbE SFP28 1-Port PCIe Ethernet Adapter | 489
7X04CTOLWW | AUKX | ThinkSystem Intel X710-DA2 PCIe 10Gb 2-Port SFP+ Ethernet Adapter | 459
7X04CTOLWW | AULV | ThinkSystem 2.5" 300GB 15K SAS 12Gb Hot Swap 512n HDD | 339
7X04CTOLWW | AULW | ThinkSystem 2.5" 600GB 15K SAS 12Gb Hot Swap 512n HDD | 469
7X04CTOLWW | AULX | ThinkSystem 2.5" 900GB 15K SAS 12Gb Hot Swap 512e HDD | 639
7X04CTOLWW | AULY | ThinkSystem 2.5" 300GB 10K SAS 12Gb Hot Swap 512n HDD | 289
7X04CTOLWW | AULZ | ThinkSystem 2.5" 600GB 10K SAS 12Gb Hot Swap 512n HDD | 319
7X04CTOLWW | AUM0 | ThinkSystem 2.5" 900GB 10K SAS 12Gb Hot Swap 512n HDD | 389
7X04CTOLWW | AUM1 | ThinkSystem 2.5" 1.2TB 10K SAS 12Gb Hot Swap 512n HDD | 389
7X04CTOLWW | AUM2 | ThinkSystem 2.5" 1.8TB 10K SAS 12Gb Hot Swap 512e HDD | 589
7X04CTOLWW | AUM4 | ThinkSystem 2.5" 300GB 10K SAS 12Gb Hot Swap 512n HDD SED | 339
7X04CTOLWW | AUM5 | ThinkSystem 2.5" 600GB 10K SAS 12Gb Hot Swap 512n HDD SED | 635
7X04CTOLWW | AUM6 | ThinkSystem 2.5" 1TB 7.2K SAS 12Gb Hot Swap 512n HDD | 469
7X04CTOLWW | AUM7 | ThinkSystem 2.5" 2TB 7.2K SAS 12Gb Hot Swap 512n HDD | 839
7X04CTOLWW | AUMU | ThinkSystem M.2 Enablement Kit | 39
7X04CTOLWW | AUMV | ThinkSystem M.2 with Mirroring Enablement Kit | 149
7X04CTOLWW | AUNB | ThinkSystem 16GB TruDDR4 2666 MHz (1Rx4 1.2V) RDIMM | 289
7X04CTOLWW | AUNC | ThinkSystem 16GB TruDDR4 2666 MHz (2Rx8 1.2V) RDIMM | 319
7X04CTOLWW | AUND | ThinkSystem 32GB TruDDR4 2666 MHz (2Rx4 1.2V) RDIMM | 609
7X04CTOLWW | AUNE | ThinkSystem 64GB TruDDR4 2666 MHz (4Rx4 1.2V) LRDIMM | 1259
7X04CTOLWW | AUNG | ThinkSystem RAID 530-8i PCIe 12Gb Adapter | 299
7X04CTOLWW | AUNJ | ThinkSystem RAID 930-8i 2GB Flash PCIe 12Gb Adapter | 1009
7X04CTOLWW | AUNK | ThinkSystem RAID 930-16i 4GB Flash PCIe 12Gb Adapter | 1529
7X04CTOLWW | AUNL | ThinkSystem 430-8i SAS/SATA 12Gb HBA | 299
7X04CTOLWW | AUNM | ThinkSystem 430-16i SAS/SATA 12Gb HBA | 589
7X04CTOLWW | AUNN | ThinkSystem 430-16e SAS/SATA 12Gb HBA | 609
7X04CTOLWW | AUNP | FBU345 SuperCap | 135
7X04CTOLWW | AUNQ | ThinkSystem RAID 930-8e 4GB Flash PCIe 12Gb Adapter | 1689
7X04CTOLWW | AUNR | ThinkSystem 430-8e SAS/SATA 12Gb HBA | 299
7X04CTOLWW | AUPW | ThinkSystem XClarity Controller Standard to Enterprise Upgrade | 100
7X04CTOLWW | AUR3 | ThinkSystem SR550/SR650 x16/x8 PCIe FH Riser 1 Kit | 49
7X04CTOLWW | AUR4 | ThinkSystem 2U x8/x8/x8 PCIE FH Riser 1 | 45
7X04CTOLWW | AUR6 | ThinkSystem 2U 3.5" SATA/SAS 8-Bay Backplane | 175
7X04CTOLWW | AUR7 | ThinkSystem 2U x8/X8/x8ML2 PCIE FH Riser 1 | 69
7X04CTOLWW | AUR9 | ThinkSystem 2U 3.5" SATA/SAS 12-Bay Backplane | 219
7X04CTOLWW | AURA | ThinkSystem 2U/Twr 2.5" SATA/SAS 8-Bay Backplane | 229
7X04CTOLWW | AURC | ThinkSystem SR550/SR590/SR650 x16/x8(or x16) PCIe FH Riser 2 Kit | 59
7X04CTOLWW | AURD | ThinkSystem 2U left EIA Latch Standard | 15
7X04CTOLWW | AURH | ThinkSystem Right EIA Latch Standard | 15
7X04CTOLWW | AURM | ThinkSystem SR550/SR650/SR590 Right EIA Latch with FIO | 75
7X04CTOLWW | AURP | Lenovo ThinkSystem 2U 2FH Riser Bracket | 25
7X04CTOLWW | AURQ | Lenovo ThinkSystem 2U 3FH Riser Bracket | 29
7X04CTOLWW | AURR | ThinkSystem M3.5 Screw for Riser 2x2pcs and Planar 5pcs | 0
7X04CTOLWW | AURX | ThinkSystem 2U Security Bezel | 45
7X04CTOLWW | AUS1 | Lenovo ThinkSystem 2U OP Panel Cage for 8x3.5"Config | 55
7X04CTOLWW | AUS8 | ThinkSystem 2U EIA Latch w/ VGA Upgrade Kit | 49
7X04CTOLWW | AUSA | Lenovo ThinkSystem M3.5" Screw for EIA | 0
7X04CTOLWW | AUSL | ThinkSystem COM Port Upgrade Kit | 19
7X04CTOLWW | AUU1 | ThinkSystem 8GB TruDDR4 2666 MHz (1Rx8 1.2V) RDIMM | 189
7X04CTOLWW | AUU2 | ThinkSystem 3.5" 300GB 15K SAS 12Gb Hot Swap 512n HDD | 359
7X04CTOLWW | AUU3 | ThinkSystem 3.5" 600GB 15K SAS 12Gb Hot Swap 512n HDD | 479
7X04CTOLWW | AUU4 | ThinkSystem 3.5" 1TB 7.2K SAS 12Gb Hot Swap 512n HDD | 299
7X04CTOLWW | AUU5 | ThinkSystem 3.5" 2TB 7.2K SAS 12Gb Hot Swap 512n HDD | 339
7X04CTOLWW | AUU6 | ThinkSystem 3.5" 4TB 7.2K SAS 12Gb Hot Swap 512n HDD | 419
7X04CTOLWW | AUU7 | ThinkSystem 3.5" 6TB 7.2K SAS 12Gb Hot Swap 512e HDD | 549
7X04CTOLWW | AUU8 | ThinkSystem 3.5" 4TB 7.2K SATA 6Gb Hot Swap 512n HDD | 389
7X04CTOLWW | AUU9 | ThinkSystem 3.5" 8TB 7.2K SATA 6Gb Hot Swap 512e HDD | 599
7X04CTOLWW | AUUA | ThinkSystem 3.5" 6TB 7.2K SATA 6Gb Hot Swap 512e HDD | 529
7X04CTOLWW | AUUB | ThinkSystem 3.5" 10TB 7.2K SATA 6Gb Hot Swap 512e HDD | 829
7X04CTOLWW | AUUC | ThinkSystem 3.5" 900GB 15K SAS 12Gb Hot Swap 512e HDD | 679
7X04CTOLWW | AUUD | ThinkSystem 3.5" 2TB 7.2K SATA 6Gb Hot Swap 512n HDD | 319
7X04CTOLWW | AUUE | ThinkSystem 2.5" 1TB 7.2K SATA 6Gb Hot Swap 512n HDD | 469
7X04CTOLWW | AUUF | ThinkSystem 3.5" 1TB 7.2K SATA 6Gb Hot Swap 512n HDD | 269
7X04CTOLWW | AUUG | ThinkSystem 3.5" 10TB 7.2K SAS 12Gb Hot Swap 512e HDD | 849
7X04CTOLWW | AUUH | ThinkSystem 3.5" 4TB 7.2K SAS 12Gb Hot Swap 512n HDD FIPS | 829
7X04CTOLWW | AUUJ | ThinkSystem 2.5" 2TB 7.2K SATA 6Gb Hot Swap 512e HDD | 849
7X04CTOLWW | AUUL | ThinkSystem M.2 32GB SATA 6Gbps Non-Hot Swap SSD | 109
7X04CTOLWW | AUUV | ThinkSystem M.2 128GB SATA 6Gbps Non-Hot Swap SSD | 159
7X04CTOLWW | AUZE | ThinkSystem SR550 MB | 1250
7X04CTOLWW | AUZS | ThinkSystem 1TB 7.2K 6Gbps SATA 3.5" Simple Swap 512n HDD | 229
7X04CTOLWW | AUZT | ThinkSystem 2TB 7.2K 6Gbps SATA 3.5" Simple Swap 512n HDD | 429
7X04CTOLWW | AUZU | ThinkSystem 4TB 7.2K 6Gbps SATA 3.5" Simple Swap 512n HDD | 599
7X04CTOLWW | AUZV | ThinkSystem Broadcom 5719 1GbE RJ45 4-Port PCIe Ethernet Adapter | 159
7X04CTOLWW | AUZW | ThinkSystem I350-T4 PCIe 1Gb 4-Port RJ45 Ethernet Adapter | 379
7X04CTOLWW | AUZX | ThinkSystem Broadcom 5720 1GbE RJ45 2-Port PCIe Ethernet Adapter | 129
7X04CTOLWW | AUZY | ThinkSystem I350-T2 PCIe 1Gb 2-Port RJ45 Ethernet Adapter | 179
7X04CTOLWW | AUZZ | ThinkSystem I350-F1 PCIe 1Gb 1-Port SFP Ethernet Adapter | 379
7X04CTOLWW | AV0Q | ThinkSystem SR550 3.5" Chassis with 8 or 12 bays | 865
7X04CTOLWW | AV0R | ThinkSystem SR550 2.5" Chassis with 8 or 16 bays | 945
7X04CTOLWW | AV0V | ThinkSystem 2U 3.5" SATA 8-Bay Simple Swap Backplane | 99
7X04CTOLWW | AV1B | Lenovo 25GBase-SR SFP28 Transceiver | 449
7X04CTOLWW | AV1F | Lenovo 3m 25G SFP28 Active Optical Cable | 489
7X04CTOLWW | AV1G | Lenovo 5m 25G SFP28 Active Optical Cable | 489
7X04CTOLWW | AV1H | Lenovo 10m 25G SFP28 Active Optical Cable | 499
7X04CTOLWW | AV1J | Lenovo 15m 25G SFP28 Active Optical Cable | 497
7X04CTOLWW | AV1K | Lenovo 20m 25G SFP28 Active Optical Cable | 519
7X04CTOLWW | AV1W | Lenovo 1m Passive 25G SFP28 DAC Cable | 69
7X04CTOLWW | AV1X | Lenovo 3m Passive 25G SFP28 DAC Cable | 79
7X04CTOLWW | AV1Y | Lenovo 5m Passive 25G SFP28 DAC Cable | 159
7X04CTOLWW | AVUT | ThinkSystem XClarity Controller Standard to Advanced Upgrade | 50
7X04CTOLWW | AVUX | On Board SATA AHCI Mode | 0
7X04CTOLWW | AVV0 | On Board SATA Software RAID Mode | 0
7X04CTOLWW | AVV2 | ThinkSystem 550W(230V/115V) Platinum Hot-Swap Power Supply | 349
7X04CTOLWW | AVV3 | ThinkSystem 750W(230/115V) Platinum Hot-Swap Power Supply | 399
7X04CTOLWW | AVV4 | ThinkSystem 750W (230V) Titanium Hot-Swap Power Supply | 549
7X04CTOLWW | AVV8 | ThinkSystem External USB DVD-RW Optical Disk Drive | 79
7X04CTOLWW | AWAU | SAP HANA SW Stack for ThinkSystem | 0
7X04CTOLWW | AWDZ | Intel Xeon Gold 6138 20C 125W 2.0GHz Processor | 4099
7X04CTOLWW | AWE4 | Intel Xeon Gold 6130T 16C 125W 2.1GHz Processor | 3129
7X04CTOLWW | AWE5 | Intel Xeon Gold 6126T 12C 125W 2.6GHz Processor | 2979
7X04CTOLWW | AWE8 | Intel Xeon Gold 5120T 14C 105W 2.2GHz Processor | 2699
7X04CTOLWW | AWEA | Intel Xeon Silver 4116T 12C 85W 2.1GHz Processor | 1979
7X04CTOLWW | AWEE | Intel Xeon Silver 4110 8C 85W 2.1GHz Processor | 909
7X04CTOLWW | AWEH | Intel Xeon Bronze 3106 8C 85W 1.7GHz Processor | 599
7X04CTOLWW | AWEL | Intel Xeon Gold 6126 12C 125W 2.6GHz Processor | 2869
7X04CTOLWW | AWEM | Intel Xeon Gold 6138T 20C 125W 2.0GHz Processor | 4349
7X04CTOLWW | AWEN | Intel Xeon Gold 6130 16C 125W 2.1GHz Processor | 2999
7X04CTOLWW | AWEP | Intel Xeon Gold 5118 12C 105W 2.3GHz Processor | 2019
7X04CTOLWW | AWEQ | Intel Xeon Gold 5119T 14C 85W 2.0GHz Processor | 2549
7X04CTOLWW | AWER | Intel Xeon Silver 4116 12C 85W 2.1GHz Processor | 1649
7X04CTOLWW | AWES | Intel Xeon Silver 4114T 10C 85W 2.2GHz Processor | 1369
7X04CTOLWW | AWET | Intel Xeon Silver 4109T 8C 70W 2.0GHz Processor | 949
7X04CTOLWW | AX8A | 4.3m, 13A/120V, C13 to NEMA 5-15P (US) Line Cord | 19
7X04CTOLWW | AXC6 | ThinkSystem 8TB 7.2K 6Gbps SATA 3.5" Simple Swap 512e HDD | 1199
7X04CTOLWW | AXC7 | ThinkSystem 6TB 7.2K 6Gbps SATA 3.5" Simple Swap 512e HDD | 999
7X04CTOLWW | AXC8 | ThinkSystem 3.5" 10TB 7.2K SATA 6Gb Simple Swap 512e HDD | 1499
7X04CTOLWW | AXCA | ThinkSystem Toolless Slide Rail | 99
7X04CTOLWW | AXCH | ThinkSystem Toolless Slide Rail Kit with 2U CMA | 149
7X04CTOLWW | AXFM | ThinkSystem Toolless Friction Rail | 69
7X04CTOLWW | AXFN | ThinkSystem Screw-in Slide Rail | 129
7X04CTOLWW | AXFS | VMware ESXi 6.0 U3 (factory installed) | 0
7X04CTOLWW | AXFT | VMware ESXi 6.5 U1 (factory installed) | 0
7X04CTOLWW | AXFU | ThinkSystem 2U CMA Upgrade Kit for Screw-in Slide Rail | 49
7X04CTOLWW | B0ML | Feature Enable TPM on MB | 0
7X04CTOLWW | B0N4 | 2.0m, 10A/100-250V, C13 to IEC 320-C14 Rack Power Cable | 29
7X04CTOLWW | B0N5 | 1.0m, 13A/100-250V, C13 to C14 Jumper Cord | 25
7X04CTOLWW | B0N6 | 1.5m, 13A/100-250V, C13 to C14 Jumper Cord | 29
7X04CTOLWW | B0RJ | 10GBASE-LR SFP+Transceiver | 350
7X04CTOLWW | B0TD | ThinkSystem Screw-in Slide Rail Kit with 2U CMA | 149
7X04CTOLWW | B0YR | ThinkSystem 3.5" 8TB 7.2K SAS 12Gb Hot Swap 512e HDD | 659
7X04CTOLWW | B0YS | ThinkSystem 2.5" 2.4TB 10K SAS 12Gb Hot Swap 512e HDD | 629
7X04CTOLWW | B0Z0 | ThinkSystem 2.5" Intel S4500 960GB Entry SATA 6Gb Hot Swap SSD | 1219
7X04CTOLWW | B0Z5 | ThinkSystem 3.5" Intel S4500 960GB Entry SATA 6Gb Hot Swap SSD | 1199
7X04CTOLWW | B117 | ThinkSystem 3.5" 12TB 7.2K SAS 12Gb Hot Swap 512e HDD | 949
7X04CTOLWW | B118 | ThinkSystem 3.5" 12TB 7.2K SATA 6Gb Hot Swap 512e HDD | 1829
7X04CTOLWW | B135 | ThinkSystem 2U CMA Upgrade Kit for Toolless Slide Rail | 59
7X04CTOLWW | B173 | Companion Part for XClarity Controller Standard to Enterprise Upgrade in Factory | 0
7X04CTOLWW | B1JJ | ThinkSystem 3.5" 300GB 10K SAS 12Gb Hot Swap 512n HDD | 289
7X04CTOLWW | B22J | 5m Intel OPA 100 Series Active Optical QSFP28 Low Power Cable | 809
7X04CTOLWW | B22K | 10m Intel OPA 100 Series Active Optical QSFP28 Low Power Cable | 829
7X04CTOLWW | B22L | 15m Intel OPA 100 Series Active Optical QSFP28 Low Power Cable | 839
7X04CTOLWW | B22M | 20m Intel OPA 100 Series Active Optical QSFP28 Low Power Cable | 849
7X04CTOLWW | B2X4 | ThinkSystem 2.5" 5200 1.92TB Entry SATA 6Gb Hot Swap SSD | 899
7X04CTOLWW | B2X6 | ThinkSystem 2.5" 5200 7.68TB Entry SATA 6Gb Hot Swap SSD | 4999
7X04CTOLWW | B2X9 | ThinkSystem 3.5" 5200 1.92TB Entry SATA 6Gb Hot Swap SSD | 909
7X04CTOLWW | B2XB | ThinkSystem 3.5" 5200 7.68TB Entry SATA 6Gb Hot Swap SSD | 4999
7X04CTOLWW | B30W | Custom MFG SVCS Fee - Medium Increment | 30
7X04CTOLWW | B30X | Custom MFG SVCS Fee - Large Increment | 300
7X04CTOLWW | B31E | ThinkSystem RAID 930-16i 8GB Flash PCIe 12Gb Adapter | 2389
7X04CTOLWW | B31F | ThinkSystem M.2 480GB SSD Thermal Kit | 40
7X04CTOLWW | B31G | ThinkSystem QLogic QL41134 PCIe 10Gb 4-Port Base-T Ethernet Adapter | 799
7X04CTOLWW | B34H | ThinkSystem 2.5" PM883 240GB Entry SATA 6Gb Hot Swap SSD | 219
7X04CTOLWW | B34J | ThinkSystem 2.5" PM883 480GB Entry SATA 6Gb Hot Swap SSD | 279
7X04CTOLWW | B34K | ThinkSystem 2.5" PM883 960GB Entry SATA 6Gb Hot Swap SSD | 449
7X04CTOLWW | B34L | ThinkSystem 2.5" PM883 1.92TB Entry SATA 6Gb Hot Swap SSD | 889
7X04CTOLWW | B34M | ThinkSystem 2.5" PM883 3.84TB Entry SATA 6Gb Hot Swap SSD | 1739
7X04CTOLWW | B3VW | VMware ESXi 6.5 U2 (Factory Installed) | 0
7X04CTOLWW | B3VX | VMware ESXi 6.7 (Factory Installed) | 0
7X04CTOLWW | B488 | ThinkSystem 2.5" 5200 240GB Mainstream SATA 6Gb Hot Swap SSD | 469
7X04CTOLWW | B48B | ThinkSystem 2.5" 5200 1.92TB Mainstream SATA 6Gb Hot Swap SSD | 2129
7X04CTOLWW | B48C | ThinkSystem 2.5" 5200 3.84TB Mainstream SATA 6Gb Hot Swap SSD | 4869
7X04CTOLWW | B48D | ThinkSystem 3.5" 5200 240GB Mainstream SATA 6Gb Hot Swap SSD | 469
7X04CTOLWW | B48G | ThinkSystem 3.5" 5200 1.92TB Mainstream SATA 6Gb Hot Swap SSD | 2139
7X04CTOLWW | B48H | ThinkSystem 3.5" 5200 3.84TB Mainstream SATA 6Gb Hot Swap SSD | 4859
7X04CTOLWW | B496 | ThinkSystem 3.5" 14TB 7.2K SAS 12Gb Hot Swap 512e HDD | 1199
7X04CTOLWW | B497 | ThinkSystem 3.5" 14TB 7.2K SATA 6Gb Hot Swap 512e HDD | 1149
7X04CTOLWW | B498 | ThinkSystem 2.5" Intel S4510 240GB Entry SATA 6Gb Hot Swap SSD | 149
7X04CTOLWW | B499 | ThinkSystem 2.5" Intel S4510 480GB Entry SATA 6Gb Hot Swap SSD | 309
7X04CTOLWW | B49A | ThinkSystem 2.5" Intel S4510 960GB Entry SATA 6Gb Hot Swap SSD | 529
7X04CTOLWW | B49B | ThinkSystem 2.5" Intel S4510 1.92TB Entry SATA 6Gb Hot Swap SSD | 1049
7X04CTOLWW | B49C | ThinkSystem 2.5" Intel S4510 3.84TB Entry SATA 6Gb Hot Swap SSD | 1979
7X04CTOLWW | B49D | ThinkSystem 3.5" Intel S4510 240GB Entry SATA 6Gb Hot Swap SSD | 149
7X04CTOLWW | B49E | ThinkSystem 3.5" Intel S4510 480GB Entry SATA 6Gb Hot Swap SSD | 209
7X04CTOLWW | B49F | ThinkSystem 3.5" Intel S4510 960GB Entry SATA 6Gb Hot Swap SSD | 539
7X04CTOLWW | B49G | ThinkSystem 3.5" Intel S4510 1.92TB Entry SATA 6Gb Hot Swap SSD | 1059
7X04CTOLWW | B49H | ThinkSystem 3.5" Intel S4510 3.84TB Entry SATA 6Gb Hot Swap SSD | 1989
7X04CTOLWW | B49L | ThinkSystem 2.5" Intel S4610 240GB Mainstream SATA 6Gb Hot Swap SSD | 399
7X04CTOLWW | B49M | ThinkSystem 2.5" Intel S4610 480GB Mainstream SATA 6Gb Hot Swap SSD | 479
7X04CTOLWW | B49N | ThinkSystem 2.5" Intel S4610 960GB Mainstream SATA 6Gb Hot Swap SSD | 699
7X04CTOLWW | B49P | ThinkSystem 2.5" Intel S4610 1.92TB Mainstream SATA 6Gb Hot Swap SSD | 1289
7X04CTOLWW | B49Q | ThinkSystem 2.5" Intel S4610 3.84TB Mainstream SATA 6Gb Hot Swap SSD | 2499
7X04CTOLWW | B49R | ThinkSystem 3.5" Intel S4610 240GB Mainstream SATA 6Gb Hot Swap SSD | 409
7X04CTOLWW | B49S | ThinkSystem 3.5" Intel S4610 480GB Mainstream SATA 6Gb Hot Swap SSD | 309
7X04CTOLWW | B49T | ThinkSystem 3.5" Intel S4610 960GB Mainstream SATA 6Gb Hot Swap SSD | 1029
7X04CTOLWW | B49U | ThinkSystem 3.5" Intel S4610 1.92TB Mainstream SATA 6Gb Hot Swap SSD | 1799
7X04CTOLWW | B49V | ThinkSystem 3.5" Intel S4610 3.84TB Mainstream SATA 6Gb Hot Swap SSD | 3579
7X04CTOLWW | B4A2 | ThinkSystem 2.5" PM1645 3.2TB Mainstream SAS 12Gb Hot Swap SSD | 2579
7X04CTOLWW | B4A7 | ThinkSystem 2.5" PM1643 3.84TB Capacity SAS 12Gb Hot Swap SSD | 2579
7X04CTOLWW | B4A8 | ThinkSystem 3.5" PM1643 3.84TB Capacity SAS 12Gb Hot Swap SSD | 1869
7X04CTOLWW | B4D2 | ThinkSystem 2.5" PM883 7.68TB Entry SATA 6Gb Hot Swap SSD | 3379
7X04CTOLWW | B4H1 | ThinkSystem 8GB TruDDR4 2933MHz (1Rx8 1.2V) RDIMM | 219
7X04CTOLWW | B4H2 | ThinkSystem 16GB TruDDR4 2933MHz (2Rx8 1.2V) RDIMM | 319
7X04CTOLWW | B4H3 | ThinkSystem 32GB TruDDR4 2933MHz (2Rx4 1.2V) RDIMM | 619
7X04CTOLWW | B4H4 | ThinkSystem 64GB TruDDR4 2933MHz (2Rx4 1.2V) RDIMM | 1279
7X04CTOLWW | B4HJ | Intel Xeon Gold 6230 20C 125W 2.1GHz Processor | 3099
7X04CTOLWW | B4HK | Intel Xeon Gold 5220 18C 125W 2.2GHz Processor | 2599
7X04CTOLWW | B4HL | Intel Xeon Gold 5218 16C 125W 2.3GHz Processor | 2019
7X04CTOLWW | B4HM | Intel Xeon Gold 5217 8C 115W 3.0GHz Processor | 2659
7X04CTOLWW | B4HN | Intel Xeon Gold 5215 10C 85W 2.5GHz Processor | 2019
7X04CTOLWW | B4HP | Intel Xeon Silver 4216 16C 100W 2.1GHz Processor | 1649
7X04CTOLWW | B4HQ | Intel Xeon Silver 4215 8C 85W 2.5GHz Processor | 1399
7X04CTOLWW | B4HR | Intel Xeon Silver 4214 12C 85W 2.2GHz Processor | 1169
7X04CTOLWW | B4HS | Intel Xeon Silver 4210 10C 85W 2.2GHz Processor | 859
7X04CTOLWW | B4HT | Intel Xeon Silver 4208 8C 85W 2.1GHz Processor | 799
7X04CTOLWW | B4HU | Intel Xeon Bronze 3204 6C 85W 1.9GHz Processor | 439
7X04CTOLWW | B4LY | ThinkSystem 16GB TruDDR4 2933 MHz (1Rx4 1.2V) RDIMM | 289
7X04CTOLWW | B4NH | ThinkSystem SR550 Refresh MB | 1250
7X04CTOLWW | B4NW | Intel Xeon Silver 4214Y 12/10/8C 85W 2.2GHz Processor | 1519
7X04CTOLWW | B4P2 | Intel Xeon Gold 6238T 22C 125W 1.9GHz Processor | 4349
7X04CTOLWW | B4P3 | Intel Xeon Gold 5218T 16C 105W 2.1GHz Processor | 2399
7X04CTOLWW | B4P4 | Intel Xeon Silver 4209T 8C 70W 2.2GHz Processor | 929
7X04CTOLWW | B4P9 | Intel Xeon Gold 5215L 10C 85W 2.5GHz Processor | 17019
7X04CTOLWW | B4RQ | ThinkSystem RAID 730-8i 2GB Flash PCIe 12Gb Adapter | 879
7X04CTOLWW | B4XA | VMware ESXi 6.7 U1 (Factory Installed) | 0
7X04CTOLWW | B59Z | FBU02 SuperCap | 149
7X04CTOLWW | B5RY | Intel Xeon Gold 6230N 20C 125W 2.3GHz Processor | 3239
7X04CTOLWW | B5RZ | Intel Xeon Platinum 8253 16C 125W 2.2GHz Processor | 5299
7X04CTOLWW | B5S1 | Intel Xeon Gold 5222 4C 105W 3.8GHz Processor | 1999
7X04CTOLWW | B5S2 | Intel Xeon Platinum 8256 4C 105W 3.8GHz Processor | 12099
7X04CTOLWW | B5T0 | ThinkSystem Broadcom 57414 10/25GbE SFP28 2-port PCIe Ethernet Adapter | 389
7X04CTOLWW | B6BS | Intel Xeon Gold 5218B 16C 125W 2.3GHz Processor | 2019
7X04CTOLWW | B6CL | Intel Xeon Gold 6226 12C 125W 2.7GHz Processor | 3299
7X04CTOLWW | B6CP | Intel Xeon Gold 6230T 20C 125W 2.1GHz Processor | 3599
7X04CTOLWW | B6CQ | Intel Xeon Gold 5220T 18C 105W 1.9GHz Processor | 3199
7X04CTOLWW | B6CV | Intel Xeon Gold 6222V 20C 115W 1.8GHz Processor | 2999
7X04CTOLWW | B6CW | Intel Xeon Gold 5220S 18C 125W 2.7GHz Processor | 3699
7X04CTOLWW | B6CX | Intel Xeon Gold 6209U 20C 125W 2.1GHz Processor | 2309
7X04CTOLWW | B6JY | ThinkSystem 3.5" PM883 1.92TB Entry SATA 6Gb Hot Swap SSD | 1159
7X04CTOLWW | B6JZ | ThinkSystem 3.5" PM883 3.84TB Entry SATA 6Gb Hot Swap SSD | 2219
7X04CTOLWW | B6TM | ThinkSystem 3.5" PM883 240GB Entry SATA 6Gb Hot Swap SSD | 239
7X04CTOLWW | B6TN | ThinkSystem 3.5" PM883 480GB Entry SATA 6Gb Hot Swap SSD | 359
7X04CTOLWW | B6TP | ThinkSystem 3.5" PM883 960GB Entry SATA 6Gb Hot Swap SSD | 599
7X04CTOLWW | B6U0 | VMware ESXi 6.5 U3 (factory installed) | 0
7X04CTOLWW | B6U1 | VMware ESXi 6.7 U2 (factory installed) | 0
7X04CTOLWW | B7EW | ThinkSystem 2.5" 5210 1.92TB Entry SATA 6Gb Hot Swap QLC SSD | 759
7X04CTOLWW | B7EX | ThinkSystem 2.5" 5210 3.84TB Entry SATA 6Gb Hot Swap QLC SSD | 1489
7X04CTOLWW | B7EY | ThinkSystem 2.5" 5210 7.68TB Entry SATA 6Gb Hot Swap QLC SSD | 2779
7X04CTOLWW | B7EZ | ThinkSystem 3.5" 16TB 7.2K SAS 12Gb Hot Swap 512e HDD | 1309
7X04CTOLWW | B7F0 | ThinkSystem 3.5" 16TB 7.2K SATA 6Gb Hot Swap 512e HDD | 1289
7X04CTOLWW | B7N3 | Intel Xeon Bronze 3206R 8C 85W 1.9GHz Processor | 559
7X04CTOLWW | B7N5 | Intel Xeon Silver 4210R 10C 100W 2.4GHz Processor | 899
7X04CTOLWW | B7N6 | Intel Xeon Silver 4214R 12C 100W 2.4GHz Processor | 1259
7X04CTOLWW | B88T | VMware ESXi 6.7 U3 (factory installed) | 0
7X04CTOLWW | B8HP | ThinkSystem 2.5" 5300 960GB Entry SATA 6Gb Hot Swap SSD | 489
7X04CTOLWW | B8HQ | ThinkSystem 3.5" 5300 3.84TB Entry SATA 6Gb Hot Swap SSD | 2179
7X04CTOLWW | B8HR | ThinkSystem 3.5" 5300 1.92TB Mainstream SATA 6Gb Hot Swap SSD | 1829
7X04CTOLWW | B8HS | ThinkSystem M.2 5300 240GB SATA 6Gbps Non-Hot Swap SSD | 359
7X04CTOLWW | B8HT | ThinkSystem 3.5" PM1645a 800GB Mainstream SAS 12Gb Hot Swap SSD | 829
7X04CTOLWW | B8HU | ThinkSystem 2.5" PM1645a 800GB Mainstream SAS 12Gb Hot Swap SSD | 819
7X04CTOLWW | B8HV | ThinkSystem 2.5" 5300 240GB Entry SATA 6Gb Hot Swap SSD | 359
7X04CTOLWW | B8HX | ThinkSystem 3.5" 5300 3.84TB Mainstream SATA 6Gb Hot Swap SSD | 3119
7X04CTOLWW | B8HY | ThinkSystem 2.5" 5300 480GB Mainstream SATA 6Gb Hot Swap SSD | 429
7X04CTOLWW | B8HZ | ThinkSystem 3.5" 5300 1.92TB Entry SATA 6Gb Hot Swap SSD | 1139
7X04CTOLWW | B8J0 | ThinkSystem 3.5" 5300 960GB Mainstream SATA 6Gb Hot Swap SSD | 929
7X04CTOLWW | B8J1 | ThinkSystem 2.5" 5300 240GB Mainstream SATA 6Gb Hot Swap SSD | 409
7X04CTOLWW | B8J2 | ThinkSystem 2.5" 5300 7.68TB Entry SATA 6Gb Hot Swap SSD | 3649
7X04CTOLWW | B8J3 | ThinkSystem 3.5" 5300 7.68TB Entry SATA 6Gb Hot Swap SSD | 4119
7X04CTOLWW | B8J4 | ThinkSystem 2.5" PM1645a 1.6TB Mainstream SAS 12Gb Hot Swap SSD | 1379
7X04CTOLWW | B8J5 | ThinkSystem 2.5" 5300 1.92TB Entry SATA 6Gb Hot Swap SSD | 939
7X04CTOLWW | B8J6 | ThinkSystem 2.5" 5300 960GB Mainstream SATA 6Gb Hot Swap SSD | 729
7X04CTOLWW | B8J7 | ThinkSystem 2.5" 5300 3.84TB Mainstream SATA 6Gb Hot Swap SSD | 2179
7X04CTOLWW | B8J9 | ThinkSystem 3.5" 5300 480GB Entry SATA 6Gb Hot Swap SSD | 379
7X04CTOLWW | B8JA | ThinkSystem 2.5" PM1645a 6.4TB Mainstream SAS 12Gb Hot Swap SSD | 6049
7X04CTOLWW | B8JB | ThinkSystem 3.5" 5300 240GB Entry SATA 6Gb Hot Swap SSD | 369
7X04CTOLWW | B8JC | ThinkSystem 3.5" 5300 960GB Entry SATA 6Gb Hot Swap SSD | 629
7X04CTOLWW | B8JD | ThinkSystem 2.5" PM1645a 3.2TB Mainstream SAS 12Gb Hot Swap SSD | 2579
7X04CTOLWW | B8JE | ThinkSystem 2.5" 5300 1.92TB Mainstream SATA 6Gb Hot Swap SSD | 1279
7X04CTOLWW | B8JF | ThinkSystem 3.5" 5300 480GB Mainstream SATA 6Gb Hot Swap SSD | 529
7X04CTOLWW | B8JG | ThinkSystem 3.5" PM1645a 6.4TB Mainstream SAS 12Gb Hot Swap SSD | 6059
7X04CTOLWW | B8JK | ThinkSystem 3.5" PM1645a 3.2TB Mainstream SAS 12Gb Hot Swap SSD | 2589
7X04CTOLWW | B8JL | ThinkSystem 3.5" 5300 240GB Mainstream SATA 6Gb Hot Swap SSD | 419
7X04CTOLWW | B8JM | ThinkSystem 2.5" 5300 480GB Entry SATA 6Gb Hot Swap SSD | 309
7X04CTOLWW | B8JN | ThinkSystem 3.5" PM1645a 1.6TB Mainstream SAS 12Gb Hot Swap SSD | 1389
7X04CTOLWW | B8JP | ThinkSystem 2.5" 5300 3.84TB Entry SATA 6Gb Hot Swap SSD | 1789
7X04CTOLWW | B919 | ThinkSystem M.2 5300 480GB SATA 6Gbps Non-Hot Swap SSD | 369
7X04CTOLWW | B91A | ThinkSystem 2.5" PM1643a 960GB Entry SAS 12Gb Hot Swap SSD | 819
7X04CTOLWW | B91B | ThinkSystem 2.5" PM1643a 1.92TB Entry SAS 12Gb Hot Swap SSD | 1379
7X04CTOLWW | B91C | ThinkSystem 2.5" PM1643a 3.84TB Entry SAS 12Gb Hot Swap SSD | 2579
7X04CTOLWW | B91D | ThinkSystem 2.5" PM1643a 7.68TB Entry SAS 12Gb Hot Swap SSD | 5019
7X04CTOLWW | B91E | ThinkSystem 3.5" PM1643a 3.84TB Entry SAS 12Gb Hot Swap SSD | 1729
7X04CTOLWW | B9AC | ThinkSystem 2.5" 5210 960GB Entry SATA 6Gb Hot Swap QLC SSD | 419
7X04CTOLWW | BAZS | Intel Xeon Gold 5218R 20C 125W 2.1GHz Processor | 2259
7X04CTOLWW | BB0P | Intel Transparent Supply Chain. Lenovo has paired our industry leading supply chain with Intel's innovative Transparent Supply Chain program to add a layer of protection to your data center and bring peace of mind that the server hardware you bring into ... | 0
7X04CTOLWW | BBZG | VMware ESXi 7.0 (Factory Installed) | 2
7X04CTOLWW | BC4R | ThinkSystem 2.5" PM1643a 15.36TB Entry SAS 12Gb Hot Swap SSD | 10029
7X04CTOLWW | BCFH | ThinkSystem 3.5" 18TB 7.2K SATA 6Gb Hot Swap 512e HDD | 1589
7X04CTOLWW | BCFP | ThinkSystem 3.5" 18TB 7.2K SAS 12Gb Hot Swap 512e HDD | 1609
7X04CTOLWW | BCTC | ThinkSystem 2.5" Multi Vendor 240GB Entry SATA 6Gb Hot Swap SSD | 219
7X04CTOLWW | BCTD | ThinkSystem 2.5" Multi Vendor 480GB Entry SATA 6Gb Hot Swap SSD | 219
7X04CTOLWW | BCTE | ThinkSystem 2.5" Multi Vendor 960GB Entry SATA 6Gb Hot Swap SSD | 659
7X04CTOLWW | BCTF | ThinkSystem 2.5" Multi Vendor 1.92TB Entry SATA 6Gb Hot Swap SSD | 1289
7X04CTOLWW | BCTG | ThinkSystem 2.5" Multi Vendor 3.84TB Entry SATA 6Gb Hot Swap SSD | 1259
7X04CTOLWW | BCTH | ThinkSystem 3.5" Multi Vendor 240GB Entry SATA 6Gb Hot Swap SSD | 229
7X04CTOLWW | BCTJ | ThinkSystem 3.5" Multi Vendor 480GB Entry SATA 6Gb Hot Swap SSD | 219
7X04CTOLWW | BCTK | ThinkSystem 3.5" Multi Vendor 960GB Entry SATA 6Gb Hot Swap SSD | 669
7X04CTOLWW | BCTL | ThinkSystem 3.5" Multi Vendor 1.92TB Entry SATA 6Gb Hot Swap SSD | 1289
7X04CTOLWW | BCTM | ThinkSystem 3.5" Multi Vendor 3.84TB Entry SATA 6Gb Hot Swap SSD | 1269
7X04CTOLWW | BE5E | VMware ESXi 7.0 U1 (Factory Installed) | 0
7X04CTOLWW | BEVK | ThinkSystem 3.5" PM1643a 7.68TB Entry SAS 12Gb Hot Swap SSD | 5589
7X04CTOLWW | BFYB | Operating mode selection for: "Maximum Performance Mode" | 0
7X04CTOLWW | BFYC | Operating mode selection for: "Minimal Power Mode" | 0
7X04CTOLWW | BFYD | Operating mode selection for: "Efficiency Favoring Power Savings Mode" | 0
7X04CTOLWW | BFYE | Operating mode selection for: "Efficiency - Favoring Performance Mode" | 0
7X04CTOLWW | BHSR | VMware ESXi 7.0 U2 (Factory Installed) | 0
7X05CTO1WW | 747 | UID Asset Tag Label | 20
7X05CTO1WW | 2302 | RAID Configuration | 149
7X05CTO1WW | 2306 | Integration >1U Component | 125
7X05CTO1WW | 2321 | Custom MFG SVCS Fee - Small Increment | 3
7X05CTO1WW | 2400 | Primary Array 12 HDDs | 0
7X05CTO1WW | 2401 | Primary Array 13 HDDs | 0
7X05CTO1WW | 2402 | Primary Array 14 HDDs | 0
7X05CTO1WW | 2403 | Primary Array 15 HDDs | 0
7X05CTO1WW | 2404 | Primary Array 16 HDDs | 0
7X05CTO1WW | 2405 | Secondary Array 9 HDDs | 0
7X05CTO1WW | 2406 | Secondary Array 10 HDDs | 0
7X05CTO1WW | 2407 | Secondary Array 11 HDDs | 0
7X05CTO1WW | 2408 | Secondary Array 12 HDDs | 0
7X05CTO1WW | 2409 | Secondary Array 13 HDDs | 0
7X05CTO1WW | 2410 | Secondary Array 14 HDDs | 0
7X05CTO1WW | 2411 | Tertiary Array 2 HDDs | 0
7X05CTO1WW | 2412 | Tertiary Array 3 HDDs | 0
7X05CTO1WW | 2413 | Tertiary Array 4 HDDs | 0
7X05CTO1WW | 2414 | Tertiary Array 5 HDDs | 0
7X05CTO1WW | 2415 | Tertiary Array 6 HDDs | 0
7X05CTO1WW | 2416 | Tertiary Array 7 HDDs | 0
7X05CTO1WW | 2417 | Tertiary Array 8 HDDs | 0
7X05CTO1WW | 3271 | No RAID - Secondary Array set up by customer | 0
7X05CTO1WW | 3272 | No RAID - Tertiary Array set up by customer | 0
7X05CTO1WW | 5053 | SFP+ SR Transceiver | 699
7X05CTO1WW | 5340 | Serial Conversion Option (SCO) | 249
7X05CTO1WW | 5341 | Virtual Media Conversion Option Gen2 (VCO2) | 129
7X05CTO1WW | 5977 | Select Storage devices - no configured RAID required | 0
7X05CTO1WW | 5978 | Select Storage devices - configured RAID | 0
7X05CTO1WW | 6139 | SF Instruction | 0
7X05CTO1WW | 6201 | 1.5m, 10A/100-250V, C13 to IEC 320-C14 Rack Power Cable | 19
7X05CTO1WW | 6204 | 2.8m, 10A/100-250V, C13 to IEC 320-C20 Rack Power Cable | 19
7X05CTO1WW | 6263 | 4.3m, 10A/100-250V, C13 to IEC 320-C14 Rack Power Cable | 19
7X05CTO1WW | 6311 | 2.8m, 10A/100-250V, C13 to IEC 320-C14 Rack Power Cable | 9
7X05CTO1WW | 6313 | 2.8m, 10A/120V, C13 to NEMA 5-15P (US) Line Cord | 19
7X05CTO1WW | 6370 | 4.3m, 10A/125V, C13 to NEMA 5-15P (US) Line Cord | 10
7X05CTO1WW | 6373 | 4.3m, 10A/250V, C13 to NEMA 6-15P (US) Line Cord | 15
7X05CTO1WW | 6400 | 2.8m, 13A/100-250V, C13 to C14 Jumper Cord | 9
7X05CTO1WW | 6401 | 2.8m, 13A/120V, C13 to NEMA 5-15P (US) Line Cord | 29
7X05CTO1WW | 6570 | 2.0m, 13A/100-250V, C13 to C14 Jumper Cord | 19
7X05CTO1WW | 6583 | 4.3m, 13A/100-250V, C13 to C14 Rack Power Cable | 19
7X05CTO1WW | 7008 | Primary Array 2 HDDs | 0
7X05CTO1WW | 7009 | Primary Array 3 HDDs | 0
7X05CTO1WW | 7010 | Primary Array 4 HDDs | 0
7X05CTO1WW | 7011 | Primary Array 5 HDDs | 0
7X05CTO1WW | 7012 | Primary Array 6 HDDs | 0
7X05CTO1WW | 7013 | Primary Array 7 HDDs | 0
7X05CTO1WW | 7014 | Primary Array 8 HDDs | 0
7X05CTO1WW | 7015 | Secondary Array 2 HDDs | 0
7X05CTO1WW | 7016 | Secondary Array 3 HDDs | 0
7X05CTO1WW | 7017 | Secondary Array 4 HDDs | 0
7X05CTO1WW | 7057 | Secondary Array 5 HDDs | 0
7X05CTO1WW | 7058 | Secondary Array 6 HDDs | 0
7X05CTO1WW | 7059 | Secondary Array 7 HDDs | 0
7X05CTO1WW | 7060 | Secondary Array 8 HDDs | 0
7X05CTO1WW | 7664 | Primary Array 9 HDDs | 0
7X05CTO1WW | 7831 | Customer Solution Center Services | 0
7X05CTO1WW | 8034 | LeSI Solution Component | 0
7X05CTO1WW | 8067 | TAA Compliant Order | 0
7X05CTO1WW | 8072 | General Racking Solution | 0
7X05CTO1WW | 8086 | No Publications Selected | 0
7X05CTO1WW | 8971 | Integrate in manufacturing | 0
7X05CTO1WW | 8972 | Ship Uninstalled (Safety) | 0
7X05CTO1WW | 9013 | Hot Spare | 0
7X05CTO1WW | 9016 | Memory Sparing | 0
7X05CTO1WW | 9017 | Enable Memory Mirroring | 0
7X05CTO1WW | 9714 | Primary Array 10 HDDs | 0
7X05CTO1WW | 9715 | Primary Array 11 HDDs | 0
7X05CTO1WW | A0SB | Primary Array 17 HDDs | 0
7X05CTO1WW | A0SC | Primary Array 18 HDDs | 0
7X05CTO1WW | A0SD | Primary Array 19 HDDs | 0
7X05CTO1WW | A0SE | Primary Array 20 HDDs | 0
7X05CTO1WW | A0SF | Primary Array 21 HDDs | 0
7X05CTO1WW | A0SG | Primary Array 22 HDDs | 0
7X05CTO1WW | A0SH | Primary Array 23 HDDs | 0
7X05CTO1WW | A0SJ | Primary Array 24 HDDs | 0
7X05CTO1WW | A0ST | Secondary Array 15 HDDs | 0
7X05CTO1WW | A0SU | Secondary Array 16 HDDs | 0
7X05CTO1WW | A0SV | Secondary Array 17 HDDs | 0
7X05CTO1WW | A0SW | Secondary Array 18 HDDs | 0
7X05CTO1WW | A0SX | Secondary Array 19 HDDs | 0
7X05CTO1WW | A0SY | Secondary Array 20 HDDs | 0
7X05CTO1WW | A0SZ | Secondary Array 21 HDDs | 0
7X05CTO1WW | A0T0 | Secondary Array 22 HDDs | 0
7X05CTO1WW | A0T1 | Secondary Array 23 HDDs | 0
7X05CTO1WW | A0T2 | Secondary Array 24 HDDs | 0
7X05CTO1WW | A102 | Advanced Grouping | 0
7X05CTO1WW | A103 | System x Cluster Upgrade | 0
7X05CTO1WW | A1DQ | 3m QSFP+ to QSFP+ Cable | 329
7X05CTO1WW | A1NN | High Performance Analytics Appliance | 0
7X05CTO1WW | A1PH | 1m Passive DAC SFP+ Cable | 69
7X05CTO1WW | A1PJ | 3m Passive DAC SFP+ Cable | 89
7X05CTO1WW | A1PK | 5m Passive DAC SFP+ Cable | 159
7X05CTO1WW | A1RF | 2.8m, 10A/250V, C13 to NEMA 6-15P Line Cord | 15
7X05CTO1WW | A2K6 | Primary Array - RAID 0 | 0
7X05CTO1WW | A2K7 | Primary Array - RAID 1 | 0
7X05CTO1WW | A2K9 | Primary Array - RAID 5 | 0
7X05CTO1WW | A2KA | Primary Array - RAID 6 | 0
7X05CTO1WW | A2KB | Primary Array - RAID 10 | 0
7X05CTO1WW | A2KF | Secondary Array - RAID 0 | 0
7X05CTO1WW | A2KG | Secondary Array - RAID 1 | 0
7X05CTO1WW | A2KJ | Secondary Array - RAID 5 | 0
7X05CTO1WW | A2KK | Secondary Array - RAID 6 | 0
7X05CTO1WW | A2KL | Secondary Array - RAID 10 | 0
7X05CTO1WW | A2KQ | Tertiary Array - RAID 0 | 0
7X05CTO1WW | A2KR | Tertiary Array - RAID 1 | 0
7X05CTO1WW | A2KT | Tertiary Array - RAID 5 | 0
7X05CTO1WW | A2KU | Tertiary Array - RAID 6 | 0
7X05CTO1WW | A2KV | Tertiary Array - RAID 10 | 0
7X05CTO1WW | A3RG | 0.5m Passive DAC SFP+ Cable | 79
7X05CTO1WW | A3RH | 7m Passive DAC SFP+ Cable | 179
7X05CTO1WW | A3SW | 1.2m, 16A/100-250V, 2 Short C13s to Short C20 Rack Power Cable | 55
7X05CTO1WW | A3SX | 2.5m, 16A/100-250V, 2 Long C13s to Short C20 Rack Power Cable | 75
7X05CTO1WW | A3SY | 2.8m, 16A/100-250V, 2 Short C13s to Long C20 Rack Power Cable | 79
7X05CTO1WW | A3SZ | 4.1m, 16A/100-250V, 2 Long C13s to Long C20 Rack Power Cable | 85
7X05CTO1WW | A4EY | No x Network Adapter | 0
7X05CTO1WW | A4VP | 1.0m, 10A/100-250V, C13 to IEC 320-C14 Rack Power Cable | 19
7X05CTO1WW | A51N | 1.5m Passive DAC SFP+ Cable | 89
7X05CTO1WW | A51P | 2m Passive DAC SFP+ Cable | 89
7X05CTO1WW | A5DL | SFP 1000Base-T (RJ-45) Transceiver | 89
7X05CTO1WW | A5U1 | SKLM for System x w/SEDs - FoD per Install w/1Yr S&S | 199
7X05CTO1WW | ARZB | 0.75m Mellanox QSFP Passive DAC Cable | 149
7X05CTO1WW | ARZC | 1m Mellanox QSFP Passive DAC Cable | 159
7X05CTO1WW | ARZD | 1.25m Mellanox QSFP Passive DAC Cable | 169
7X05CTO1WW | ARZE | 1.5m Mellanox QSFP Passive DAC Cable | 169
7X05CTO1WW | ARZF | 3m Mellanox QSFP Passive DAC Cable | 189
7X05CTO1WW | AS6C | SKLM for System x w/SEDs - FoD per Install w/3Yr S&S | 299
7X05CTO1WW | ASQT | 0.5m Mellanox EDR IB Passive Copper QSFP28 Cable | 229
7X05CTO1WW | ASQU | 0.75m Mellanox EDR IB Passive Copper QSFP28 Cable | 249
7X05CTO1WW | ASQV | 1m Mellanox EDR IB Passive Copper QSFP28 Cable | 249
7X05CTO1WW | ASQW | 1.25m Mellanox EDR IB Passive Copper QSFP28 Cable | 289
7X05CTO1WW | ASQX | 1.5m Mellanox EDR IB Passive Copper QSFP28 Cable | 289
7X05CTO1WW | ASQY | 2m Mellanox EDR IB Passive Copper QSFP28 Cable | 289
7X05CTO1WW | ASQZ | 5m Mellanox EDR IB Optical QSFP28 Cable | 1359
7X05CTO1WW | ASR0 | 10m Mellanox EDR IB Optical QSFP28 Cable | 1419
7X05CTO1WW | ASR1 | 15m Mellanox EDR IB Optical QSFP28 Cable | 1509
7X05CTO1WW | ASR2 | 20m Mellanox EDR IB Optical QSFP28 Cable | 1569
7X05CTO1WW | ASR3 | 30m Mellanox EDR IB Optical QSFP28 Cable | 1789
7X05CTO1WW | ASR5 | Lenovo 0.5m LC-LC OM3 MMF Cable | 24
7X05CTO1WW | ASR6 | Lenovo 1m LC-LC OM3 MMF Cable | 24
7X05CTO1WW | ASR7 | Lenovo 3m LC-LC OM3 MMF Cable | 24
7X05CTO1WW | ASR8 | Lenovo 5m LC-LC OM3 MMF Cable | 29
7X05CTO1WW | ASR9 | Lenovo 10m LC-LC OM3 MMF Cable | 39
7X05CTO1WW | ASRA | Lenovo 15m LC-LC OM3 MMF Cable | 45
7X05CTO1WW | ASRB | Lenovo 25m LC-LC OM3 MMF Cable | 54
7X05CTO1WW | ASRM | 3m Mellanox EDR IB Passive Copper QSFP28 Cable | 319
7X05CTO1WW | ASRN | 3m Mellanox EDR IB Optical QSFP28 Cable | 1359
7X05CTO1WW | ASRP | 50m Mellanox EDR IB Optical QSFP28 Cable | 2329
7X05CTO1WW | AT2R | Lenovo 1m Active DAC SFP+ Cables | 129
7X05CTO1WW | AT2S | Lenovo 3m Active DAC SFP+ Cables | 139
7X05CTO1WW | AT2T | Lenovo 5m Active DAC SFP+ Cables | 159
7X05CTO1WW | AT7S | Emulex VFA5.2 2x10 GbE SFP+ PCIe Adapter | 449
7X05CTO1WW | AT7T | Emulex VFA5.2 2x10 GbE SFP+ Adapter and FCoE/iSCSI SW | 1319
7X05CTO1WW | ATPX | Intel X550-T2 Dual Port 10GBase-T Adapter | 599
7X05CTO1WW | ATRH | Intel X710-DA2 ML2 2x10GbE SFP+ Adapter | 499
7X05CTO1WW | ATRN | Mellanox ConnectX-4 Lx 1x40GbE QSFP+ Adapter | 709
7X05CTO1WW | ATRP | Mellanox ConnectX-4 2x100GbE/EDR IB QSFP28 VPI Adapter | 2059
7X05CTO1WW | ATYX | Lenovo 1m SFP+ to SFP+ Active Optical Cable | 104
7X05CTO1WW | ATYY | Lenovo 3m SFP+ to SFP+ Active Optical Cable | 99
7X05CTO1WW | ATYZ | Lenovo 5m SFP+ to SFP+ Active Optical Cable | 114
7X05CTO1WW | ATZ0 | Lenovo 7m SFP+ to SFP+ Active Optical Cable | 129
7X05CTO1WW | ATZ1 | Lenovo 15m SFP+ to SFP+ Active Optical Cable | 169
7X05CTO1WW | ATZ2 | Lenovo 20m SFP+ to SFP+ Active Optical Cable | 169
7X05CTO1WW | ATZB | QLogic 16Gb Enhanced Gen5 FC Single-port HBA | 979
7X05CTO1WW | ATZC | QLogic 16Gb Enhanced Gen5 FC Dual-port HBA | 1339
7X05CTO1WW | ATZR | Mellanox ConnectX-4 Lx 10/25GbE SFP28 1-port ML2 Adapter | 479
7X05CTO1WW | ATZU | Emulex 16Gb Gen6 FC Single-port HBA | 949
7X05CTO1WW | ATZV | Emulex 16Gb Gen6 FC Dual-port HBA | 1309
7X05CTO1WW | AU0A | Intel OPA 100 Series Single-port PCIe 3.0 x8 HFA | 599
7X05CTO1WW | AU0B | Intel OPA 100 Series Single-port PCIe 3.0 x16 HFA | 1069
7X05CTO1WW | AU0E | 0.5m Intel OPA 100 Series Passive Copper QSFP28 Cable | 79
7X05CTO1WW | AU0F | 0.75m Intel OPA Passive Copper QSFP28 Cable | 139
7X05CTO1WW | AU0G | 1m Intel OPA 100 Series Passive Copper QSFP28 Cable | 99
7X05CTO1WW | AU0H | 1.25m Intel OPA 100 Series Passive Copper QSFP28 Cable | 159
7X05CTO1WW | AU0J | 1.5m Intel OPA 100 Series Passive Copper QSFP28 Cable | 109
7X05CTO1WW | AU0K | 2m Intel OPA 100 Series Passive Copper QSFP28 Cable | 129
7X05CTO1WW | AU0M | 5m Intel OPA 100 Series Active Optical QSFP28 Cable | 899
7X05CTO1WW | AU0P | 15m Intel OPA 100 Series Active Optical QSFP28 Cable | 949
7X05CTO1WW | AU7Z | Emulex VFA5.2 ML2 2x10 GbE SFP+ Adapter and FCoE/iSCSI SW | 399
7X05CTO1WW | AUAJ | Mellanox ConnectX-4 Lx 10/25GbE SFP28 2-port PCIe Ethernet Adapter | 499
7X05CTO1WW | AUCT | Tertiary Array 9 HDDs | 0
7X05CTO1WW | AUCU | Tertiary Array 10 HDDs | 0
7X05CTO1WW | AUCV | Tertiary Array 11 HDDs | 0
7X05CTO1WW | AUCW | Tertiary Array 12 HDDs | 0
7X05CTO1WW | AUCX | Tertiary Array 13 HDDs | 0
7X05CTO1WW | AUCY | Tertiary Array 14 HDDs | 0
7X05CTO1WW | AUCZ | Tertiary Array 15 HDDs | 0
7X05CTO1WW | AUD0 | Tertiary Array 16 HDDs | 0
7X05CTO1WW | AUD1 | Tertiary Array 17 HDDs | 0
7X05CTO1WW | AUD2 | Tertiary Array 18 HDDs | 0
7X05CTO1WW | AUD3 | Tertiary Array 19 HDDs | 0
7X05CTO1WW | AUD4 | Tertiary Array 20 HDDs | 0
7X05CTO1WW | AUK7 | TPM 2.0 and Secure Boot | 0
7X05CTO1WW | AUKG | ThinkSystem 1Gb 2-port RJ45 LOM | 79
7X05CTO1WW | AUKH | ThinkSystem 1Gb 4-port RJ45 LOM | 99
7X05CTO1WW | AUKJ | ThinkSystem 10Gb 2-port SFP+ LOM | 169
7X05CTO1WW | AUKK | ThinkSystem 10Gb 4-port SFP+ LOM | 209
7X05CTO1WW | AUKL | ThinkSystem 10Gb 2-port Base-T LOM | 259
7X05CTO1WW | AUKM | ThinkSystem 10Gb 4-port Base-T LOM | 439
7X05CTO1WW | AUKN | ThinkSystem Emulex OCe14104B-NX PCIe 10Gb 4-Port SFP+ Ethernet Adapter | 539
7X05CTO1WW | AUKP | ThinkSystem Broadcom 57416 10GBASE-T 2-Port PCIe Ethernet Adapter | 479
7X05CTO1WW | AUKQ | ThinkSystem Broadcom NX-E ML2 10Gb 2-Port Base-T Ethernet Adapter | 529
7X05CTO1WW | AUKR | ThinkSystem Mellanox ConnectX-3 Pro ML2 FDR 2-Port QSFP VPI Adapter | 1069
7X05CTO1WW | AUKS | ThinkSystem Broadcom 57412 25GbE SFP28 1-Port PCIe Ethernet Adapter | 489
7X05CTO1WW | AUKU | ThinkSystem Mellanox ConnectX-4 Lx 10/25GbE SFP28 2-Port ML2 Ethernet Adapter | 519
7X05CTO1WW | AUKW | ThinkSystem Intel I350-T4 ML2 1Gb 4-Port RJ45 Ethernet Adapter | 169
7X05CTO1WW | AUKX | ThinkSystem Intel X710-DA2 PCIe 10Gb 2-Port SFP+ Ethernet Adapter | 459
7X05CTO1WW | AULV | ThinkSystem 2.5" 300GB 15K SAS 12Gb Hot Swap 512n HDD | 339
7X05CTO1WW | AULW | ThinkSystem 2.5" 600GB 15K SAS 12Gb Hot Swap 512n HDD | 469
7X05CTO1WW | AULX | ThinkSystem 2.5" 900GB 15K SAS 12Gb Hot Swap 512e HDD | 639
7X05CTO1WW | AULY | ThinkSystem 2.5" 300GB 10K SAS 12Gb Hot Swap 512n HDD | 289
7X05CTO1WW | AULZ | ThinkSystem 2.5" 600GB 10K SAS 12Gb Hot Swap 512n HDD | 319
7X05CTO1WW | AUM0 | ThinkSystem 2.5" 900GB 10K SAS 12Gb Hot Swap 512n HDD | 389
7X05CTO1WW | AUM1 | ThinkSystem 2.5" 1.2TB 10K SAS 12Gb Hot Swap 512n HDD | 389
7X05CTO1WW | AUM2 | ThinkSystem 2.5" 1.8TB 10K SAS 12Gb Hot Swap 512e HDD | 589
7X05CTO1WW | AUM4 | ThinkSystem 2.5" 300GB 10K SAS 12Gb Hot Swap 512n HDD SED | 339
7X05CTO1WW | AUM5 | ThinkSystem 2.5" 600GB 10K SAS 12Gb Hot Swap 512n HDD SED | 635
7X05CTO1WW | AUM6 | ThinkSystem 2.5" 1TB 7.2K SAS 12Gb Hot Swap 512n HDD | 469
7X05CTO1WW | AUM7 | ThinkSystem 2.5" 2TB 7.2K SAS 12Gb Hot Swap 512n HDD | 839
7X05CTO1WW | AUMJ | ThinkSystem U.2 Intel Optane P4800X 375GB Performance NVMe PCIe 3.0 x4 Hot Swap SSD | 3589
7X05CTO1WW | AUMU | ThinkSystem M.2 Enablement Kit | 39
7X05CTO1WW | AUMV | ThinkSystem M.2 with Mirroring Enablement Kit | 149
7X05CTO1WW | AUNB | ThinkSystem 16GB TruDDR4 2666 MHz (1Rx4 1.2V) RDIMM | 289
7X05CTO1WW | AUNC | ThinkSystem 16GB TruDDR4 2666 MHz (2Rx8 1.2V) RDIMM | 319
7X05CTO1WW | AUND | ThinkSystem 32GB TruDDR4 2666 MHz (2Rx4 1.2V) RDIMM | 609
7X05CTO1WW | AUNE | ThinkSystem 64GB TruDDR4 2666 MHz (4Rx4 1.2V) LRDIMM | 1259
7X05CTO1WW | AUNF | ThinkSystem 128GB TruDDR4 2666 MHz (8Rx4 1.2V) 3DS RDIMM | 4449
7X05CTO1WW | AUNG | ThinkSystem RAID 530-8i PCIe 12Gb Adapter | 299
7X05CTO1WW | AUNJ | ThinkSystem RAID 930-8i 2GB Flash PCIe 12Gb Adapter | 1009
7X05CTO1WW | AUNK | ThinkSystem RAID 930-16i 4GB Flash PCIe 12Gb Adapter | 1529
7X05CTO1WW | AUNL | ThinkSystem 430-8i SAS/SATA 12Gb HBA | 299
7X05CTO1WW | AUNM | ThinkSystem 430-16i SAS/SATA 12Gb HBA | 589
7X05CTO1WW | AUNN | ThinkSystem 430-16e SAS/SATA 12Gb HBA | 609
7X05CTO1WW | AUNP | FBU345 SuperCap | 135
7X05CTO1WW | AUNQ | ThinkSystem RAID 930-8e 4GB Flash PCIe 12Gb Adapter | 1689
7X05CTO1WW | AUNR | ThinkSystem 430-8e SAS/SATA 12Gb HBA | 299
7X05CTO1WW | AUNS | ThinkSystem QLogic QLE2740 PCIe 32Gb 1-Port SFP+ Fibre Channel Adapter | 1739
7X05CTO1WW | AUNU | ThinkSystem QLogic QLE2742 PCIe 32Gb 2-Port SFP+ Fibre Channel Adapter | 2609
7X05CTO1WW | AUPW | ThinkSystem XClarity Controller Standard to Enterprise Upgrade | 100
7X05CTO1WW | AUQB | Lenovo ThinkSystem Mainstream MB - 2U | 1600
7X05CTO1WW | AUR3 | ThinkSystem SR550/SR650 x16/x8 PCIe FH Riser 1 Kit | 49
7X05CTO1WW | AUR4 | ThinkSystem 2U x8/x8/x8 PCIE FH Riser 1 | 45
7X05CTO1WW | AUR5 | ThinkSystem 2U/Twr 2.5" AnyBay 8-Bay Backplane | 499
7X05CTO1WW | AUR6 | ThinkSystem 2U 3.5" SATA/SAS 8-Bay Backplane | 175
7X05CTO1WW | AUR7 | ThinkSystem 2U x8/X8/x8ML2 PCIE FH Riser 1 | 69
7X05CTO1WW | AUR8 | ThinkSystem 2U 3.5" AnyBay 12-Bay Backplane | 315
7X05CTO1WW | AUR9 | ThinkSystem 2U 3.5" SATA/SAS 12-Bay Backplane | 219
7X05CTO1WW | AURA | ThinkSystem 2U/Twr 2.5" SATA/SAS 8-Bay Backplane | 229
7X05CTO1WW | AURB | ThinkSystem 2U x8 x16ML2 PCIE FH Riser 1 | 95
7X05CTO1WW | AURC | ThinkSystem SR550/SR590/SR650 x16/x8(or x16) PCIe FH Riser 2 Kit | 59
7X05CTO1WW | AURD | ThinkSystem 2U left EIA Latch Standard | 15
7X05CTO1WW | AURH | ThinkSystem Right EIA Latch Standard | 15
7X05CTO1WW | AURM | ThinkSystem SR550/SR650/SR590 Right EIA Latch with FIO | 75
7X05CTO1WW | AURP | Lenovo ThinkSystem 2U 2FH Riser Bracket | 25
7X05CTO1WW | AURQ | Lenovo ThinkSystem 2U 3FH Riser Bracket | 29
7X05CTO1WW | AURR | ThinkSystem M3.5 Screw for Riser 2x2pcs and Planar 5pcs | 0
7X05CTO1WW | AURU | ThinkSystem SR650 2nd GPU Upgrade Kit | 25
7X05CTO1WW | AURV | Lenovo ThinkSystem 2U MS air duct for 1U HS | 5
7X05CTO1WW | AURX | ThinkSystem 2U Security Bezel | 45
7X05CTO1WW | AURZ | ThinkSystem SR590/SR650 Rear HDD/SSD Kit | 249
7X05CTO1WW | AUS1 | Lenovo ThinkSystem 2U OP Panel Cage for 8x3.5"Config | 55
7X05CTO1WW | AUS8 | ThinkSystem 2U EIA Latch w/ VGA Upgrade Kit | 49
7X05CTO1WW | AUSA | Lenovo ThinkSystem M3.5" Screw for EIA | 0
7X05CTO1WW | AUSL | ThinkSystem COM Port Upgrade Kit | 19
7X05CTO1WW | AUU1 | ThinkSystem 8GB TruDDR4 2666 MHz (1Rx8 1.2V) RDIMM | 189
7X05CTO1WW | AUU2 | ThinkSystem 3.5" 300GB 15K SAS 12Gb Hot Swap 512n HDD | 359
7X05CTO1WW | AUU3 | ThinkSystem 3.5" 600GB 15K SAS 12Gb Hot Swap 512n HDD | 479
7X05CTO1WW | AUU4 | ThinkSystem 3.5" 1TB 7.2K SAS 12Gb Hot Swap 512n HDD | 299
7X05CTO1WW | AUU5 | ThinkSystem 3.5" 2TB 7.2K SAS 12Gb Hot Swap 512n HDD | 339
7X05CTO1WW | AUU6 | ThinkSystem 3.5" 4TB 7.2K SAS 12Gb Hot Swap 512n HDD | 419
7X05CTO1WW | AUU7 | ThinkSystem 3.5" 6TB 7.2K SAS 12Gb Hot Swap 512e HDD | 549
7X05CTO1WW | AUU8 | ThinkSystem 3.5" 4TB 7.2K SATA 6Gb Hot Swap 512n HDD | 389
7X05CTO1WW | AUU9 | ThinkSystem 3.5" 8TB 7.2K SATA 6Gb Hot Swap 512e HDD | 599
7X05CTO1WW | AUUA | ThinkSystem 3.5" 6TB 7.2K SATA 6Gb Hot Swap 512e HDD | 529
7X05CTO1WW | AUUB | ThinkSystem 3.5" 10TB 7.2K SATA 6Gb Hot Swap 512e HDD | 829
7X05CTO1WW | AUUC | ThinkSystem 3.5" 900GB 15K SAS 12Gb Hot Swap 512e HDD | 679
7X05CTO1WW | AUUD | ThinkSystem 3.5" 2TB 7.2K SATA 6Gb Hot Swap 512n HDD | 319
7X05CTO1WW | AUUE | ThinkSystem 2.5" 1TB 7.2K SATA 6Gb Hot Swap 512n HDD | 469
7X05CTO1WW | AUUF | ThinkSystem 3.5" 1TB 7.2K SATA 6Gb Hot Swap 512n HDD | 269
7X05CTO1WW | AUUG | ThinkSystem 3.5" 10TB 7.2K SAS 12Gb Hot Swap 512e HDD | 849
7X05CTO1WW | AUUH | ThinkSystem 3.5" 4TB 7.2K SAS 12Gb Hot Swap 512n HDD FIPS | 829
7X05CTO1WW | AUUJ | ThinkSystem 2.5" 2TB 7.2K SATA 6Gb Hot Swap 512e HDD | 849
7X05CTO1WW | AUUL | ThinkSystem M.2 32GB SATA 6Gbps Non-Hot Swap SSD | 109
7X05CTO1WW | AUUV | ThinkSystem M.2 128GB SATA 6Gbps Non-Hot Swap SSD | 159
7X05CTO1WW | AUV1 | ThinkSystem RAID 930-24i 4GB Flash PCIe 12Gb Adapter | 1699
7X05CTO1WW | AUV2 | ThinkSystem 1610-4P NVMe Switch Adapter | 929
7X05CTO1WW | AUVG | ThinkSystem Mellanox ConnectX-4 PCIe FDR 2-Port QSFP VPI Adapter | 1379
7X05CTO1WW | AUVV | ThinkSystem SR650 2.5" Chassis with 8, 16 or 24 bays | 1020
7X05CTO1WW | AUVW | ThinkSystem SR650 3.5" Chassis with 8 or 12 bays | 975
7X05CTO1WW | AUVX | ThinkSystem SR650 2.5" Chassis with 8 or 16 bays | 1000
7X05CTO1WW | AUW5 | ThinkSystem 64GB TruDDR4 2666MHz (4Rx4, 1.2V) 3DS RDIMM | 1849
7X05CTO1WW | AUZV | ThinkSystem Broadcom 5719 1GbE RJ45 4-Port PCIe Ethernet Adapter | 159
7X05CTO1WW | AUZW | ThinkSystem I350-T4 PCIe 1Gb 4-Port RJ45 Ethernet Adapter | 379
7X05CTO1WW | AUZX | ThinkSystem Broadcom 5720 1GbE RJ45 2-Port PCIe Ethernet Adapter | 129
7X05CTO1WW | AUZY | ThinkSystem I350-T2 PCIe 1Gb 2-Port RJ45 Ethernet Adapter | 179
7X05CTO1WW | AUZZ | ThinkSystem I350-F1 PCIe 1Gb 1-Port SFP Ethernet Adapter | 379
7X05CTO1WW | AV1B | Lenovo 25GBase-SR SFP28 Transceiver | 449
7X05CTO1WW | AV1D | Lenovo 100GBase-SR4 QSFP28 Transceiver | 1539
7X05CTO1WW | AV1F | Lenovo 3m 25G SFP28 Active Optical Cable | 489
7X05CTO1WW | AV1G | Lenovo 5m 25G SFP28 Active Optical Cable | 489
7X05CTO1WW | AV1H | Lenovo 10m 25G SFP28 Active Optical Cable | 499
7X05CTO1WW | AV1J | Lenovo 15m 25G SFP28 Active Optical Cable | 497
7X05CTO1WW | AV1K | Lenovo 20m 25G SFP28 Active Optical Cable | 519
7X05CTO1WW | AV1L | Lenovo 3m 100G QSFP28 Active Optical Cable | 1059
7X05CTO1WW | AV1M | Lenovo 5m 100G QSFP28 Active Optical Cable | 1069
7X05CTO1WW | AV1N | Lenovo 10m 100G QSFP28 Active Optical Cable | 1099
7X05CTO1WW | AV1P | Lenovo 15m 100G QSFP28 Active Optical Cable | 1079
7X05CTO1WW | AV1Q | Lenovo 20m 100G QSFP28 Active Optical Cable | 1179
7X05CTO1WW | AV1R | Lenovo 3m 100G to 4x25G Breakout Active Optical Cable | 1949
7X05CTO1WW | AV1S | Lenovo 5m 100G to 4x25G Breakout Active Optical Cable | 1975
7X05CTO1WW | AV1T | Lenovo 10m 100G to 4x25G Breakout Active Optical Cable | 2035
7X05CTO1WW | AV1U | Lenovo 15m 100G to 4x25G Breakout Active Optical Cable | 2095
7X05CTO1WW | AV1V | Lenovo 20m 100G to 4x25G Breakout Active Optical Cable | 2149
7X05CTO1WW | AV1W | Lenovo 1m Passive 25G SFP28 DAC Cable | 69
7X05CTO1WW | AV1X | Lenovo 3m Passive 25G SFP28 DAC Cable | 79
7X05CTO1WW | AV1Y | Lenovo 5m Passive 25G SFP28 DAC Cable | 159
7X05CTO1WW | AV1Z | Lenovo 1m Passive 100G QSFP28 DAC Cable | 99
7X05CTO1WW | AV20 | Lenovo 3m Passive 100G QSFP28 DAC Cable | 159
7X05CTO1WW | AV21 | Lenovo 5m Passive 100G QSFP28 DAC Cable | 299
7X05CTO1WW | AV22 | Lenovo 1m 100G QSFP28 to 4x25G SFP28 Breakout DAC Cable | 179
7X05CTO1WW | AV23 | Lenovo 3m 100G QSFP28 to 4x25G SFP28 Breakout DAC Cable | 299
7X05CTO1WW | AV24 | Lenovo 5m 100G QSFP28 to 4x25G SFP28 Breakout DAC Cable | 459
7X05CTO1WW | AV25 | Lenovo 5m MPO-MPO OM4 MMF Cable | 114
7X05CTO1WW | AV26 | Lenovo 7m MPO-MPO OM4 MMF Cable | 135
7X05CTO1WW | AV27 | Lenovo 10m MPO-MPO OM4 MMF Cable | 159
7X05CTO1WW | AV28 | Lenovo 15m MPO-MPO OM4 MMF Cable | 205
7X05CTO1WW | AV29 | Lenovo 20m MPO-MPO OM4 MMF Cable | 259
7X05CTO1WW | AV2A | Lenovo 30m MPO-MPO OM4 MMF Cable | 349
7X05CTO1WW | AV2B | Lenovo 1m MPO to 4x LC Breakout OM4 MMF Cable | 149
7X05CTO1WW | AV2C | Lenovo 3m MPO to 4x LC Breakout OM4 MMF Cable | 179
7X05CTO1WW | AV2D | Lenovo 5m MPO to 4x LC Breakout OM4 MMF Cable | 239
7X05CTO1WW | AVUT | ThinkSystem XClarity Controller Standard to Advanced Upgrade | 50
7X05CTO1WW | AVV8 | ThinkSystem External USB DVD-RW Optical Disk Drive | 79
7X05CTO1WW | AVWC | ThinkSystem 550W(230V/115V) Platinum Hot-Swap Power Supply | 349
7X05CTO1WW | AVWD | ThinkSystem 750W(230/115V) Platinum Hot-Swap Power Supply | 399
7X05CTO1WW | AVWE | ThinkSystem 750W (230V) Titanium Hot-Swap Power Supply | 549
7X05CTO1WW | AVWF | ThinkSystem 1100W (230V/115V) Platinum Hot-Swap Power Supply | 499
7X05CTO1WW | AVWG | ThinkSystem 1600W (230V) Platinum Hot-Swap Power Supply | 549
7X05CTO1WW | AWAU | SAP HANA SW Stack for ThinkSystem | 0
7X05CTO1WW | AWDY | Intel Xeon Gold 6132 14C 140W 2.6GHz Processor | 3329
7X05CTO1WW | AWDZ | Intel Xeon Gold 6138 20C 125W 2.0GHz Processor | 4099
7X05CTO1WW | AWE4 | Intel Xeon Gold 6130T 16C 125W 2.1GHz Processor | 3129
7X05CTO1WW | AWE5 | Intel Xeon Gold 6126T 12C 125W 2.6GHz Processor | 2979
7X05CTO1WW | AWE8 | Intel Xeon Gold 5120T 14C 105W 2.2GHz Processor | 2699
7X05CTO1WW | AWEA | Intel Xeon Silver 4116T 12C 85W 2.1GHz Processor | 1979
7X05CTO1WW | AWEE | Intel Xeon Silver 4110 8C 85W 2.1GHz Processor | 909
7X05CTO1WW | AWEH | Intel Xeon Bronze 3106 8C 85W 1.7GHz Processor | 599
7X05CTO1WW | AWEK | Intel Xeon Platinum 8160T 24C 150W 2.1GHz Processor | 9129
7X05CTO1WW | AWEL | Intel Xeon Gold 6126 12C 125W 2.6GHz Processor | 2869
7X05CTO1WW | AWEM | Intel Xeon Gold 6138T 20C 125W 2.0GHz Processor | 4349
7X05CTO1WW | AWEN | Intel Xeon Gold 6130 16C 125W 2.1GHz Processor | 2999
7X05CTO1WW | AWEP | Intel Xeon Gold 5118 12C 105W 2.3GHz Processor | 2019
7X05CTO1WW | AWEQ | Intel Xeon Gold 5119T 14C 85W 2.0GHz Processor | 2549
7X05CTO1WW | AWER | Intel Xeon Silver 4116 12C 85W 2.1GHz Processor | 1649
7X05CTO1WW | AWES | Intel Xeon Silver 4114T 10C 85W 2.2GHz Processor | 1369
7X05CTO1WW | AWET | Intel Xeon Silver 4109T 8C 70W 2.0GHz Processor | 949
7X05CTO1WW | AX4F | ThinkSystem SR650 Air Duct for GPU | 30
7X05CTO1WW | AX8A | 4.3m, 13A/120V, C13 to NEMA 5-15P (US) Line Cord | 19
7X05CTO1WW | AXCA | ThinkSystem Toolless Slide Rail | 99
7X05CTO1WW | AXCH | ThinkSystem Toolless Slide Rail Kit with 2U CMA | 149
7X05CTO1WW | AXFM | ThinkSystem Toolless Friction Rail | 69
7X05CTO1WW | AXFN | ThinkSystem Screw-in Slide Rail | 129
7X05CTO1WW | AXFS | VMware ESXi 6.0 U3 (factory installed) | 0
7X05CTO1WW | AXFT | VMware ESXi 6.5 U1 (factory installed) | 0
7X05CTO1WW | AXFU | ThinkSystem 2U CMA Upgrade Kit for Screw-in Slide Rail | 49
7X05CTO1WW | B0ML | Feature Enable TPM on MB | 0
7X05CTO1WW | B0N4 | 2.0m, 10A/100-250V, C13 to IEC 320-C14 Rack Power Cable | 29
7X05CTO1WW | B0N5 | 1.0m, 13A/100-250V, C13 to C14 Jumper Cord | 25
7X05CTO1WW | B0N6 | 1.5m, 13A/100-250V, C13 to C14 Jumper Cord | 29
7X05CTO1WW | B0RJ | 10GBASE-LR SFP+Transceiver | 350
7X05CTO1WW | B0TD | ThinkSystem Screw-in Slide Rail Kit with 2U CMA | 149
7X05CTO1WW | B0WX | ThinkSystem Mellanox ConnectX 4 PCIe FDR 1 Port QSFP VPI Adapter | 1169
7X05CTO1WW | B0WY | ThinkSystem Intel XXV710-DA2 10/25GbE SFP28 2-Port PCIe Ethernet Adapter | 529
7X05CTO1WW | B0YM | ThinkSystem 2.5" 2TB 7.2K SAS 12Gb Hot Swap 512e HDD FIPS | 1049
7X05CTO1WW | B0YN | ThinkSystem 3.5" 2TB 7.2K SAS 12Gb Hot Swap 512e HDD FIPS | 899
7X05CTO1WW | B0YP | ThinkSystem 3.5" 6TB 7.2K SAS 12Gb Hot Swap 512e HDD FIPS | 559
7X05CTO1WW | B0YQ | ThinkSystem 3.5" 8TB 7.2K SAS 12Gb Hot Swap 512e HDD FIPS | 1349
7X05CTO1WW | B0YR | ThinkSystem 3.5" 8TB 7.2K SAS 12Gb Hot Swap 512e HDD | 659
7X05CTO1WW | B0YS | ThinkSystem 2.5" 2.4TB 10K SAS 12Gb Hot Swap 512e HDD | 629
7X05CTO1WW | B0YV | ThinkSystem 2.5" 2.4TB 10K SAS 12Gb Hot Swap 512e HDD FIPS | 1299
7X05CTO1WW | B0YX | ThinkSystem 2.5" 1.2TB 10K SAS 12Gb Hot Swap 512n HDD SED | 749
7X05CTO1WW | B0Z0 | ThinkSystem 2.5" Intel S4500 960GB Entry SATA 6Gb Hot Swap SSD | 1219
7X05CTO1WW | B0Z5 | ThinkSystem 3.5" Intel S4500 960GB Entry SATA 6Gb Hot Swap SSD | 1199
7X05CTO1WW | B117 | ThinkSystem 3.5" 12TB 7.2K SAS 12Gb Hot Swap 512e HDD | 949
7X05CTO1WW | B118 | ThinkSystem 3.5" 12TB 7.2K SATA 6Gb Hot Swap 512e HDD | 1829
7X05CTO1WW | B135 | ThinkSystem 2U CMA Upgrade Kit for Toolless Slide Rail | 59
7X05CTO1WW | B15V | NVIDIA Tesla M10 GPU, PCIe passive | 4499
7X05CTO1WW | B173 | Companion Part for XClarity Controller Standard to Enterprise Upgrade in Factory | 0
7X05CTO1WW | B1JJ | ThinkSystem 3.5" 300GB 10K SAS 12Gb Hot Swap 512n HDD | 289
7X05CTO1WW | B21R | ThinkSystem QLogic QL41262 10/25GbE SFP28 2-Port PCIe Ethernet Adapter | 409
7X05CTO1WW | B21W | ThinkSystem U.2 Toshiba CM5-V 800GB Mainstream NVMe PCIe 3.0 x4 Hot Swap SSD | 859
7X05CTO1WW | B21X | ThinkSystem U.2 Toshiba CM5-V 1.6TB Mainstream NVMe PCIe 3.0 x4 Hot Swap SSD | 3449
7X05CTO1WW | B21Y | ThinkSystem U.2 Toshiba CM5-V 3.2TB Mainstream NVMe PCIe 3.0 x4 Hot Swap SSD | 6999
7X05CTO1WW | B21Z | ThinkSystem 3.5" Toshiba CM5-V 800GB Mainstream NVMe PCIe 3.0 x4 Hot Swap SSD | 869
7X05CTO1WW | B220 | ThinkSystem 3.5" Toshiba CM5-V 1.6TB Mainstream NVMe PCIe 3.0 x4 Hot Swap SSD | 3449
7X05CTO1WW | B221 | ThinkSystem 3.5" Toshiba CM5-V 3.2TB Mainstream NVMe PCIe 3.0 x4 Hot Swap SSD | 6999
7X05CTO1WW | B22D | ThinkSystem 810-4P NVMe Switch Adapter | 799
7X05CTO1WW | B22J | 5m Intel OPA 100 Series Active Optical QSFP28 Low Power Cable | 809
7X05CTO1WW | B22K | 10m Intel OPA 100 Series Active Optical QSFP28 Low Power Cable | 829
7X05CTO1WW | B22L | 15m Intel OPA 100 Series Active Optical QSFP28 Low Power Cable | 839
7X05CTO1WW | B22M | 20m Intel OPA 100 Series Active Optical QSFP28 Low Power Cable | 849
7X05CTO1WW | B26L | ThinkSystem SR650 P4 GPU Additional Airduct Upgrade Kit | 19
7X05CTO1WW | B2UZ | Lenovo 1m 100G QSFP28 Active Optical Cable | 949
7X05CTO1WW | B2V5 | ThinkSystem NVIDIA Quadro P6000 24GB GPU, PCIe (active) | 9499
7X05CTO1WW | B2WL | SR650 12x3.5" NVMe BP Cable for 8i | 55
7X05CTO1WW | B2X4 | ThinkSystem 2.5" 5200 1.92TB Entry SATA 6Gb Hot Swap SSD | 899
7X05CTO1WW | B2X6 | ThinkSystem 2.5" 5200 7.68TB Entry SATA 6Gb Hot Swap SSD | 4999
7X05CTO1WW | B2X9 | ThinkSystem 3.5" 5200 1.92TB Entry SATA 6Gb Hot Swap SSD | 909
7X05CTO1WW | B2XB | ThinkSystem 3.5" 5200 7.68TB Entry SATA 6Gb Hot Swap SSD | 4999
7X05CTO1WW | B2XJ | ThinkSystem U.2 Toshiba CM5-V 6.4TB Mainstream NVMe PCIe 3.0 x4 Hot Swap SSD | 12829
7X05CTO1WW | B2XK | ThinkSystem 3.5" Toshiba CM5-V 6.4TB Mainstream NVMe PCIe 3.0 x4 Hot Swap SSD | 12829
7X05CTO1WW | B2ZJ | ThinkSystem U.2 Intel Optane P4800X 750GB Performance NVMe PCIe 3.0 x4 Hot Swap SSD | 7169
7X05CTO1WW | B306 | Mellanox QSA 100G to 25G Cable Adapter | 149
7X05CTO1WW | B30W | Custom MFG SVCS Fee - Medium Increment | 30
7X05CTO1WW | B30X | Custom MFG SVCS Fee - Large Increment | 300
7X05CTO1WW | B31C | ThinkSystem Mellanox ConnectX-5 Ex 25/40GbE 2-port Low-Latency Adapter | 1979
7X05CTO1WW | B31D | ThinkSystem NVIDIA Quadro P620 2GB PCIe Active GPU | 269
7X05CTO1WW | B31E | ThinkSystem RAID 930-16i 8GB Flash PCIe 12Gb Adapter | 2389
7X05CTO1WW | B31F | ThinkSystem M.2 480GB SSD Thermal Kit | 40
7X05CTO1WW | B31G | ThinkSystem QLogic QL41134 PCIe 10Gb 4-Port Base-T Ethernet Adapter | 799
7X05CTO1WW | B32D | ThinkSystem NVIDIA Tesla V100 FHHL 16GB GPU PCIe | 22909
7X05CTO1WW | B34H | ThinkSystem 2.5" PM883 240GB Entry SATA 6Gb Hot Swap SSD | 219
7X05CTO1WW | B34J | ThinkSystem 2.5" PM883 480GB Entry SATA 6Gb Hot Swap SSD | 279
7X05CTO1WW | B34K | ThinkSystem 2.5" PM883 960GB Entry SATA 6Gb Hot Swap SSD | 449
7X05CTO1WW | B34L | ThinkSystem 2.5" PM883 1.92TB Entry SATA 6Gb Hot Swap SSD | 889
7X05CTO1WW | B34M | ThinkSystem 2.5" PM883 3.84TB Entry SATA 6Gb Hot Swap SSD | 1739
7X05CTO1WW | B34N | ThinkSystem U.2 PM983 1.92TB Entry NVMe PCIe 3.0 x4 Hot Swap SSD | 939
7X05CTO1WW | B34P | ThinkSystem U.2 PM983 3.84TB Entry NVMe PCIe 3.0 x4 Hot Swap SSD | 1839
7X05CTO1WW | B34Q | ThinkSystem 3.5" PM983 1.92TB Entry NVMe PCIe 3.0 x4 Hot Swap SSD | 2999
7X05CTO1WW | B34R | ThinkSystem 3.5" PM983 3.84TB Entry NVMe PCIe 3.0 x4 Hot Swap SSD | 5049
7X05CTO1WW | B34S | ThinkSystem NVIDIA Tesla V100 32GB PCIe Passive GPU | 25819
7X05CTO1WW | B37F | ThinkSystem SR650 V100 FHHL Air Duct Companion Kit | 149
7X05CTO1WW | B3RY | ThinkSystem SR650 Full-Length PCIe Enablement Kit | 0
7X05CTO1WW | B3VW | VMware ESXi 6.5 U2 (Factory Installed) | 0
7X05CTO1WW | B3VX | VMware ESXi 6.7 (Factory Installed) | 0
7X05CTO1WW | B488 | ThinkSystem 2.5" 5200 240GB Mainstream SATA 6Gb Hot Swap SSD | 469
7X05CTO1WW | B48B | ThinkSystem 2.5" 5200 1.92TB Mainstream SATA 6Gb Hot Swap SSD | 2129
7X05CTO1WW | B48C | ThinkSystem 2.5" 5200 3.84TB Mainstream SATA 6Gb Hot Swap SSD | 4869
7X05CTO1WW | B48D | ThinkSystem 3.5" 5200 240GB Mainstream SATA 6Gb Hot Swap SSD | 469
7X05CTO1WW | B48G | ThinkSystem 3.5" 5200 1.92TB Mainstream SATA 6Gb Hot Swap SSD | 2139
7X05CTO1WW | B48H | ThinkSystem 3.5" 5200 3.84TB Mainstream SATA 6Gb Hot Swap SSD | 4859
7X05CTO1WW | B496 | ThinkSystem 3.5" 14TB 7.2K SAS 12Gb Hot Swap 512e HDD | 1199
7X05CTO1WW | B497 | ThinkSystem 3.5" 14TB 7.2K SATA 6Gb Hot Swap 512e HDD | 1149
7X05CTO1WW | B498 | ThinkSystem 2.5" Intel S4510 240GB Entry SATA 6Gb Hot Swap SSD | 149
7X05CTO1WW | B499 | ThinkSystem 2.5" Intel S4510 480GB Entry SATA 6Gb Hot Swap SSD | 309
7X05CTO1WW | B49A | ThinkSystem 2.5" Intel S4510 960GB Entry SATA 6Gb Hot Swap SSD | 529
7X05CTO1WW | B49B | ThinkSystem 2.5" Intel S4510 1.92TB Entry SATA 6Gb Hot Swap SSD | 1049
7X05CTO1WW | B49C | ThinkSystem 2.5" Intel S4510 3.84TB Entry SATA 6Gb Hot Swap SSD | 1979
7X05CTO1WW | B49D | ThinkSystem 3.5" Intel S4510 240GB Entry SATA 6Gb Hot Swap SSD | 149
7X05CTO1WW | B49E | ThinkSystem 3.5" Intel S4510 480GB Entry SATA 6Gb Hot Swap SSD | 209
7X05CTO1WW | B49F | ThinkSystem 3.5" Intel S4510 960GB Entry SATA 6Gb Hot Swap SSD | 539
7X05CTO1WW | B49G | ThinkSystem 3.5" Intel S4510 1.92TB Entry SATA 6Gb Hot Swap SSD | 1059
7X05CTO1WW | B49H | ThinkSystem 3.5" Intel S4510 3.84TB Entry SATA 6Gb Hot Swap SSD | 1989
7X05CTO1WW | B49L | ThinkSystem 2.5" Intel S4610 240GB Mainstream SATA 6Gb Hot Swap SSD | 399
7X05CTO1WW | B49M | ThinkSystem 2.5" Intel S4610 480GB Mainstream SATA 6Gb Hot Swap SSD | 479
7X05CTO1WW | B49N | ThinkSystem 2.5" Intel S4610 960GB Mainstream SATA 6Gb Hot Swap SSD | 699
7X05CTO1WW | B49P | ThinkSystem 2.5" Intel S4610 1.92TB Mainstream SATA 6Gb Hot Swap SSD | 1289
7X05CTO1WW | B49Q | ThinkSystem 2.5" Intel S4610 3.84TB Mainstream SATA 6Gb Hot Swap SSD | 2499
7X05CTO1WW | B49R | ThinkSystem 3.5" Intel S4610 240GB Mainstream SATA 6Gb Hot Swap SSD | 409
7X05CTO1WW | B49S | ThinkSystem 3.5" Intel S4610 480GB Mainstream SATA 6Gb Hot Swap SSD | 309
7X05CTO1WW | B49T | ThinkSystem 3.5" Intel S4610 960GB Mainstream SATA 6Gb Hot Swap SSD | 1029
7X05CTO1WW | B49U | ThinkSystem 3.5" Intel S4610 1.92TB Mainstream SATA 6Gb Hot Swap SSD | 1799
7X05CTO1WW | B49V | ThinkSystem 3.5" Intel S4610 3.84TB Mainstream SATA 6Gb Hot Swap SSD | 3579
7X05CTO1WW | B4A2 | ThinkSystem 2.5" PM1645 3.2TB Mainstream SAS 12Gb Hot Swap SSD | 2579
7X05CTO1WW | B4A5 | ThinkSystem 3.5" PM1645 3.2TB Mainstream SAS 12Gb Hot Swap SSD | 2589
7X05CTO1WW | B4A7 | ThinkSystem 2.5" PM1643 3.84TB Capacity SAS 12Gb Hot Swap SSD | 2579
7X05CTO1WW | B4A8 | ThinkSystem 3.5" PM1643 3.84TB Capacity SAS 12Gb Hot Swap SSD | 1869
7X05CTO1WW | B4D2 | ThinkSystem 2.5" PM883 7.68TB Entry SATA 6Gb Hot Swap SSD | 3379
7X05CTO1WW | B4D3 | ThinkSystem U.2 PM983 7.68TB Entry NVMe PCIe3.0 x4 Hot Swap SSD | 4999
7X05CTO1WW | B4D4 | ThinkSystem 3.5" PM983 7.68TB Entry NVMe PCIe3.0 x4 Hot Swap SSD | 9999
7X05CTO1WW | B4H1 | ThinkSystem 8GB TruDDR4 2933MHz (1Rx8 1.2V) RDIMM | 219
7X05CTO1WW | B4H2 | ThinkSystem 16GB TruDDR4 2933MHz (2Rx8 1.2V) RDIMM | 319
7X05CTO1WW | B4H3 | ThinkSystem 32GB TruDDR4 2933MHz (2Rx4 1.2V) RDIMM | 619
7X05CTO1WW | B4H4 | ThinkSystem 64GB TruDDR4 2933MHz (2Rx4 1.2V) RDIMM | 1279
7X05CTO1WW | B4H7 | Intel Xeon Platinum 8280 28C 205W 2.7GHz Processor | 18089
7X05CTO1WW | B4H8 | Intel Xeon Platinum 8276 28C 165W 2.2GHz Processor | 15099
7X05CTO1WW | B4H9 | Intel Xeon Platinum 8270 26C 205W 2.7GHz Processor | 12739
7X05CTO1WW | B4HA | Intel Xeon Platinum 8268 24C 205W 2.9GHz Processor | 10929
7X05CTO1WW | B4HB | Intel Xeon Platinum 8260 24C 165W 2.4GHz Processor | 8159
7X05CTO1WW | B4HC | Intel Xeon Gold 6252 24C 150W 2.1GHz Processor | 5909
7X05CTO1WW | B4HD | Intel Xeon Gold 6254 18C 200W 3.1GHz Processor | 6065
7X05CTO1WW | B4HE | Intel Xeon Gold 6248 20C 150W 2.5GHz Processor | 5049
7X05CTO1WW | B4HF | Intel Xeon Gold 6244 8C 150W 3.6GHz Processor | 4699
7X05CTO1WW | B4HG | Intel Xeon Gold 6242 16C 150W 2.8GHz Processor | 4419
7X05CTO1WW | B4HH | Intel Xeon Gold 6240 18C 150W 2.6GHz Processor | 3819
7X05CTO1WW | B4HJ | Intel Xeon Gold 6230 20C 125W 2.1GHz Processor | 3099
7X05CTO1WW | B4HK | Intel Xeon Gold 5220 18C 125W 2.2GHz Processor | 2599
7X05CTO1WW | B4HL | Intel Xeon Gold 5218 16C 125W 2.3GHz Processor | 2019
7X05CTO1WW | B4HM | Intel Xeon Gold 5217 8C 115W 3.0GHz Processor | 2659
7X05CTO1WW | B4HN | Intel Xeon Gold 5215 10C 85W 2.5GHz Processor | 2019
7X05CTO1WW | B4HP | Intel Xeon Silver 4216 16C 100W 2.1GHz Processor | 1649
7X05CTO1WW | B4HQ | Intel Xeon Silver 4215 8C 85W 2.5GHz Processor | 1399
7X05CTO1WW | B4HR | Intel Xeon Silver 4214 12C 85W 2.2GHz Processor | 1169
7X05CTO1WW | B4HS | Intel Xeon Silver 4210 10C 85W 2.2GHz Processor | 859
7X05CTO1WW | B4HT | Intel Xeon Silver 4208 8C 85W 2.1GHz Processor | 799
7X05CTO1WW | B4HU | Intel Xeon Bronze 3204 6C 85W 1.9GHz Processor | 439
7X05CTO1WW | B4LV | ThinkSystem 128GB TruDDR4 2666MHz (1.2V) Intel Optane DC Persistent Memory | 1089
7X05CTO1WW | B4LW | ThinkSystem 256GB TruDDR4 2666MHz (1.2V) Intel Optane DC Persistent Memory | 4689
7X05CTO1WW | B4LX | ThinkSystem 512GB TruDDR4 2666MHz (1.2V) Intel Optane DC Persistent Memory | 18319
7X05CTO1WW | B4LY | ThinkSystem 16GB TruDDR4 2933 MHz (1Rx4 1.2V) RDIMM | 289
7X05CTO1WW | B4NL | ThinkSystem SR650 Refresh MB | 1600
7X05CTO1WW | B4NU | Intel Xeon Platinum 8260Y 24/20/16C 165W 2.4GHz Processor | 9799
7X05CTO1WW | B4NV | Intel Xeon Gold 6240Y 18/14/8C 150W 2.6GHz Processor | 5345
7X05CTO1WW | B4NW | Intel Xeon Silver 4214Y 12/10/8C 85W 2.2GHz Processor | 1519
7X05CTO1WW | B4P2 | Intel Xeon Gold 6238T 22C 125W 1.9GHz Processor | 4349
7X05CTO1WW | B4P3 | Intel Xeon Gold 5218T 16C 105W 2.1GHz Processor | 2399
7X05CTO1WW | B4P4 | Intel Xeon Silver 4209T 8C 70W 2.2GHz Processor | 929
7X05CTO1WW | B4P5 | Intel Xeon Platinum 8280L 28C 205W 2.7GHz Processor | 29099
7X05CTO1WW | B4P6 | Intel Xeon Platinum 8276L 28C 165W 2.2GHz Processor | 26689
7X05CTO1WW | B4P7 | Intel Xeon Platinum 8260L 24C 165W 2.4GHz Processor | 19249
7X05CTO1WW | B4P9 | Intel Xeon Gold 5215L 10C 85W 2.5GHz Processor | 17019
7X05CTO1WW | B4PA | ThinkSystem 1610-8P NVMe Switch Adapter | 1199
7X05CTO1WW | B4PB | ThinkSystem SR650 x16/x8/x16 PCIE Riser1 | 75
7X05CTO1WW | B4PC | ThinkSystem 2U 2.5" NVMe 8-Bay Backplane | 249
7X05CTO1WW | B4QQ | 0.5m Mellanox HDR IB Passive Copper QSFP56 Cable | 299
7X05CTO1WW | B4QR | 1m Mellanox HDR IB Passive Copper QSFP56 Cable | 399
7X05CTO1WW | B4QS | 1.5m Mellanox HDR IB Passive Copper QSFP56 Cable | 449
7X05CTO1WW | B4QT | 2m Mellanox HDR IB Passive Copper QSFP56 Cable | 499
7X05CTO1WW | B4R1 | 1m Mellanox HDR IB to 2x HDR100 Splitter Passive Copper QSFP56 Cable | 399
7X05CTO1WW | B4R2 | 1.5m Mellanox HDR IB to 2x HDR100 Splitter Passive Copper QSFP56 Cable | 449
7X05CTO1WW | B4R4 | 3m Mellanox HDR IB to 2x HDR100 Splitter Optical QSFP56 Cable | 2799
7X05CTO1WW | B4R5 | 5m Mellanox HDR IB to 2x HDR100 Splitter Optical QSFP56 Cable | 2899
7X05CTO1WW | B4R6 | 10m Mellanox HDR IB to 2x HDR100 Splitter Optical QSFP56 Cable | 2999
7X05CTO1WW | B4R7 | 15m Mellanox HDR IB to 2x HDR100 Splitter Optical QSFP56 Cable | 3199
7X05CTO1WW | B4R8 | 20m Mellanox HDR IB to 2x HDR100 Splitter Optical QSFP56 Cable | 3299
7X05CTO1WW | B4R9 | ThinkSystem Mellanox ConnectX-6 HDR100/100GbE QSFP56 1-port PCIe VPI Adapter | 1779
7X05CTO1WW | B4RA | ThinkSystem Mellanox ConnectX-6 HDR100/100GbE QSFP56 2-port PCIe VPI Adapter | 2099
7X05CTO1WW | B4RB | ThinkSystem Mellanox HDR/200GbE 2x PCIe Aux Kit | 639
7X05CTO1WW | B4RC | ThinkSystem Mellanox ConnectX-6 HDR/200GbE QSFP56 1-port PCIe 4 VPI Adapter | 2209
7X05CTO1WW | B4RQ | ThinkSystem RAID 730-8i 2GB Flash PCIe 12Gb Adapter | 879
7X05CTO1WW | B4XA | VMware ESXi 6.7 U1 (Factory Installed) | 0
7X05CTO1WW | B4Y4 | ThinkSystem 2.5" SS530 400GB Performance SAS 12Gb Hot Swap SSD | 1479
7X05CTO1WW | B4Y5 | ThinkSystem 2.5" SS530 800GB Performance SAS 12Gb Hot Swap SSD | 2299
7X05CTO1WW | B4Y7 | ThinkSystem 2.5" SS530 3.2TB Performance SAS 12Gb Hot Swap SSD | 7859
7X05CTO1WW | B4Y8 | ThinkSystem 3.5" SS530 800GB Performance SAS 12Gb Hot Swap SSD | 2279
7X05CTO1WW | B4YA | ThinkSystem 3.5" SS530 3.2TB Performance SAS 12Gb Hot Swap SSD | 7759
7X05CTO1WW | B4YB | ThinkSystem NVIDIA T4 16GB PCIe Passive GPU | 6279
7X05CTO1WW | B528 | Intel Optane DC Persistent Memory - Memory Mode only | 0
7X05CTO1WW | B529 | Intel Optane DC Persistent Memory - App Direct Mode only | 0
7X05CTO1WW | B52A | Intel Optane DC Persistent Memory - Mixed Memory Mode | 0
7X05CTO1WW | B587 | ThinkSystem 128GB TruDDR4 2933MHz (4Rx4 1.2V) 3DS RDIMM | 3399
7X05CTO1WW | B58F | ThinkSystem U.2 Intel P4510 1.0TB Entry NVMe PCIe3.0 x4 Hot Swap SSD | 539
7X05CTO1WW | B58G | ThinkSystem U.2 Intel P4510 2.0TB Entry NVMe PCIe3.0 x4 Hot Swap SSD | 1459
7X05CTO1WW | B59Z | FBU02 SuperCap | 149
7X05CTO1WW | B5N6 | ThinkSystem 16GB TruDDR4 Performance+ 2933MHz (2Rx8 1.2V) RDIMM | 729
7X05CTO1WW | B5N7 | ThinkSystem 32GB TruDDR4 Performance+ 2933MHz (2Rx4 1.2V) RDIMM | 1379
7X05CTO1WW | B5N8 | ThinkSystem 64GB TruDDR4 Performance+ 2933MHz (2Rx4 1.2V) RDIMM | 2879
7X05CTO1WW | B5N9 | ThinkSystem 128GB TruDDR4 Performance+ 2933MHz (4Rx4 1.2V) 3DS RDIMM | 5499
7X05CTO1WW | B5RY | Intel Xeon Gold 6230N 20C 125W 2.3GHz Processor | 3239
7X05CTO1WW | B5RZ | Intel Xeon Platinum 8253 16C 125W 2.2GHz Processor | 5299
7X05CTO1WW | B5S0 | Intel Xeon Gold 5218N 16C 110W 2.3GHz Processor | 2625
7X05CTO1WW | B5S1 | Intel Xeon Gold 5222 4C 105W 3.8GHz Processor | 1999
7X05CTO1WW | B5S2 | Intel Xeon Platinum 8256 4C 105W 3.8GHz Processor | 12099
7X05CTO1WW | B5SX | ThinkSystem Emulex LPe35000 32Gb 1-port PCIe Fibre Channel Adapter | 1739
7X05CTO1WW | B5SY | ThinkSystem Emulex LPe35002 32Gb 2-port PCIe Fibre Channel Adapter | 2599
7X05CTO1WW | B5T0 | ThinkSystem Broadcom 57414 10/25GbE SFP28 2-port PCIe Ethernet Adapter | 389
7X05CTO1WW | B5XZ | ThinkSystem Mellanox Innova-2 ConnectX-5 FPGA 25GbE 2-port Adapter | 5379
7X05CTO1WW | B652 | ThinkSystem Marvell QL41232 10/25GbE SFP28 2-Port PCIe Ethernet Adapter | 339
7X05CTO1WW | B68K | 30m Mellanox HDR IB to 2x HDR100 Splitter Optical QSFP56 Cable | 3499
7X05CTO1WW | B68L | 2m Mellanox HDR IB to 2x HDR100 Splitter Passive Copper QSFP56 Cable | 499
7X05CTO1WW | B6BS | Intel Xeon Gold 5218B 16C 125W 2.3GHz Processor | 2019
7X05CTO1WW | B6CE | ThinkSystem RAID 530-16i PCIe 12Gb Adapter | 589
7X05CTO1WW | B6CG | ThinkSystem NVIDIA Quadro RTX 4000 8GB PCIe Active GP | 2219
7X05CTO1WW | B6CH | ThinkSystem NVIDIA Quadro RTX 5000 16GB PCIe Active GPU | 4819
7X05CTO1WW | B6CJ | Intel Xeon Gold 6238 22C 140W 2.1GHz Processor | 4799
7X05CTO1WW | B6CK | Intel Xeon Gold 6234 8C 130W 3.3GHz Processor | 3999
7X05CTO1WW | B6CL | Intel Xeon Gold 6226 12C 125W 2.7GHz Processor | 3299
7X05CTO1WW | B6CP | Intel Xeon Gold 6230T 20C 125W 2.1GHz Processor | 3599
7X05CTO1WW | B6CQ | Intel Xeon Gold 5220T 18C 105W 1.9GHz Processor | 3199
7X05CTO1WW | B6CR | Intel Xeon Gold 6238L 22C 140W 2.1GHz Processor | 14599
7X05CTO1WW | B6CS | Intel Xeon Gold 6240L 18C 150W 2.6GHz Processor | 14299
7X05CTO1WW | B6CT | Intel Xeon Gold 6252N 24C 150W 2.3GHz Processor | 7699
7X05CTO1WW | B6CU | Intel Xeon Gold 6262V 24C 135W 1.9GHz Processor | 5399
7X05CTO1WW | B6CV | Intel Xeon Gold 6222V 20C 115W 1.8GHz Processor | 2999
7X05CTO1WW | B6CW | Intel Xeon Gold 5220S 18C 125W 2.7GHz Processor | 3699
7X05CTO1WW | B6JY | ThinkSystem 3.5" PM883 1.92TB Entry SATA 6Gb Hot Swap SSD | 1159
7X05CTO1WW | B6JZ | ThinkSystem 3.5" PM883 3.84TB Entry SATA 6Gb Hot Swap SSD | 2219
7X05CTO1WW | B6K0 | ThinkSystem 2.5" 5200 1.92TB Mainstream SATA 6Gb Hot Swap SSD SED | 1299
7X05CTO1WW | B6K4 | ThinkSystem U.2 CM5-R 3.84TB Entry NVMe PCIe 3.0 x4 Hot Swap SSD SED | 3499
7X05CTO1WW | B6PD | Intel Xeon Gold 6246 12C 165W 3.3GHz Processor | 5999
7X05CTO1WW | B6TF | 8i RAID Controller For 1st Bay | 0
7X05CTO1WW | B6TG | 16i RAID Controller For 1st Bay | 0
7X05CTO1WW | B6TM | ThinkSystem 3.5" PM883 240GB Entry SATA 6Gb Hot Swap SSD | 239
7X05CTO1WW | B6TN | ThinkSystem 3.5" PM883 480GB Entry SATA 6Gb Hot Swap SSD | 359
7X05CTO1WW | B6TP | ThinkSystem 3.5" PM883 960GB Entry SATA 6Gb Hot Swap SSD | 599
7X05CTO1WW | B6U0 | VMware ESXi 6.5 U3 (factory installed) | 0
7X05CTO1WW | B6U1 | VMware ESXi 6.7 U2 (factory installed) | 0
7X05CTO1WW | B7EW | ThinkSystem 2.5" 5210 1.92TB Entry SATA 6Gb Hot Swap QLC SSD | 759
7X05CTO1WW | B7EX | ThinkSystem 2.5" 5210 3.84TB Entry SATA 6Gb Hot Swap QLC SSD | 1489
7X05CTO1WW | B7EY | ThinkSystem 2.5" 5210 7.68TB Entry SATA 6Gb Hot Swap QLC SSD | 2779
7X05CTO1WW | B7EZ | ThinkSystem 3.5" 16TB 7.2K SAS 12Gb Hot Swap 512e HDD | 1309
7X05CTO1WW | B7F0 | ThinkSystem 3.5" 16TB 7.2K SATA 6Gb Hot Swap 512e HDD | 1289
7X05CTO1WW | B7N3 | Intel Xeon Bronze 3206R 8C 85W 1.9GHz Processor | 559
7X05CTO1WW | B7N5 | Intel Xeon Silver 4210R 10C 100W 2.4GHz Processor | 899
7X05CTO1WW | B7N6 | Intel Xeon Silver 4214R 12C 100W 2.4GHz Processor | 1259
7X05CTO1WW | B7N9 | Intel Xeon Gold 5220R 24C 150W 2.2GHz Processor | 2739
7X05CTO1WW | B87R | Mellanox CX6 Socket-Direct Adapter Cable Assemble Way | 0
7X05CTO1WW | B88T | VMware ESXi 6.7 U3 (factory installed) | 0
7X05CTO1WW | B8HP | ThinkSystem 2.5" 5300 960GB Entry SATA 6Gb Hot Swap SSD | 489
7X05CTO1WW | B8HQ | ThinkSystem 3.5" 5300 3.84TB Entry SATA 6Gb Hot Swap SSD | 2179
7X05CTO1WW | B8HR | ThinkSystem 3.5" 5300 1.92TB Mainstream SATA 6Gb Hot Swap SSD | 1829
7X05CTO1WW | B8HS | ThinkSystem M.2 5300 240GB SATA 6Gbps Non-Hot Swap SSD | 359
7X05CTO1WW | B8HT | ThinkSystem 3.5" PM1645a 800GB Mainstream SAS 12Gb Hot Swap SSD | 829
7X05CTO1WW | B8HU | ThinkSystem 2.5" PM1645a 800GB Mainstream SAS 12Gb Hot Swap SSD | 819
7X05CTO1WW | B8HV | ThinkSystem 2.5" 5300 240GB Entry SATA 6Gb Hot Swap SSD | 359
7X05CTO1WW | B8HW | ThinkSystem HHHL PM1735 3.2TB Mainstream NVMe PCIe4.0 x8 Flash Adapter | 3179
7X05CTO1WW | B8HX | ThinkSystem 3.5" 5300 3.84TB Mainstream SATA 6Gb Hot Swap SSD | 3119
7X05CTO1WW | B8HY | ThinkSystem 2.5" 5300 480GB Mainstream SATA 6Gb Hot Swap SSD | 429
7X05CTO1WW | B8HZ | ThinkSystem 3.5" 5300 1.92TB Entry SATA 6Gb Hot Swap SSD | 1139
7X05CTO1WW | B8J0 | ThinkSystem 3.5" 5300 960GB Mainstream SATA 6Gb Hot Swap SSD | 929
7X05CTO1WW | B8J1 | ThinkSystem 2.5" 5300 240GB Mainstream SATA 6Gb Hot Swap SSD | 409
7X05CTO1WW | B8J2 | ThinkSystem 2.5" 5300 7.68TB Entry SATA 6Gb Hot Swap SSD | 3649
7X05CTO1WW | B8J3 | ThinkSystem 3.5" 5300 7.68TB Entry SATA 6Gb Hot Swap SSD | 4119
7X05CTO1WW | B8J4 | ThinkSystem 2.5" PM1645a 1.6TB Mainstream SAS 12Gb Hot Swap SSD | 1379
7X05CTO1WW | B8J5 | ThinkSystem 2.5" 5300 1.92TB Entry SATA 6Gb Hot Swap SSD | 939
7X05CTO1WW | B8J6 | ThinkSystem 2.5" 5300 960GB Mainstream SATA 6Gb Hot Swap SSD | 729
7X05CTO1WW | B8J7 | ThinkSystem 2.5" 5300 3.84TB Mainstream SATA 6Gb Hot Swap SSD | 2179
7X05CTO1WW | B8J9 | ThinkSystem 3.5" 5300 480GB Entry SATA 6Gb Hot Swap SSD | 379
7X05CTO1WW | B8JA | ThinkSystem 2.5" PM1645a 6.4TB Mainstream SAS 12Gb Hot Swap SSD | 6049
7X05CTO1WW | B8JB | ThinkSystem 3.5" 5300 240GB Entry SATA 6Gb Hot Swap SSD | 369
7X05CTO1WW | B8JC | ThinkSystem 3.5" 5300 960GB Entry SATA 6Gb Hot Swap SSD | 629
7X05CTO1WW | B8JD | ThinkSystem 2.5" PM1645a 3.2TB Mainstream SAS 12Gb Hot Swap SSD | 2579
7X05CTO1WW | B8JE | ThinkSystem 2.5" 5300 1.92TB Mainstream SATA 6Gb Hot Swap SSD | 1279
7X05CTO1WW | B8JF | ThinkSystem 3.5" 5300 480GB Mainstream SATA 6Gb Hot Swap SSD | 529
7X05CTO1WW | B8JG | ThinkSystem 3.5" PM1645a 6.4TB Mainstream SAS 12Gb Hot Swap SSD | 6059
7X05CTO1WW | B8JH | ThinkSystem HHHL PM1735 1.6TB Mainstream NVMe PCIe4.0 x8 Flash Adapter | 1799
7X05CTO1WW | B8JK | ThinkSystem 3.5" PM1645a 3.2TB Mainstream SAS 12Gb Hot Swap SSD | 2589
7X05CTO1WW | B8JL | ThinkSystem 3.5" 5300 240GB Mainstream SATA 6Gb Hot Swap SSD | 419
7X05CTO1WW | B8JM | ThinkSystem 2.5" 5300 480GB Entry SATA 6Gb Hot Swap SSD | 309
7X05CTO1WW | B8JN | ThinkSystem 3.5" PM1645a 1.6TB Mainstream SAS 12Gb Hot Swap SSD | 1389
7X05CTO1WW | B8JP | ThinkSystem 2.5" 5300 3.84TB Entry SATA 6Gb Hot Swap SSD | 1789
7X05CTO1WW | B8PP | ThinkSystem Mellanox ConnectX-6 Dx 100GbE QSFP56 2-port PCIe Ethernet Adapter | 1019
7X05CTO1WW | B919 | ThinkSystem M.2 5300 480GB SATA 6Gbps Non-Hot Swap SSD | 369
7X05CTO1WW | B91A | ThinkSystem 2.5" PM1643a 960GB Entry SAS 12Gb Hot Swap SSD | 819
7X05CTO1WW | B91B | ThinkSystem 2.5" PM1643a 1.92TB Entry SAS 12Gb Hot Swap SSD | 1379
7X05CTO1WW | B91C | ThinkSystem 2.5" PM1643a 3.84TB Entry SAS 12Gb Hot Swap SSD | 2579
7X05CTO1WW | B91D | ThinkSystem 2.5" PM1643a 7.68TB Entry SAS 12Gb Hot Swap SSD | 5019
7X05CTO1WW | B91E | ThinkSystem 3.5" PM1643a 3.84TB Entry SAS 12Gb Hot Swap SSD | 1729
7X05CTO1WW | B93K | ThinkSystem 2.5" 5300 1.92TB Mainstream SATA 6Gb Hot Swap SSD SED | 1449
7X05CTO1WW | B93L | ThinkSystem 2.5" 5300 3.84TB Entry SATA 6Gb Hot Swap SSD SED | 1739
7X05CTO1WW | B93M | ThinkSystem 2.5" 5300 7.68TB Entry SATA 6Gb Hot Swap SSD SED | 3159
7X05CTO1WW | B96C | Intel Xeon Gold 6250 8C 185W 3.9GHz Processor | 5889
7X05CTO1WW | B96D | Intel Xeon Gold 6256 12C 205W 3.6GHz Processor | 6759
7X05CTO1WW | B96K | ThinkSystem 3.5" Kioxia CM6-V 3.2TB Mainstream NVMe PCIe4.0 x4 Hot Swap SSD | 3469
7X05CTO1WW | B96M | ThinkSystem HHHL PM1735 6.4TB Mainstream NVMe PCIe4.0 x4 Flash Adapter | 5579
7X05CTO1WW | B96P | ThinkSystem U.3 Kioxia CM6-V 6.4TB Mainstream NVMe PCIe4.0 x4 Hot Swap SSD | 6789
7X05CTO1WW | B96T | ThinkSystem U.3 Kioxia CM6-V 3.2TB Mainstream NVMe PCIe4.0 x4 Hot Swap SSD | 3459
7X05CTO1WW | B96V | ThinkSystem 3.5" Kioxia CM6-V 1.6TB Mainstream NVMe PCIe4.0 x4 Hot Swap SSD | 1919
7X05CTO1WW | B96W | ThinkSystem 3.5" Kioxia CM6-V 6.4TB Mainstream NVMe PCIe4.0 x4 Hot Swap SSD | 6799
7X05CTO1WW | B96Z | ThinkSystem U.3 Kioxia CM6-V 1.6TB Mainstream NVMe PCIe4.0 x4 Hot Swap SSD | 1919
7X05CTO1WW | B9AC | ThinkSystem 2.5" 5210 960GB Entry SATA 6Gb Hot Swap QLC SSD | 419
7X05CTO1WW | BAZL | Intel Xeon Gold 6238R 28C 165W 2.2GHz Processor | 4599
7X05CTO1WW | BAZM | Intel Xeon Gold 6240R 24C 165W 2.4GHz Processor | 3859
7X05CTO1WW | BAZN | Intel Xeon Gold 6242R 20C 205W 3.1GHz Processor | 4459
7X05CTO1WW | BAZP | Intel Xeon Gold 6246R 16C 205W 3.4GHz Processor | 5779
7X05CTO1WW | BAZQ | Intel Xeon Gold 6248R 24C 205W 3.0GHz Processor | 4739
7X05CTO1WW | BAZR | Intel Xeon Gold 6258R 28C 205W 2.7GHz Processor | 6839
7X05CTO1WW | BAZS | Intel Xeon Gold 5218R 20C 125W 2.1GHz Processor | 2259
7X05CTO1WW | BAZT | Intel Xeon Silver 4210T 10C 95W 2.3GHz Processor | 999
7X05CTO1WW | BAZU | Intel Xeon Silver 4215R 8C 130W 3.2GHz Processor | 1429
7X05CTO1WW | BAZV | Intel Xeon Gold 6208U 16C 150W 2.9GHz Processor | 1779
7X05CTO1WW | BAZW | Intel Xeon Gold 6226R 16C 150W 2.9GHz Processor | 2289
7X05CTO1WW | BAZX | Intel Xeon Gold 6230R 26C 150W 2.1GHz Processor | 3349
7X05CTO1WW | BB0P | Intel Transparent Supply Chain. Lenovo has paired our industry leading supply chain with Intel's innovative Transparent Supply Chain program to add a layer of protection to your data center and bring peace of mind that the server hardware you bring into ... | 0
7X05CTO1WW | BB2E | ThinkSystem NVIDIA Tesla V100S 32GB PCIe Passive GPU | 26079
7X05CTO1WW | BBZG | VMware ESXi 7.0 (Factory Installed) | 2
7X05CTO1WW | BC4R | ThinkSystem 2.5" PM1643a 15.36TB Entry SAS 12Gb Hot Swap SSD | 10029
7X05CTO1WW | BC4Z | ThinkSystem U.2 PM1733 3.84TB Entry NVMe PCIe 4.0 x4 Hot Swap SSD | 3369
7X05CTO1WW | BCD6 | ThinkSystem Intel E810-DA2 10/25GbE SFP28 2-Port PCIe Ethernet Adapter | 519
7X05CTO1WW | BCFH | ThinkSystem 3.5" 18TB 7.2K SATA 6Gb Hot Swap 512e HDD | 1589
7X05CTO1WW | BCFJ | ThinkSystem 3.5" Intel P5600 3.2TB Mainstream NVMe PCIe 4.0 x4 Hot Swap SSD | 3829
7X05CTO1WW | BCFM | ThinkSystem 3.5" Intel P5600 1.6TB Mainstream NVMe PCIe 4.0 x4 Hot Swap SSD | 1929
7X05CTO1WW | BCFP | ThinkSystem 3.5" 18TB 7.2K SAS 12Gb Hot Swap 512e HDD | 1609
7X05CTO1WW | BCFQ | ThinkSystem 3.5" Intel P5600 6.4TB Mainstream NVMe PCIe 4.0 x4 Hot Swap SSD | 7649
7X05CTO1WW | BCFR | ThinkSystem U.2 Intel P5600 3.2TB Mainstream NVMe PCIe 4.0 x4 Hot Swap SSD | 3829
7X05CTO1WW | BCFS | ThinkSystem U.2 Intel P5600 6.4TB Mainstream NVMe PCIe 4.0 x4 Hot Swap SSD | 7639
7X05CTO1WW | BCFT | ThinkSystem U.2 Intel P5500 1.92TB Entry NVMe PCIe 4.0 x4 Hot Swap SSD | 1479
7X05CTO1WW | BCFU | ThinkSystem U.2 Intel P5500 7.68TB Entry NVMe PCIe 4.0 x4 Hot Swap SSD | 5359
7X05CTO1WW | BCFV | ThinkSystem U.2 Intel P5600 1.6TB Mainstream NVMe PCIe 4.0 x4 Hot Swap SSD | 1919
7X05CTO1WW | BCFW | ThinkSystem U.2 Intel P5500 3.84TB Entry NVMe PCIe 4.0 x4 Hot Swap SSD | 2689
7X05CTO1WW | BCGJ | ThinkSystem HHHL Kioxia CM5-V 1.6TB Mainstream NVMe PCIe3.0 x4 Flash Adapter | 2279
7X05CTO1WW | BCGK | ThinkSystem HHHL Kioxia CM5-V 3.2TB Mainstream NVMe PCIe3.0 x4 Flash Adapter | 4129
7X05CTO1WW | BCGL | ThinkSystem HHHL Kioxia CM5-V 6.4TB Mainstream NVMe PCIe3.0 x4 Flash Adapter | 7879
7X05CTO1WW | BCTC | ThinkSystem 2.5" Multi Vendor 240GB Entry SATA 6Gb Hot Swap SSD | 219
7X05CTO1WW | BCTD | ThinkSystem 2.5" Multi Vendor 480GB Entry SATA 6Gb Hot Swap SSD | 219
7X05CTO1WW | BCTE | ThinkSystem 2.5" Multi Vendor 960GB Entry SATA 6Gb Hot Swap SSD | 659
7X05CTO1WW | BCTF | ThinkSystem 2.5" Multi Vendor 1.92TB Entry SATA 6Gb Hot Swap SSD | 1289
7X05CTO1WW | BCTG | ThinkSystem 2.5" Multi Vendor 3.84TB Entry SATA 6Gb Hot Swap SSD | 1259
7X05CTO1WW | BCTH | ThinkSystem 3.5" Multi Vendor 240GB Entry SATA 6Gb Hot Swap SSD | 229
7X05CTO1WW | BCTJ | ThinkSystem 3.5" Multi Vendor 480GB Entry SATA 6Gb Hot Swap SSD | 219
7X05CTO1WW | BCTK | ThinkSystem 3.5" Multi Vendor 960GB Entry SATA 6Gb Hot Swap SSD | 669
7X05CTO1WW | BCTL | ThinkSystem 3.5" Multi Vendor 1.92TB Entry SATA 6Gb Hot Swap SSD | 1289
7X05CTO1WW | BCTM | ThinkSystem 3.5" Multi Vendor 3.84TB Entry SATA 6Gb Hot Swap SSD | 1269
7X05CTO1WW | BD49 | ThinkSystem Broadcom 57454 10/25GbE SFP28 4-port PCIe Ethernet Adapter V2 | 549
7X05CTO1WW | BE03 | ThinkSystem U.3 Kioxia CM6-V 800GB Mainstream NVMe PCIe 4.0 x4 Hot Swap SSD | 1439
7X05CTO1WW | BE04 | ThinkSystem 3.5" Kioxia CM6-V 800GB Mainstream NVMe PCIe 4.0 x4 Hot Swap SSD | 1449
7X05CTO1WW | BE29 | ThinkSystem 2.5" 5300 960GB Entry SATA 6Gb Hot Swap SSD SED | 579
7X05CTO1WW | BE2A | ThinkSystem U.2 PM1733 3.84TB Entry NVMe PCIe 4.0 x4 Hot Swap SSD SED | 2979
7X05CTO1WW | BE2B | ThinkSystem U.2 PM1733 7.68TB Entry NVMe PCIe 4.0 x4 Hot Swap SSD SED | 5579
7X05CTO1WW | BE2C | ThinkSystem U.3 Kioxia CM6-R 3.84TB Entry NVMe PCIe 4.0 x4 Hot Swap SSD SED | 3419
7X05CTO1WW | BE2D | ThinkSystem U.3 Kioxia CM6-R 7.68TB Entry NVMe PCIe 4.0 x4 Hot Swap SSD SED | 6669
7X05CTO1WW | BE2E | ThinkSystem U.2 PM1733 7.68TB Entry NVMe PCIe 4.0 x4 Hot Swap SSD | 5579
7X05CTO1WW | BE2F | ThinkSystem U.2 PM1733 15.36TB Entry NVMe PCIe 4.0 x4 Hot Swap SSD | 10969
7X05CTO1WW | BE2G | ThinkSystem U.3 Kioxia CM6-R 3.84TB Entry NVMe PCIe 4.0 x4 Hot Swap SSD | 3379
7X05CTO1WW | BE2H | ThinkSystem U.3 Kioxia CM6-R 7.68TB Entry NVMe PCIe 4.0 x4 Hot Swap SSD | 6639
7X05CTO1WW | BE4U | ThinkSystem Mellanox ConnectX-6 Lx 10/25GbE SFP28 2-Port PCIe Ethernet Adapter | 409
7X05CTO1WW | BE5E | VMware ESXi 7.0 U1 (Factory Installed) | 0
7X05CTO1WW | BEAP | ThinkSystem Mellanox ConnectX-5 EN 10/25GbE SFP28 2-port PCIe Ethernet Adapter | 629
7X05CTO1WW | BEL5 | ThinkSystem NVIDIA A100 40GB PCIe Gen4 Passive GPU | 35939
7X05CTO1WW | BEMB | ThinkSystem 2.5" 5300 3.84TB Mainstream SATA 6Gb Hot Swap SSD SED | 3149
7X05CTO1WW | BEVK | ThinkSystem 3.5" PM1643a 7.68TB Entry SAS 12Gb Hot Swap SSD | 5589
7X05CTO1WW | BF6W | Lenovo 1m Passive 200G QSFP56 Ethernet DAC Cable | 339
7X05CTO1WW | BF92 | Lenovo 3m Passive 200G QSFP56 Ethernet DAC Cable | 549
7X05CTO1WW | BF9Y | ThinkSystem 2U 2FH Riser Bracket | 29
7X05CTO1WW | BFH1 | Lenovo 100Gb SR4 QSFP28 Ethernet Transceiver | 689
7X05CTO1WW | BFT0 | ThinkSystem NVIDIA Quadro RTX A6000 48GB PCIe Active GPU | 13029
7X05CTO1WW | BFTZ | ThinkSystem NVIDIA A10 24GB PCIe Gen4 Passive GPU | 8489
7X05CTO1WW | BFY5 | ThinkSystem RAID 530-16i PCIe 12Gb Adapter | 579
7X05CTO1WW | BFYB | Operating mode selection for: "Maximum Performance Mode" | 0
7X05CTO1WW | BFYC | Operating mode selection for: "Minimal Power Mode" | 0
7X05CTO1WW | BFYD | Operating mode selection for: "Efficiency Favoring Power Savings Mode" | 0
7X05CTO1WW | BFYE | Operating mode selection for: "Efficiency - Favoring Performance Mode" | 0
7X05CTO1WW | BFZZ | ThinkSystem 2.5" Nytro 3732 800GB Performance SAS 12Gb Hot Swap SSD SED | 1669
7X05CTO1WW | BG00 | ThinkSystem 3.5" Nytro 3732 3.2TB Performance SAS 12Gb Hot Swap SSD | 6219
7X05CTO1WW | BG01 | ThinkSystem 3.5" Nytro 3732 1.6TB Performance SAS 12Gb Hot Swap SSD | 3239
7X05CTO1WW | BG02 | ThinkSystem 3.5" Nytro 3732 800GB Performance SAS 12Gb Hot Swap SSD | 1669
7X05CTO1WW | BG03 | ThinkSystem 3.5" Nytro 3732 400GB Performance SAS 12Gb Hot Swap SSD | 1029
7X05CTO1WW | BG04 | ThinkSystem 2.5" Nytro 3732 3.2TB Performance SAS 12Gb Hot Swap SSD | 6259
7X05CTO1WW | BG05 | ThinkSystem 2.5" Nytro 3732 1.6TB Performance SAS 12Gb Hot Swap SSD | 3259
7X05CTO1WW | BG06 | ThinkSystem 2.5" Nytro 3732 800GB Performance SAS 12Gb Hot Swap SSD | 1669
7X05CTO1WW | BG07 | ThinkSystem 2.5" Nytro 3732 400GB Performance SAS 12Gb Hot Swap SSD | 1029
7X05CTO1WW | BHE2 | ThinkSystem Solarflare X2522-Plus 10/25GbE SFP28 2-Port PCIe Ethernet Adapter | 3489
7X05CTO1WW | BHSR | VMware ESXi 7.0 U2 (Factory Installed) | 0
7X05CTO1WW | BHSS | MI for PXE with RJ45 Network port | 0
7X05CTO1WW | BJ6B | SR650 P10 GPU Air Duct | 15
7X06CTO1WW | 747 | UID Asset Tag Label | 20
7X06CTO1WW | 2302 | RAID Configuration | 149
7X06CTO1WW | 2306 | Integration >1U Component | 125
7X06CTO1WW | 2321 | Custom MFG SVCS Fee - Small Increment | 3
7X06CTO1WW | 2400 | Primary Array 12 HDDs | 0
7X06CTO1WW | 2401 | Primary Array 13 HDDs | 0
7X06CTO1WW | 2402 | Primary Array 14 HDDs | 0
7X06CTO1WW | 2403 | Primary Array 15 HDDs | 0
7X06CTO1WW | 2404 | Primary Array 16 HDDs | 0
7X06CTO1WW | 2405 | Secondary Array 9 HDDs | 0
7X06CTO1WW | 2406 | Secondary Array 10 HDDs | 0
7X06CTO1WW | 2407 | Secondary Array 11 HDDs | 0
7X06CTO1WW | 2408 | Secondary Array 12 HDDs | 0
7X06CTO1WW | 2409 | Secondary Array 13 HDDs | 0
7X06CTO1WW | 2410 | Secondary Array 14 HDDs | 0
7X06CTO1WW | 2411 | Tertiary Array 2 HDDs | 0
7X06CTO1WW | 2412 | Tertiary Array 3 HDDs | 0
7X06CTO1WW | 2413 | Tertiary Array 4 HDDs | 0
7X06CTO1WW | 2414 | Tertiary Array 5 HDDs | 0
7X06CTO1WW | 2415 | Tertiary Array 6 HDDs | 0
7X06CTO1WW | 2416 | Tertiary Array 7 HDDs | 0
7X06CTO1WW | 2417 | Tertiary Array 8 HDDs | 0
7X06CTO1WW | 3271 | No RAID - Secondary Array set up by customer | 0
7X06CTO1WW | 3272 | No RAID - Tertiary Array set up by customer | 0
7X06CTO1WW | 3797 | 1.5m Green Cat5e Cable | 17
7X06CTO1WW | 3798 | 3m Green Cat5e Cable | 19
7X06CTO1WW | 3799 | 10m Green Cat5e Cable | 29
7X06CTO1WW | 3800 | 25m Green Cat5e Cable | 69
7X06CTO1WW | 3802 | 1.5m Blue Cat5e Cable | 14
7X06CTO1WW | 3803 | 3m Blue Cat5e Cable | 25
7X06CTO1WW | 3804 | 10m Blue Cat5e Cable | 34
7X06CTO1WW | 3805 | 25m Blue Cat5e Cable | 69
7X06CTO1WW | 5053 | SFP+ SR Transceiver | 699
7X06CTO1WW | 5340 | Serial Conversion Option (SCO) | 249
7X06CTO1WW | 5341 | Virtual Media Conversion Option Gen2 (VCO2) | 129
7X06CTO1WW | 5977 | Select Storage devices - no configured RAID required | 0
7X06CTO1WW | 5978 | Select Storage devices - configured RAID | 0
7X06CTO1WW | 6139 | SF Instruction | 0
7X06CTO1WW | 6201 | 1.5m, 10A/100-250V, C13 to IEC 320-C14 Rack Power Cable | 19
7X06CTO1WW | 6204 | 2.8m, 10A/100-250V, C13 to IEC 320-C20 Rack Power Cable | 19
7X06CTO1WW | 6263 | 4.3m, 10A/100-250V, C13 to IEC 320-C14 Rack Power Cable | 19
7X06CTO1WW | 6311 | 2.8m, 10A/100-250V, C13 to IEC 320-C14 Rack Power Cable | 9
7X06CTO1WW | 6313 | 2.8m, 10A/120V, C13 to NEMA 5-15P (US) Line Cord | 19
7X06CTO1WW | 6370 | 4.3m, 10A/125V, C13 to NEMA 5-15P (US) Line Cord | 10
7X06CTO1WW | 6373 | 4.3m, 10A/250V, C13 to NEMA 6-15P (US) Line Cord | 15
7X06CTO1WW | 6400 | 2.8m, 13A/100-250V, C13 to C14 Jumper Cord | 9
7X06CTO1WW | 6401 | 2.8m, 13A/120V, C13 to NEMA 5-15P (US) Line Cord | 29
7X06CTO1WW | 6570 | 2.0m, 13A/100-250V, C13 to C14 Jumper Cord | 19
7X06CTO1WW | 6583 | 4.3m, 13A/100-250V, C13 to C14 Rack Power Cable | 19
7X06CTO1WW | 7008 | Primary Array 2 HDDs | 0
7X06CTO1WW | 7009 | Primary Array 3 HDDs | 0
7X06CTO1WW | 7010 | Primary Array 4 HDDs | 0
7X06CTO1WW | 7011 | Primary Array 5 HDDs | 0
7X06CTO1WW | 7012 | Primary Array 6 HDDs | 0
7X06CTO1WW | 7013 | Primary Array 7 HDDs | 0
7X06CTO1WW | 7014 | Primary Array 8 HDDs | 0
7X06CTO1WW | 7015 | Secondary Array 2 HDDs | 0
7X06CTO1WW | 7016 | Secondary Array 3 HDDs | 0
7X06CTO1WW | 7017 | Secondary Array 4 HDDs | 0
7X06CTO1WW | 7057 | Secondary Array 5 HDDs | 0
7X06CTO1WW | 7058 | Secondary Array 6 HDDs | 0
7X06CTO1WW | 7059 | Secondary Array 7 HDDs | 0
7X06CTO1WW | 7060 | Secondary Array 8 HDDs | 0
7X06CTO1WW | 7664 | Primary Array 9 HDDs | 0
7X06CTO1WW | 7831 | Customer Solution Center Services | 0
7X06CTO1WW | 7929 | e1350 Special Bid Solution Component | 0
7X06CTO1WW | 8034 | LeSI Solution Component | 0
7X06CTO1WW | 8067 | TAA Compliant Order | 0
7X06CTO1WW | 8072 | General Racking Solution | 0
7X06CTO1WW | 8086 | No Publications Selected | 0
7X06CTO1WW | 8971 | Integrate in manufacturing | 0
7X06CTO1WW | 8972 | Ship Uninstalled (Safety) | 0
7X06CTO1WW | 9013 | Hot Spare | 0
7X06CTO1WW | 9016 | Memory Sparing | 0
7X06CTO1WW | 9017 | Enable Memory Mirroring | 0
7X06CTO1WW | 9714 | Primary Array 10 HDDs | 0
7X06CTO1WW | 9715 | Primary Array 11 HDDs | 0
7X06CTO1WW | A0SB | Primary Array 17 HDDs | 0
7X06CTO1WW | A0SC | Primary Array 18 HDDs | 0
7X06CTO1WW | A0SD | Primary Array 19 HDDs | 0
7X06CTO1WW | A0SE | Primary Array 20 HDDs | 0
7X06CTO1WW | A0SF | Primary Array 21 HDDs | 0
7X06CTO1WW | A0SG | Primary Array 22 HDDs | 0
7X06CTO1WW | A0SH | Primary Array 23 HDDs | 0
7X06CTO1WW | A0SJ | Primary Array 24 HDDs | 0
7X06CTO1WW | A0ST | Secondary Array 15 HDDs | 0
7X06CTO1WW | A0SU | Secondary Array 16 HDDs | 0
7X06CTO1WW | A0SV | Secondary Array 17 HDDs | 0
7X06CTO1WW | A0SW | Secondary Array 18 HDDs | 0
7X06CTO1WW | A0SX | Secondary Array 19 HDDs | 0
7X06CTO1WW | A0SY | Secondary Array 20 HDDs | 0
7X06CTO1WW | A0SZ | Secondary Array 21 HDDs | 0
7X06CTO1WW | A0T0 | Secondary Array 22 HDDs | 0
7X06CTO1WW | A0T1 | Secondary Array 23 HDDs | 0
7X06CTO1WW | A0T2 | Secondary Array 24 HDDs | 0
7X06CTO1WW | A102 | Advanced Grouping | 0
7X06CTO1WW | A103 | System x Cluster Upgrade | 0
7X06CTO1WW | A193 | Integrated Solutions | 0
7X06CTO1WW | A1DQ | 3m QSFP+ to QSFP+ Cable | 329
7X06CTO1WW | A1MT | 10m Green Cat6 Cable | 49
7X06CTO1WW | A1MW | 25m Green Cat6 Cable | 105
7X06CTO1WW | A1NN | High Performance Analytics Appliance | 0
7X06CTO1WW | A1PH | 1m Passive DAC SFP+ Cable | 69
7X06CTO1WW | A1PJ | 3m Passive DAC SFP+ Cable | 89
7X06CTO1WW | A1PK | 5m Passive DAC SFP+ Cable | 159
7X06CTO1WW | A1RF | 2.8m, 10A/250V, C13 to NEMA 6-15P Line Cord | 15
7X06CTO1WW | A2K6 | Primary Array - RAID 0 | 0
7X06CTO1WW | A2K7 | Primary Array - RAID 1 | 0
7X06CTO1WW | A2K9 | Primary Array - RAID 5 | 0
7X06CTO1WW | A2KA | Primary Array - RAID 6 | 0
7X06CTO1WW | A2KB | Primary Array - RAID 10 | 0
7X06CTO1WW | A2KF | Secondary Array - RAID 0 | 0
7X06CTO1WW | A2KG | Secondary Array - RAID 1 | 0
7X06CTO1WW | A2KJ | Secondary Array - RAID 5 | 0
7X06CTO1WW | A2KK | Secondary Array - RAID 6 | 0
7X06CTO1WW | A2KL | Secondary Array - RAID 10 | 0
7X06CTO1WW | A2KQ | Tertiary Array - RAID 0 | 0
7X06CTO1WW | A2KR | Tertiary Array - RAID 1 | 0
7X06CTO1WW | A2KT | Tertiary Array - RAID 5 | 0
7X06CTO1WW | A2KU | Tertiary Array - RAID 6 | 0
7X06CTO1WW | A2KV | Tertiary Array - RAID 10 | 0
7X06CTO1WW | A3BB | GNRx Solution | 0
7X06CTO1WW | A3RG | 0.5m Passive DAC SFP+ Cable | 79
7X06CTO1WW | A3RH | 7m Passive DAC SFP+ Cable | 179
7X06CTO1WW | A3SW | 1.2m, 16A/100-250V, 2 Short C13s to Short C20 Rack Power Cable | 55
7X06CTO1WW | A3SX | 2.5m, 16A/100-250V, 2 Long C13s to Short C20 Rack Power Cable | 75
7X06CTO1WW | A3SY | 2.8m, 16A/100-250V, 2 Short C13s to Long C20 Rack Power Cable | 79
7X06CTO1WW | A3SZ | 4.1m, 16A/100-250V, 2 Long C13s to Long C20 Rack Power Cable | 85
7X06CTO1WW | A4EY | No x Network Adapter | 0
7X06CTO1WW | A4VP | 1.0m, 10A/100-250V, C13 to IEC 320-C14 Rack Power Cable | 19
7X06CTO1WW | A51N | 1.5m Passive DAC SFP+ Cable | 89
7X06CTO1WW | A51P | 2m Passive DAC SFP+ Cable | 89
7X06CTO1WW | A5DL | SFP 1000Base-T (RJ-45) Transceiver | 89
7X06CTO1WW | A5U1 | SKLM for System x w/SEDs - FoD per Install w/1Yr S&S | 199
7X06CTO1WW | ARZA | 0.5m Mellanox QSFP Passive DAC Cable | 139
7X06CTO1WW | ARZB | 0.75m Mellanox QSFP Passive DAC Cable | 149
7X06CTO1WW | ARZC | 1m Mellanox QSFP Passive DAC Cable | 159
7X06CTO1WW | ARZD | 1.25m Mellanox QSFP Passive DAC Cable | 169
7X06CTO1WW | ARZE | 1.5m Mellanox QSFP Passive DAC Cable | 169
7X06CTO1WW | ARZF | 3m Mellanox QSFP Passive DAC Cable | 189
7X06CTO1WW | AS6C | SKLM for System x w/SEDs - FoD per Install w/3Yr S&S | 299
7X06CTO1WW | ASQT | 0.5m Mellanox EDR IB Passive Copper QSFP28 Cable | 229
7X06CTO1WW | ASQU | 0.75m Mellanox EDR IB Passive Copper QSFP28 Cable | 249
7X06CTO1WW | ASQV | 1m Mellanox EDR IB Passive Copper QSFP28 Cable | 249
7X06CTO1WW | ASQW | 1.25m Mellanox EDR IB Passive Copper QSFP28 Cable | 289
7X06CTO1WW | ASQX | 1.5m Mellanox EDR IB Passive Copper QSFP28 Cable | 289
7X06CTO1WW | ASQY | 2m Mellanox EDR IB Passive Copper QSFP28 Cable | 289
7X06CTO1WW | ASQZ | 5m Mellanox EDR IB Optical QSFP28 Cable | 1359
7X06CTO1WW | ASR0 | 10m Mellanox EDR IB Optical QSFP28 Cable | 1419
7X06CTO1WW | ASR1 | 15m Mellanox EDR IB Optical QSFP28 Cable | 1509
7X06CTO1WW | ASR2 | 20m Mellanox EDR IB Optical QSFP28 Cable | 1569
7X06CTO1WW | ASR3 | 30m Mellanox EDR IB Optical QSFP28 Cable | 1789
7X06CTO1WW | ASR5 | Lenovo 0.5m LC-LC OM3 MMF Cable | 24
7X06CTO1WW | ASR6 | Lenovo 1m LC-LC OM3 MMF Cable | 24
7X06CTO1WW | ASR7 | Lenovo 3m LC-LC OM3 MMF Cable | 24
7X06CTO1WW | ASR8 | Lenovo 5m LC-LC OM3 MMF Cable | 29
7X06CTO1WW | ASR9 | Lenovo 10m LC-LC OM3 MMF Cable | 39
7X06CTO1WW | ASRA | Lenovo 15m LC-LC OM3 MMF Cable | 45
7X06CTO1WW | ASRB | Lenovo 25m LC-LC OM3 MMF Cable | 54
7X06CTO1WW | ASRM | 3m Mellanox EDR IB Passive Copper QSFP28 Cable | 319
7X06CTO1WW | ASRN | 3m Mellanox EDR IB Optical QSFP28 Cable | 1359
7X06CTO1WW | ASRP | 50m Mellanox EDR IB Optical QSFP28 Cable | 2329
7X06CTO1WW | AT2R | Lenovo 1m Active DAC SFP+ Cables | 129
7X06CTO1WW | AT2S | Lenovo 3m Active DAC SFP+ Cables | 139
7X06CTO1WW | AT2T | Lenovo 5m Active DAC SFP+ Cables | 159
7X06CTO1WW | AT7S | Emulex VFA5.2 2x10 GbE SFP+ PCIe Adapter | 449
7X06CTO1WW | AT7T | Emulex VFA5.2 2x10 GbE SFP+ Adapter and FCoE/iSCSI SW | 1319
7X06CTO1WW | ATPX | Intel X550-T2 Dual Port 10GBase-T Adapter | 599
7X06CTO1WW | ATRH | Intel X710-DA2 ML2 2x10GbE SFP+ Adapter | 499
7X06CTO1WW | ATRN | Mellanox ConnectX-4 Lx 1x40GbE QSFP+ Adapter | 709
7X06CTO1WW | ATRP | Mellanox ConnectX-4 2x100GbE/EDR IB QSFP28 VPI Adapter | 2059
7X06CTO1WW | ATYX | Lenovo 1m SFP+ to SFP+ Active Optical Cable | 104
7X06CTO1WW | ATYY | Lenovo 3m SFP+ to SFP+ Active Optical Cable | 99
7X06CTO1WW | ATYZ | Lenovo 5m SFP+ to SFP+ Active Optical Cable | 114
7X06CTO1WW | ATZ0 | Lenovo 7m SFP+ to SFP+ Active Optical Cable | 129
7X06CTO1WW | ATZ1 | Lenovo 15m SFP+ to SFP+ Active Optical Cable | 169
7X06CTO1WW | ATZ2 | Lenovo 20m SFP+ to SFP+ Active Optical Cable | 169
7X06CTO1WW | ATZB | QLogic 16Gb Enhanced Gen5 FC Single-port HBA | 979
7X06CTO1WW | ATZC | QLogic 16Gb Enhanced Gen5 FC Dual-port HBA | 1339
7X06CTO1WW | ATZR | Mellanox ConnectX-4 Lx 10/25GbE SFP28 1-port ML2 Adapter | 479
7X06CTO1WW | ATZU | Emulex 16Gb Gen6 FC Single-port HBA | 949
7X06CTO1WW | ATZV | Emulex 16Gb Gen6 FC Dual-port HBA | 1309
7X06CTO1WW | AU0A | Intel OPA 100 Series Single-port PCIe 3.0 x8 HFA | 599
7X06CTO1WW | AU0B | Intel OPA 100 Series Single-port PCIe 3.0 x16 HFA | 1069
7X06CTO1WW | AU0E | 0.5m Intel OPA 100 Series Passive Copper QSFP28 Cable | 79
7X06CTO1WW | AU0F | 0.75m Intel OPA Passive Copper QSFP28 Cable | 139
7X06CTO1WW | AU0G | 1m Intel OPA 100 Series Passive Copper QSFP28 Cable | 99
7X06CTO1WW | AU0H | 1.25m Intel OPA 100 Series Passive Copper QSFP28 Cable | 159
7X06CTO1WW | AU0J | 1.5m Intel OPA 100 Series Passive Copper QSFP28 Cable | 109
7X06CTO1WW | AU0K | 2m Intel OPA 100 Series Passive Copper QSFP28 Cable | 129
7X06CTO1WW | AU0M | 5m Intel OPA 100 Series Active Optical QSFP28 Cable | 899
7X06CTO1WW | AU0P | 15m Intel OPA 100 Series Active Optical QSFP28 Cable | 949
7X06CTO1WW | AU7Z | Emulex VFA5.2 ML2 2x10 GbE SFP+ Adapter and FCoE/iSCSI SW | 399
7X06CTO1WW | AUAJ | Mellanox ConnectX-4 Lx 10/25GbE SFP28 2-port PCIe Ethernet Adapter | 499
7X06CTO1WW | AUCT | Tertiary Array 9 HDDs | 0
7X06CTO1WW | AUCU | Tertiary Array 10 HDDs | 0
7X06CTO1WW | AUCV | Tertiary Array 11 HDDs | 0
7X06CTO1WW | AUCW | Tertiary Array 12 HDDs | 0
7X06CTO1WW | AUCX | Tertiary Array 13 HDDs | 0
7X06CTO1WW | AUCY | Tertiary Array 14 HDDs | 0
7X06CTO1WW | AUCZ | Tertiary Array 15 HDDs | 0
7X06CTO1WW | AUD0 | Tertiary Array 16 HDDs | 0
7X06CTO1WW | AUD1 | Tertiary Array 17 HDDs | 0
7X06CTO1WW | AUD2 | Tertiary Array 18 HDDs | 0
7X06CTO1WW | AUD3 | Tertiary Array 19 HDDs | 0
7X06CTO1WW | AUD4 | Tertiary Array 20 HDDs | 0
7X06CTO1WW | AUK7 | TPM 2.0 and Secure Boot | 0
7X06CTO1WW | AUKG | ThinkSystem 1Gb 2-port RJ45 LOM | 79
7X06CTO1WW | AUKH | ThinkSystem 1Gb 4-port RJ45 LOM | 99
7X06CTO1WW | AUKJ | ThinkSystem 10Gb 2-port SFP+ LOM | 169
7X06CTO1WW | AUKK | ThinkSystem 10Gb 4-port SFP+ LOM | 209
7X06CTO1WW | AUKL | ThinkSystem 10Gb 2-port Base-T LOM | 259
7X06CTO1WW | AUKM | ThinkSystem 10Gb 4-port Base-T LOM | 439
7X06CTO1WW | AUKN | ThinkSystem Emulex OCe14104B-NX PCIe 10Gb 4-Port SFP+ Ethernet Adapter | 539
7X06CTO1WW | AUKP | ThinkSystem Broadcom 57416 10GBASE-T 2-Port PCIe Ethernet Adapter | 479
7X06CTO1WW | AUKQ | ThinkSystem Broadcom NX-E ML2 10Gb 2-Port Base-T Ethernet Adapter | 529
7X06CTO1WW | AUKR | ThinkSystem Mellanox ConnectX-3 Pro ML2 FDR 2-Port QSFP VPI Adapter | 1069
7X06CTO1WW | AUKS | ThinkSystem Broadcom 57412 25GbE SFP28 1-Port PCIe Ethernet Adapter | 489
7X06CTO1WW | AUKU | ThinkSystem Mellanox ConnectX-4 Lx 10/25GbE SFP28 2-Port ML2 Ethernet Adapter | 519
7X06CTO1WW | AUKW | ThinkSystem Intel I350-T4 ML2 1Gb 4-Port RJ45 Ethernet Adapter | 169
7X06CTO1WW | AUKX | ThinkSystem Intel X710-DA2 PCIe 10Gb 2-Port SFP+ Ethernet Adapter | 459
7X06CTO1WW | AULV | ThinkSystem 2.5" 300GB 15K SAS 12Gb Hot Swap 512n HDD | 339
7X06CTO1WW | AULW | ThinkSystem 2.5" 600GB 15K SAS 12Gb Hot Swap 512n HDD | 469
7X06CTO1WW | AULX | ThinkSystem 2.5" 900GB 15K SAS 12Gb Hot Swap 512e HDD | 639
7X06CTO1WW | AULY | ThinkSystem 2.5" 300GB 10K SAS 12Gb Hot Swap 512n HDD | 289
7X06CTO1WW | AULZ | ThinkSystem 2.5" 600GB 10K SAS 12Gb Hot Swap 512n HDD | 319
7X06CTO1WW | AUM0 | ThinkSystem 2.5" 900GB 10K SAS 12Gb Hot Swap 512n HDD | 389
7X06CTO1WW | AUM1 | ThinkSystem 2.5" 1.2TB 10K SAS 12Gb Hot Swap 512n HDD | 389
7X06CTO1WW | AUM2 | ThinkSystem 2.5" 1.8TB 10K SAS 12Gb Hot Swap 512e HDD | 589
7X06CTO1WW | AUM4 | ThinkSystem 2.5" 300GB 10K SAS 12Gb Hot Swap 512n HDD SED | 339
7X06CTO1WW | AUM5 | ThinkSystem 2.5" 600GB 10K SAS 12Gb Hot Swap 512n HDD SED | 635
7X06CTO1WW | AUM6 | ThinkSystem 2.5" 1TB 7.2K SAS 12Gb Hot Swap 512n HDD | 469
7X06CTO1WW | AUM7 | ThinkSystem 2.5" 2TB 7.2K SAS 12Gb Hot Swap 512n HDD | 839
7X06CTO1WW | AUMJ | ThinkSystem U.2 Intel Optane P4800X 375GB Performance NVMe PCIe 3.0 x4 Hot Swap SSD | 3589
7X06CTO1WW | AUMU | ThinkSystem M.2 Enablement Kit | 39
7X06CTO1WW | AUMV | ThinkSystem M.2 with Mirroring Enablement Kit | 149
7X06CTO1WW | AUNB | ThinkSystem 16GB TruDDR4 2666 MHz (1Rx4 1.2V) RDIMM | 289
7X06CTO1WW | AUNC | ThinkSystem 16GB TruDDR4 2666 MHz (2Rx8 1.2V) RDIMM | 319
7X06CTO1WW | AUND | ThinkSystem 32GB TruDDR4 2666 MHz (2Rx4 1.2V) RDIMM | 609
7X06CTO1WW | AUNE | ThinkSystem 64GB TruDDR4 2666 MHz (4Rx4 1.2V) LRDIMM | 1259
7X06CTO1WW | AUNF | ThinkSystem 128GB TruDDR4 2666 MHz (8Rx4 1.2V) 3DS RDIMM | 4449
7X06CTO1WW | AUNG | ThinkSystem RAID 530-8i PCIe 12Gb Adapter | 299
7X06CTO1WW | AUNJ | ThinkSystem RAID 930-8i 2GB Flash PCIe 12Gb Adapter | 1009
7X06CTO1WW | AUNK | ThinkSystem RAID 930-16i 4GB Flash PCIe 12Gb Adapter | 1529
7X06CTO1WW | AUNL | ThinkSystem 430-8i SAS/SATA 12Gb HBA | 299
7X06CTO1WW | AUNM | ThinkSystem 430-16i SAS/SATA 12Gb HBA | 589
7X06CTO1WW | AUNN | ThinkSystem 430-16e SAS/SATA 12Gb HBA | 609
7X06CTO1WW | AUNP | FBU345 SuperCap | 135
7X06CTO1WW | AUNQ | ThinkSystem RAID 930-8e 4GB Flash PCIe 12Gb Adapter | 1689
7X06CTO1WW | AUNR | ThinkSystem 430-8e SAS/SATA 12Gb HBA | 299
7X06CTO1WW | AUNS | ThinkSystem QLogic QLE2740 PCIe 32Gb 1-Port SFP+ Fibre Channel Adapter | 1739
7X06CTO1WW | AUNU | ThinkSystem QLogic QLE2742 PCIe 32Gb 2-Port SFP+ Fibre Channel Adapter | 2609
7X06CTO1WW | AUPW | ThinkSystem XClarity Controller Standard to Enterprise Upgrade | 100
7X06CTO1WW | AUQB | Lenovo ThinkSystem Mainstream MB - 2U | 1600
7X06CTO1WW | AUR3 | ThinkSystem SR550/SR650 x16/x8 PCIe FH Riser 1 Kit | 49
7X06CTO1WW | AUR4 | ThinkSystem 2U x8/x8/x8 PCIE FH Riser 1 | 45
7X06CTO1WW | AUR5 | ThinkSystem 2U/Twr 2.5" AnyBay 8-Bay Backplane | 499
7X06CTO1WW | AUR6 | ThinkSystem 2U 3.5" SATA/SAS 8-Bay Backplane | 175
7X06CTO1WW | AUR7 | ThinkSystem 2U x8/X8/x8ML2 PCIE FH Riser 1 | 69
7X06CTO1WW | AUR8 | ThinkSystem 2U 3.5" AnyBay 12-Bay Backplane | 315
7X06CTO1WW | AUR9 | ThinkSystem 2U 3.5" SATA/SAS 12-Bay Backplane | 219
7X06CTO1WW | AURA | ThinkSystem 2U/Twr 2.5" SATA/SAS 8-Bay Backplane | 229
7X06CTO1WW | AURB | ThinkSystem 2U x8 x16ML2 PCIE FH Riser 1 | 95
7X06CTO1WW | AURC | ThinkSystem SR550/SR590/SR650 x16/x8(or x16) PCIe FH Riser 2 Kit | 59
7X06CTO1WW | AURD | ThinkSystem 2U left EIA Latch Standard | 15
7X06CTO1WW | AURH | ThinkSystem Right EIA Latch Standard | 15
7X06CTO1WW | AURM | ThinkSystem SR550/SR650/SR590 Right EIA Latch with FIO | 75
7X06CTO1WW | AURP | Lenovo ThinkSystem 2U 2FH Riser Bracket | 25
7X06CTO1WW | AURQ | Lenovo ThinkSystem 2U 3FH Riser Bracket | 29
7X06CTO1WW | AURR | ThinkSystem M3.5 Screw for Riser 2x2pcs and Planar 5pcs | 0
7X06CTO1WW | AURU | ThinkSystem SR650 2nd GPU Upgrade Kit | 25
7X06CTO1WW | AURV | Lenovo ThinkSystem 2U MS air duct for 1U HS | 5
7X06CTO1WW | AURX | ThinkSystem 2U Security Bezel | 45
7X06CTO1WW | AURZ | ThinkSystem SR590/SR650 Rear HDD/SSD Kit | 249
7X06CTO1WW | AUS1 | Lenovo ThinkSystem 2U OP Panel Cage for 8x3.5"Config | 55
7X06CTO1WW | AUS8 | ThinkSystem 2U EIA Latch w/ VGA Upgrade Kit | 49
7X06CTO1WW | AUSA | Lenovo ThinkSystem M3.5" Screw for EIA | 0
7X06CTO1WW | AUSL | ThinkSystem COM Port Upgrade Kit | 19
7X06CTO1WW | AUU1 | ThinkSystem 8GB TruDDR4 2666 MHz (1Rx8 1.2V) RDIMM | 189
7X06CTO1WW | AUU2 | ThinkSystem 3.5" 300GB 15K SAS 12Gb Hot Swap 512n HDD | 359
7X06CTO1WW | AUU3 | ThinkSystem 3.5" 600GB 15K SAS 12Gb Hot Swap 512n HDD | 479
7X06CTO1WW | AUU4 | ThinkSystem 3.5" 1TB 7.2K SAS 12Gb Hot Swap 512n HDD | 299
7X06CTO1WW | AUU5 | ThinkSystem 3.5" 2TB 7.2K SAS 12Gb Hot Swap 512n HDD | 339
7X06CTO1WW | AUU6 | ThinkSystem 3.5" 4TB 7.2K SAS 12Gb Hot Swap 512n HDD | 419
7X06CTO1WW | AUU7 | ThinkSystem 3.5" 6TB 7.2K SAS 12Gb Hot Swap 512e HDD | 549
7X06CTO1WW | AUU8 | ThinkSystem 3.5" 4TB 7.2K SATA 6Gb Hot Swap 512n HDD | 389
7X06CTO1WW | AUU9 | ThinkSystem 3.5" 8TB 7.2K SATA 6Gb Hot Swap 512e HDD | 599
7X06CTO1WW | AUUA | ThinkSystem 3.5" 6TB 7.2K SATA 6Gb Hot Swap 512e HDD | 529
7X06CTO1WW | AUUB | ThinkSystem 3.5" 10TB 7.2K SATA 6Gb Hot Swap 512e HDD | 829
7X06CTO1WW | AUUC | ThinkSystem 3.5" 900GB 15K SAS 12Gb Hot Swap 512e HDD | 679
7X06CTO1WW | AUUD | ThinkSystem 3.5" 2TB 7.2K SATA 6Gb Hot Swap 512n HDD | 319
7X06CTO1WW | AUUE | ThinkSystem 2.5" 1TB 7.2K SATA 6Gb Hot Swap 512n HDD | 469
7X06CTO1WW | AUUF | ThinkSystem 3.5" 1TB 7.2K SATA 6Gb Hot Swap 512n HDD | 269
7X06CTO1WW | AUUG | ThinkSystem 3.5" 10TB 7.2K SAS 12Gb Hot Swap 512e HDD | 849
7X06CTO1WW | AUUH | ThinkSystem 3.5" 4TB 7.2K SAS 12Gb Hot Swap 512n HDD FIPS | 829
7X06CTO1WW | AUUJ | ThinkSystem 2.5" 2TB 7.2K SATA 6Gb Hot Swap 512e HDD | 849
7X06CTO1WW | AUUL | ThinkSystem M.2 32GB SATA 6Gbps Non-Hot Swap SSD | 109
7X06CTO1WW | AUUV | ThinkSystem M.2 128GB SATA 6Gbps Non-Hot Swap SSD | 159
7X06CTO1WW | AUV1 | ThinkSystem RAID 930-24i 4GB Flash PCIe 12Gb Adapter | 1699
7X06CTO1WW | AUV2 | ThinkSystem 1610-4P NVMe Switch Adapter | 929
7X06CTO1WW | AUVG | ThinkSystem Mellanox ConnectX-4 PCIe FDR 2-Port QSFP VPI Adapter | 1379
7X06CTO1WW | AUVV | ThinkSystem SR650 2.5" Chassis with 8, 16 or 24 bays | 1020
7X06CTO1WW | AUVW | ThinkSystem SR650 3.5" Chassis with 8 or 12 bays | 975
7X06CTO1WW | AUVX | ThinkSystem SR650 2.5" Chassis with 8 or 16 bays | 1000
7X06CTO1WW | AUW5 | ThinkSystem 64GB TruDDR4 2666MHz (4Rx4, 1.2V) 3DS RDIMM | 1849
7X06CTO1WW | AUZV | ThinkSystem Broadcom 5719 1GbE RJ45 4-Port PCIe Ethernet Adapter | 159
7X06CTO1WW | AUZW | ThinkSystem I350-T4 PCIe 1Gb 4-Port RJ45 Ethernet Adapter | 379
7X06CTO1WW | AUZX | ThinkSystem Broadcom 5720 1GbE RJ45 2-Port PCIe Ethernet Adapter | 129
7X06CTO1WW | AUZY | ThinkSystem I350-T2 PCIe 1Gb 2-Port RJ45 Ethernet Adapter | 179
7X06CTO1WW | AUZZ | ThinkSystem I350-F1 PCIe 1Gb 1-Port SFP Ethernet Adapter | 379
7X06CTO1WW | AV1B | Lenovo 25GBase-SR SFP28 Transceiver | 449
7X06CTO1WW | AV1D | Lenovo 100GBase-SR4 QSFP28 Transceiver | 1539
7X06CTO1WW | AV1F | Lenovo 3m 25G SFP28 Active Optical Cable | 489
7X06CTO1WW | AV1G | Lenovo 5m 25G SFP28 Active Optical Cable | 489
7X06CTO1WW | AV1H | Lenovo 10m 25G SFP28 Active Optical Cable | 499
7X06CTO1WW | AV1J | Lenovo 15m 25G SFP28 Active Optical Cable | 497
7X06CTO1WW | AV1K | Lenovo 20m 25G SFP28 Active Optical Cable | 519
7X06CTO1WW | AV1L | Lenovo 3m 100G QSFP28 Active Optical Cable | 1059
7X06CTO1WW | AV1M | Lenovo 5m 100G QSFP28 Active Optical Cable | 1069
7X06CTO1WW | AV1N | Lenovo 10m 100G QSFP28 Active Optical Cable | 1099
7X06CTO1WW | AV1P | Lenovo 15m 100G QSFP28 Active Optical Cable | 1079
7X06CTO1WW | AV1Q | Lenovo 20m 100G QSFP28 Active Optical Cable | 1179
7X06CTO1WW | AV1R | Lenovo 3m 100G to 4x25G Breakout Active Optical Cable | 1949
7X06CTO1WW | AV1S | Lenovo 5m 100G to 4x25G Breakout Active Optical Cable | 1975
7X06CTO1WW | AV1T | Lenovo 10m 100G to 4x25G Breakout Active Optical Cable | 2035
7X06CTO1WW | AV1U | Lenovo 15m 100G to 4x25G Breakout Active Optical Cable | 2095
7X06CTO1WW | AV1V | Lenovo 20m 100G to 4x25G Breakout Active Optical Cable | 2149
7X06CTO1WW | AV1W | Lenovo 1m Passive 25G SFP28 DAC Cable | 69
7X06CTO1WW | AV1X | Lenovo 3m Passive 25G SFP28 DAC Cable | 79
7X06CTO1WW | AV1Y | Lenovo 5m Passive 25G SFP28 DAC Cable | 159
7X06CTO1WW | AV1Z | Lenovo 1m Passive 100G QSFP28 DAC Cable | 99
7X06CTO1WW | AV20 | Lenovo 3m Passive 100G QSFP28 DAC Cable | 159
7X06CTO1WW | AV21 | Lenovo 5m Passive 100G QSFP28 DAC Cable | 299
7X06CTO1WW | AV22 | Lenovo 1m 100G QSFP28 to 4x25G SFP28 Breakout DAC Cable | 179
7X06CTO1WW | AV23 | Lenovo 3m 100G QSFP28 to 4x25G SFP28 Breakout DAC Cable | 299
7X06CTO1WW | AV24 | Lenovo 5m 100G QSFP28 to 4x25G SFP28 Breakout DAC Cable | 459
7X06CTO1WW | AV25 | Lenovo 5m MPO-MPO OM4 MMF Cable | 114
7X06CTO1WW | AV26 | Lenovo 7m MPO-MPO OM4 MMF Cable | 135
7X06CTO1WW | AV27 | Lenovo 10m MPO-MPO OM4 MMF Cable | 159
7X06CTO1WW | AV28 | Lenovo 15m MPO-MPO OM4 MMF Cable | 205
7X06CTO1WW | AV29 | Lenovo 20m MPO-MPO OM4 MMF Cable | 259
7X06CTO1WW | AV2A | Lenovo 30m MPO-MPO OM4 MMF Cable | 349
7X06CTO1WW | AV2B | Lenovo 1m MPO to 4x LC Breakout OM4 MMF Cable | 149
7X06CTO1WW | AV2C | Lenovo 3m MPO to 4x LC Breakout OM4 MMF Cable | 179
7X06CTO1WW | AV2D | Lenovo 5m MPO to 4x LC Breakout OM4 MMF Cable | 239
7X06CTO1WW | AVFQ | 0.75m Green Cat5e Cable | 15
7X06CTO1WW | AVFR | 1.0m Green Cat5e Cable | 19
7X06CTO1WW | AVFS | 1.25m Green Cat5e Cable | 19
7X06CTO1WW | AVFT | 0.75m Blue Cat5e Cable | 15
7X06CTO1WW | AVFU | 1.0m Blue Cat5e Cable | 19
7X06CTO1WW | AVFV | 1.25m Blue Cat5e Cable | 19
7X06CTO1WW | AVFW | 0.75m Green Cat6 Cable | 19
7X06CTO1WW | AVFX | 1.0m Green Cat6 Cable | 19
7X06CTO1WW | AVFY | 1.25m Green Cat6 Cable | 19
7X06CTO1WW | AVFZ | 1.5m Green Cat6 Cable | 19
7X06CTO1WW | AVG0 | 3m Green Cat6 Cable | 25
7X06CTO1WW | AVUT | ThinkSystem XClarity Controller Standard to Advanced Upgrade | 50
7X06CTO1WW | AVV8 | ThinkSystem External USB DVD-RW Optical Disk Drive | 79
7X06CTO1WW | AVW7 | DSSG Solution | 0
7X06CTO1WW | AVWC | ThinkSystem 550W(230V/115V) Platinum Hot-Swap Power Supply | 349
7X06CTO1WW | AVWD | ThinkSystem 750W(230/115V) Platinum Hot-Swap Power Supply | 399
7X06CTO1WW | AVWE | ThinkSystem 750W (230V) Titanium Hot-Swap Power Supply | 549
7X06CTO1WW | AVWF | ThinkSystem 1100W (230V/115V) Platinum Hot-Swap Power Supply | 499
7X06CTO1WW | AVWG | ThinkSystem 1600W (230V) Platinum Hot-Swap Power Supply | 549
7X06CTO1WW | AWAU | SAP HANA SW Stack for ThinkSystem | 0
7X06CTO1WW | AWDX | Intel Xeon Gold 6148 20C 150W 2.4GHz Processor | 4859
7X06CTO1WW | AWDY | Intel Xeon Gold 6132 14C 140W 2.6GHz Processor | 3329
7X06CTO1WW | AWDZ | Intel Xeon Gold 6138 20C 125W 2.0GHz Processor | 4099
7X06CTO1WW | AWE4 | Intel Xeon Gold 6130T 16C 125W 2.1GHz Processor | 3129
7X06CTO1WW | AWE5 | Intel Xeon Gold 6126T 12C 125W 2.6GHz Processor | 2979
7X06CTO1WW | AWE8 | Intel Xeon Gold 5120T 14C 105W 2.2GHz Processor | 2699
7X06CTO1WW | AWEA | Intel Xeon Silver 4116T 12C 85W 2.1GHz Processor | 1979
7X06CTO1WW | AWEE | Intel Xeon Silver 4110 8C 85W 2.1GHz Processor | 909
7X06CTO1WW | AWEH | Intel Xeon Bronze 3106 8C 85W 1.7GHz Processor | 599
7X06CTO1WW | AWEK | Intel Xeon Platinum 8160T 24C 150W 2.1GHz Processor | 9129
7X06CTO1WW | AWEL | Intel Xeon Gold 6126 12C 125W 2.6GHz Processor | 2869
7X06CTO1WW | AWEM | Intel Xeon Gold 6138T 20C 125W 2.0GHz Processor | 4349
7X06CTO1WW | AWEN | Intel Xeon Gold 6130 16C 125W 2.1GHz Processor | 2999
7X06CTO1WW | AWEP | Intel Xeon Gold 5118 12C 105W 2.3GHz Processor | 2019
7X06CTO1WW | AWEQ | Intel Xeon Gold 5119T 14C 85W 2.0GHz Processor | 2549
7X06CTO1WW | AWER | Intel Xeon Silver 4116 12C 85W 2.1GHz Processor | 1649
7X06CTO1WW | AWES | Intel Xeon Silver 4114T 10C 85W 2.2GHz Processor | 1369
7X06CTO1WW | AWET | Intel Xeon Silver 4109T 8C 70W 2.0GHz Processor | 949
7X06CTO1WW | AX4F | ThinkSystem SR650 Air Duct for GPU | 30
7X06CTO1WW | AX8A | 4.3m, 13A/120V, C13 to NEMA 5-15P (US) Line Cord | 19
7X06CTO1WW | AXCA | ThinkSystem Toolless Slide Rail | 99
7X06CTO1WW | AXCH | ThinkSystem Toolless Slide Rail Kit with 2U CMA | 149
7X06CTO1WW | AXFM | ThinkSystem Toolless Friction Rail | 69
7X06CTO1WW | AXFN | ThinkSystem Screw-in Slide Rail | 129
7X06CTO1WW | AXFS | VMware ESXi 6.0 U3 (factory installed) | 0
7X06CTO1WW | AXFT | VMware ESXi 6.5 U1 (factory installed) | 0
7X06CTO1WW | AXFU | ThinkSystem 2U CMA Upgrade Kit for Screw-in Slide Rail | 49
7X06CTO1WW | B0ML | Feature Enable TPM on MB | 0
7X06CTO1WW | B0N4 | 2.0m, 10A/100-250V, C13 to IEC 320-C14 Rack Power Cable | 29
7X06CTO1WW | B0N5 | 1.0m, 13A/100-250V, C13 to C14 Jumper Cord | 25
7X06CTO1WW | B0N6 | 1.5m, 13A/100-250V, C13 to C14 Jumper Cord | 29
7X06CTO1WW | B0RJ | 10GBASE-LR SFP+Transceiver | 350
7X06CTO1WW | B0RL | Mellanox ConnectX-5 EDR IB/100GbE VPI Single-Port x16 PCIe 3.0 HCA | 1719
7X06CTO1WW | B0RM | Mellanox ConnectX-5 EDR IB VPI Dual-port x16 PCIe 3.0 HCA | 2059
7X06CTO1WW | B0TD | ThinkSystem Screw-in Slide Rail Kit with 2U CMA | 149
7X06CTO1WW | B0WX | ThinkSystem Mellanox ConnectX 4 PCIe FDR 1 Port QSFP VPI Adapter | 1169
7X06CTO1WW | B0WY | ThinkSystem Intel XXV710-DA2 10/25GbE SFP28 2-Port PCIe Ethernet Adapter | 529
7X06CTO1WW | B0YM | ThinkSystem 2.5" 2TB 7.2K SAS 12Gb Hot Swap 512e HDD FIPS | 1049
7X06CTO1WW | B0YN | ThinkSystem 3.5" 2TB 7.2K SAS 12Gb Hot Swap 512e HDD FIPS | 899
7X06CTO1WW | B0YP | ThinkSystem 3.5" 6TB 7.2K SAS 12Gb Hot Swap 512e HDD FIPS | 559
7X06CTO1WW | B0YQ | ThinkSystem 3.5" 8TB 7.2K SAS 12Gb Hot Swap 512e HDD FIPS | 1349
7X06CTO1WW | B0YR | ThinkSystem 3.5" 8TB 7.2K SAS 12Gb Hot Swap 512e HDD | 659
7X06CTO1WW | B0YS | ThinkSystem 2.5" 2.4TB 10K SAS 12Gb Hot Swap 512e HDD | 629
7X06CTO1WW | B0YV | ThinkSystem 2.5" 2.4TB 10K SAS 12Gb Hot Swap 512e HDD FIPS | 1299
7X06CTO1WW | B0YX | ThinkSystem 2.5" 1.2TB 10K SAS 12Gb Hot Swap 512n HDD SED | 749
7X06CTO1WW | B0Z0 | ThinkSystem 2.5" Intel S4500 960GB Entry SATA 6Gb Hot Swap SSD | 1219
7X06CTO1WW | B0Z5 | ThinkSystem 3.5" Intel S4500 960GB Entry SATA 6Gb Hot Swap SSD | 1199
7X06CTO1WW | B117 | ThinkSystem 3.5" 12TB 7.2K SAS 12Gb Hot Swap 512e HDD | 949
7X06CTO1WW | B118 | ThinkSystem 3.5" 12TB 7.2K SATA 6Gb Hot Swap 512e HDD | 1829
7X06CTO1WW | B135 | ThinkSystem 2U CMA Upgrade Kit for Toolless Slide Rail | 59
7X06CTO1WW | B137 | Intel Xeon Gold 5117 14C 105W 2.0GHz Processor | 2199
7X06CTO1WW | B15V | NVIDIA Tesla M10 GPU, PCIe passive | 4499
7X06CTO1WW | B173 | Companion Part for XClarity Controller Standard to Enterprise Upgrade in Factory | 0
7X06CTO1WW | B1DD | Mellanox ConnectX-5 Socket-Direct EDR IB/100GbE Dual-port x8 PCIe 3.0 HCA | 2029
7X06CTO1WW | B1JJ | ThinkSystem 3.5" 300GB 10K SAS 12Gb Hot Swap 512n HDD | 289
7X06CTO1WW | B21R | ThinkSystem QLogic QL41262 10/25GbE SFP28 2-Port PCIe Ethernet Adapter | 409
7X06CTO1WW | B21W | ThinkSystem U.2 Toshiba CM5-V 800GB Mainstream NVMe PCIe 3.0 x4 Hot Swap SSD | 859
7X06CTO1WW | B21X | ThinkSystem U.2 Toshiba CM5-V 1.6TB Mainstream NVMe PCIe 3.0 x4 Hot Swap SSD | 3449
7X06CTO1WW | B21Y | ThinkSystem U.2 Toshiba CM5-V 3.2TB Mainstream NVMe PCIe 3.0 x4 Hot Swap SSD | 6999
7X06CTO1WW | B21Z | ThinkSystem 3.5" Toshiba CM5-V 800GB Mainstream NVMe PCIe 3.0 x4 Hot Swap SSD | 869
7X06CTO1WW | B220 | ThinkSystem 3.5" Toshiba CM5-V 1.6TB Mainstream NVMe PCIe 3.0 x4 Hot Swap SSD | 3449
7X06CTO1WW | B221 | ThinkSystem 3.5" Toshiba CM5-V 3.2TB Mainstream NVMe PCIe 3.0 x4 Hot Swap SSD | 6999
7X06CTO1WW | B22D | ThinkSystem 810-4P NVMe Switch Adapter | 799
7X06CTO1WW | B22J | 5m Intel OPA 100 Series Active Optical QSFP28 Low Power Cable | 809
7X06CTO1WW | B22K | 10m Intel OPA 100 Series Active Optical QSFP28 Low Power Cable | 829
7X06CTO1WW | B22L | 15m Intel OPA 100 Series Active Optical QSFP28 Low Power Cable | 839
7X06CTO1WW | B22M | 20m Intel OPA 100 Series Active Optical QSFP28 Low Power Cable | 849
7X06CTO1WW | B26L | ThinkSystem SR650 P4 GPU Additional Airduct Upgrade Kit | 19
7X06CTO1WW | B2UZ | Lenovo 1m 100G QSFP28 Active Optical Cable | 949
7X06CTO1WW | B2V5 | ThinkSystem NVIDIA Quadro P6000 24GB GPU, PCIe (active) | 9499
7X06CTO1WW | B2WL | SR650 12x3.5" NVMe BP Cable for 8i | 55
7X06CTO1WW | B2X4 | ThinkSystem 2.5" 5200 1.92TB Entry SATA 6Gb Hot Swap SSD | 899
7X06CTO1WW | B2X6 | ThinkSystem 2.5" 5200 7.68TB Entry SATA 6Gb Hot Swap SSD | 4999
7X06CTO1WW | B2X9 | ThinkSystem 3.5" 5200 1.92TB Entry SATA 6Gb Hot Swap SSD | 909
7X06CTO1WW | B2XB | ThinkSystem 3.5" 5200 7.68TB Entry SATA 6Gb Hot Swap SSD | 4999
7X06CTO1WW | B2XJ | ThinkSystem U.2 Toshiba CM5-V 6.4TB Mainstream NVMe PCIe 3.0 x4 Hot Swap SSD | 12829
7X06CTO1WW | B2XK | ThinkSystem 3.5" Toshiba CM5-V 6.4TB Mainstream NVMe PCIe 3.0 x4 Hot Swap SSD | 12829
7X06CTO1WW | B2ZJ | ThinkSystem U.2 Intel Optane P4800X 750GB Performance NVMe PCIe 3.0 x4 Hot Swap SSD | 7169
7X06CTO1WW | B306 | Mellanox QSA 100G to 25G Cable Adapter | 149
7X06CTO1WW | B30W | Custom MFG SVCS Fee - Medium Increment | 30
7X06CTO1WW | B30X | Custom MFG SVCS Fee - Large Increment | 300
7X06CTO1WW | B31C | ThinkSystem Mellanox ConnectX-5 Ex 25/40GbE 2-port Low-Latency Adapter | 1979
7X06CTO1WW | B31D | ThinkSystem NVIDIA Quadro P620 2GB PCIe Active GPU | 269
7X06CTO1WW | B31E | ThinkSystem RAID 930-16i 8GB Flash PCIe 12Gb Adapter | 2389
7X06CTO1WW | B31F | ThinkSystem M.2 480GB SSD Thermal Kit | 40
7X06CTO1WW | B31G | ThinkSystem QLogic QL41134 PCIe 10Gb 4-Port Base-T Ethernet Adapter | 799
7X06CTO1WW | B32D | ThinkSystem NVIDIA Tesla V100 FHHL 16GB GPU PCIe | 22909
7X06CTO1WW | B34H | ThinkSystem 2.5" PM883 240GB Entry SATA 6Gb Hot Swap SSD | 219
7X06CTO1WW | B34J | ThinkSystem 2.5" PM883 480GB Entry SATA 6Gb Hot Swap SSD | 279
7X06CTO1WW | B34K | ThinkSystem 2.5" PM883 960GB Entry SATA 6Gb Hot Swap SSD | 449
7X06CTO1WW | B34L | ThinkSystem 2.5" PM883 1.92TB Entry SATA 6Gb Hot Swap SSD | 889
7X06CTO1WW | B34M | ThinkSystem 2.5" PM883 3.84TB Entry SATA 6Gb Hot Swap SSD | 1739
7X06CTO1WW | B34N | ThinkSystem U.2 PM983 1.92TB Entry NVMe PCIe 3.0 x4 Hot Swap SSD | 939
7X06CTO1WW | B34P | ThinkSystem U.2 PM983 3.84TB Entry NVMe PCIe 3.0 x4 Hot Swap SSD | 1839
7X06CTO1WW | B34Q | ThinkSystem 3.5" PM983 1.92TB Entry NVMe PCIe 3.0 x4 Hot Swap SSD | 2999
7X06CTO1WW | B34R | ThinkSystem 3.5" PM983 3.84TB Entry NVMe PCIe 3.0 x4 Hot Swap SSD | 5049
7X06CTO1WW | B34S | ThinkSystem NVIDIA Tesla V100 32GB PCIe Passive GPU | 25819
7X06CTO1WW | B37F | ThinkSystem SR650 V100 FHHL Air Duct Companion Kit | 149
7X06CTO1WW | B3RY | ThinkSystem SR650 Full-Length PCIe Enablement Kit | 0
7X06CTO1WW | B3VW | VMware ESXi 6.5 U2 (Factory Installed) | 0
7X06CTO1WW | B3VX | VMware ESXi 6.7 (Factory Installed) | 0
7X06CTO1WW | B488 | ThinkSystem 2.5" 5200 240GB Mainstream SATA 6Gb Hot Swap SSD | 469
7X06CTO1WW | B48B | ThinkSystem 2.5" 5200 1.92TB Mainstream SATA 6Gb Hot Swap SSD | 2129
7X06CTO1WW | B48C | ThinkSystem 2.5" 5200 3.84TB Mainstream SATA 6Gb Hot Swap SSD | 4869
7X06CTO1WW | B48D | ThinkSystem 3.5" 5200 240GB Mainstream SATA 6Gb Hot Swap SSD | 469
7X06CTO1WW | B48G | ThinkSystem 3.5" 5200 1.92TB Mainstream SATA 6Gb Hot Swap SSD | 2139
7X06CTO1WW | B48H | ThinkSystem 3.5" 5200 3.84TB Mainstream SATA 6Gb Hot Swap SSD | 4859
7X06CTO1WW | B496 | ThinkSystem 3.5" 14TB 7.2K SAS 12Gb Hot Swap 512e HDD | 1199
7X06CTO1WW | B497 | ThinkSystem 3.5" 14TB 7.2K SATA 6Gb Hot Swap 512e HDD | 1149
7X06CTO1WW | B498 | ThinkSystem 2.5" Intel S4510 240GB Entry SATA 6Gb Hot Swap SSD | 149
7X06CTO1WW | B499 | ThinkSystem 2.5" Intel S4510 480GB Entry SATA 6Gb Hot Swap SSD | 309
7X06CTO1WW | B49A | ThinkSystem 2.5" Intel S4510 960GB Entry SATA 6Gb Hot Swap SSD | 529
7X06CTO1WW | B49B | ThinkSystem 2.5" Intel S4510 1.92TB Entry SATA 6Gb Hot Swap SSD | 1049
7X06CTO1WW | B49C | ThinkSystem 2.5" Intel S4510 3.84TB Entry SATA 6Gb Hot Swap SSD | 1979
7X06CTO1WW | B49D | ThinkSystem 3.5" Intel S4510 240GB Entry SATA 6Gb Hot Swap SSD | 149
7X06CTO1WW | B49E | ThinkSystem 3.5" Intel S4510 480GB Entry SATA 6Gb Hot Swap SSD | 209
7X06CTO1WW | B49F | ThinkSystem 3.5" Intel S4510 960GB Entry SATA 6Gb Hot Swap SSD | 539
7X06CTO1WW | B49G | ThinkSystem 3.5" Intel S4510 1.92TB Entry SATA 6Gb Hot Swap SSD | 1059
7X06CTO1WW | B49H | ThinkSystem 3.5" Intel S4510 3.84TB Entry SATA 6Gb Hot Swap SSD | 1989
7X06CTO1WW | B49L | ThinkSystem 2.5" Intel S4610 240GB Mainstream SATA 6Gb Hot Swap SSD | 399
7X06CTO1WW | B49M | ThinkSystem 2.5" Intel S4610 480GB Mainstream SATA 6Gb Hot Swap SSD | 479
7X06CTO1WW | B49N | ThinkSystem 2.5" Intel S4610 960GB Mainstream SATA 6Gb Hot Swap SSD | 699
7X06CTO1WW | B49P | ThinkSystem 2.5" Intel S4610 1.92TB Mainstream SATA 6Gb Hot Swap SSD | 1289
7X06CTO1WW | B49Q | ThinkSystem 2.5" Intel S4610 3.84TB Mainstream SATA 6Gb Hot Swap SSD | 2499
7X06CTO1WW | B49R | ThinkSystem 3.5" Intel S4610 240GB Mainstream SATA 6Gb Hot Swap SSD | 409
7X06CTO1WW | B49S | ThinkSystem 3.5" Intel S4610 480GB Mainstream SATA 6Gb Hot Swap SSD | 309
7X06CTO1WW | B49T | ThinkSystem 3.5" Intel S4610 960GB Mainstream SATA 6Gb Hot Swap SSD | 1029
7X06CTO1WW | B49U | ThinkSystem 3.5" Intel S4610 1.92TB Mainstream SATA 6Gb Hot Swap SSD | 1799
7X06CTO1WW | B49V | ThinkSystem 3.5" Intel S4610 3.84TB Mainstream SATA 6Gb Hot Swap SSD | 3579
7X06CTO1WW | B4A2 | ThinkSystem 2.5" PM1645 3.2TB Mainstream SAS 12Gb Hot Swap SSD | 2579
7X06CTO1WW | B4A5 | ThinkSystem 3.5" PM1645 3.2TB Mainstream SAS 12Gb Hot Swap SSD | 2589
7X06CTO1WW | B4A7 | ThinkSystem 2.5" PM1643 3.84TB Capacity SAS 12Gb Hot Swap SSD | 2579
7X06CTO1WW | B4A8 | ThinkSystem 3.5" PM1643 3.84TB Capacity SAS 12Gb Hot Swap SSD | 1869
7X06CTO1WW | B4D2 | ThinkSystem 2.5" PM883 7.68TB Entry SATA 6Gb Hot Swap SSD | 3379
7X06CTO1WW | B4D3 | ThinkSystem U.2 PM983 7.68TB Entry NVMe PCIe3.0 x4 Hot Swap SSD | 4999
7X06CTO1WW | B4D4 | ThinkSystem 3.5" PM983 7.68TB Entry NVMe PCIe3.0 x4 Hot Swap SSD | 9999
7X06CTO1WW | B4H1 | ThinkSystem 8GB TruDDR4 2933MHz (1Rx8 1.2V) RDIMM | 219
7X06CTO1WW | B4H2 | ThinkSystem 16GB TruDDR4 2933MHz (2Rx8 1.2V) RDIMM | 319
7X06CTO1WW | B4H3 | ThinkSystem 32GB TruDDR4 2933MHz (2Rx4 1.2V) RDIMM | 619
7X06CTO1WW | B4H4 | ThinkSystem 64GB TruDDR4 2933MHz (2Rx4 1.2V) RDIMM | 1279
7X06CTO1WW | B4H7 | Intel Xeon Platinum 8280 28C 205W 2.7GHz Processor | 18089
7X06CTO1WW | B4H8 | Intel Xeon Platinum 8276 28C 165W 2.2GHz Processor | 15099
7X06CTO1WW | B4H9 | Intel Xeon Platinum 8270 26C 205W 2.7GHz Processor | 12739
7X06CTO1WW | B4HA | Intel Xeon Platinum 8268 24C 205W 2.9GHz Processor | 10929
7X06CTO1WW | B4HB | Intel Xeon Platinum 8260 24C 165W 2.4GHz Processor | 8159
7X06CTO1WW | B4HC | Intel Xeon Gold 6252 24C 150W 2.1GHz Processor | 5909
7X06CTO1WW | B4HD | Intel Xeon Gold 6254 18C 200W 3.1GHz Processor | 6065
7X06CTO1WW | B4HE | Intel Xeon Gold 6248 20C 150W 2.5GHz Processor | 5049
7X06CTO1WW | B4HF | Intel Xeon Gold 6244 8C 150W 3.6GHz Processor | 4699
7X06CTO1WW | B4HG | Intel Xeon Gold 6242 16C 150W 2.8GHz Processor | 4419
7X06CTO1WW | B4HH | Intel Xeon Gold 6240 18C 150W 2.6GHz Processor | 3819
7X06CTO1WW | B4HJ | Intel Xeon Gold 6230 20C 125W 2.1GHz Processor | 3099
7X06CTO1WW | B4HK | Intel Xeon Gold 5220 18C 125W 2.2GHz Processor | 2599
7X06CTO1WW | B4HL | Intel Xeon Gold 5218 16C 125W 2.3GHz Processor | 2019
7X06CTO1WW | B4HM | Intel Xeon Gold 5217 8C 115W 3.0GHz Processor | 2659
7X06CTO1WW | B4HN | Intel Xeon Gold 5215 10C 85W 2.5GHz Processor | 2019
7X06CTO1WW | B4HP | Intel Xeon Silver 4216 16C 100W 2.1GHz Processor | 1649
7X06CTO1WW | B4HQ | Intel Xeon Silver 4215 8C 85W 2.5GHz Processor | 1399
7X06CTO1WW | B4HR | Intel Xeon Silver 4214 12C 85W 2.2GHz Processor | 1169
7X06CTO1WW | B4HS | Intel Xeon Silver 4210 10C 85W 2.2GHz Processor | 859
7X06CTO1WW | B4HT | Intel Xeon Silver 4208 8C 85W 2.1GHz Processor | 799
7X06CTO1WW | B4HU | Intel Xeon Bronze 3204 6C 85W 1.9GHz Processor | 439
7X06CTO1WW | B4LV | ThinkSystem 128GB TruDDR4 2666MHz (1.2V) Intel Optane DC Persistent Memory | 1089
7X06CTO1WW | B4LW | ThinkSystem 256GB TruDDR4 2666MHz (1.2V) Intel Optane DC Persistent Memory | 4689
7X06CTO1WW | B4LX | ThinkSystem 512GB TruDDR4 2666MHz (1.2V) Intel Optane DC Persistent Memory | 18319
7X06CTO1WW | B4LY | ThinkSystem 16GB TruDDR4 2933 MHz (1Rx4 1.2V) RDIMM | 289
7X06CTO1WW | B4NL | ThinkSystem SR650 Refresh MB | 1600
7X06CTO1WW | B4NU | Intel Xeon Platinum 8260Y 24/20/16C 165W 2.4GHz Processor | 9799
7X06CTO1WW | B4NV | Intel Xeon Gold 6240Y 18/14/8C 150W 2.6GHz Processor | 5345
7X06CTO1WW | B4NW | Intel Xeon Silver 4214Y 12/10/8C 85W 2.2GHz Processor | 1519
7X06CTO1WW | B4P2 | Intel Xeon Gold 6238T 22C 125W 1.9GHz Processor | 4349
7X06CTO1WW | B4P3 | Intel Xeon Gold 5218T 16C 105W 2.1GHz Processor | 2399
7X06CTO1WW | B4P4 | Intel Xeon Silver 4209T 8C 70W 2.2GHz Processor | 929
7X06CTO1WW | B4P5 | Intel Xeon Platinum 8280L 28C 205W 2.7GHz Processor | 29099
7X06CTO1WW | B4P6 | Intel Xeon Platinum 8276L 28C 165W 2.2GHz Processor | 26689
7X06CTO1WW | B4P7 | Intel Xeon Platinum 8260L 24C 165W 2.4GHz Processor | 19249
7X06CTO1WW | B4P9 | Intel Xeon Gold 5215L 10C 85W 2.5GHz Processor | 17019
7X06CTO1WW | B4PA | ThinkSystem 1610-8P NVMe Switch Adapter | 1199
7X06CTO1WW | B4PB | ThinkSystem SR650 x16/x8/x16 PCIE Riser1 | 75
7X06CTO1WW | B4PC | ThinkSystem 2U 2.5" NVMe 8-Bay Backplane | 249
7X06CTO1WW | B4QQ | 0.5m Mellanox HDR IB Passive Copper QSFP56 Cable | 299
7X06CTO1WW | B4QR | 1m Mellanox HDR IB Passive Copper QSFP56 Cable | 399
7X06CTO1WW | B4QS | 1.5m Mellanox HDR IB Passive Copper QSFP56 Cable | 449
7X06CTO1WW | B4QT | 2m Mellanox HDR IB Passive Copper QSFP56 Cable | 499
7X06CTO1WW | B4QW | 3m Mellanox HDR IB Active Optical QSFP56 Cable | 2099
7X06CTO1WW | B4QX | 5m Mellanox HDR IB Active Optical QSFP56 Cable | 2149
7X06CTO1WW | B4QY | 10m Mellanox HDR IB Active Optical QSFP56 Cable | 2199
7X06CTO1WW | B4QZ | 15m Mellanox HDR IB Active Optical QSFP56 Cable | 2249
7X06CTO1WW | B4R0 | 20m Mellanox HDR IB Active Optical QSFP56 Cable | 2299
7X06CTO1WW | B4R1 | 1m Mellanox HDR IB to 2x HDR100 Splitter Passive Copper QSFP56 Cable | 399
7X06CTO1WW | B4R2 | 1.5m Mellanox HDR IB to 2x HDR100 Splitter Passive Copper QSFP56 Cable | 449
7X06CTO1WW | B4R4 | 3m Mellanox HDR IB to 2x HDR100 Splitter Optical QSFP56 Cable | 2799
7X06CTO1WW | B4R5 | 5m Mellanox HDR IB to 2x HDR100 Splitter Optical QSFP56 Cable | 2899
7X06CTO1WW | B4R6 | 10m Mellanox HDR IB to 2x HDR100 Splitter Optical QSFP56 Cable | 2999
7X06CTO1WW | B4R7 | 15m Mellanox HDR IB to 2x HDR100 Splitter Optical QSFP56 Cable | 3199
7X06CTO1WW | B4R8 | 20m Mellanox HDR IB to 2x HDR100 Splitter Optical QSFP56 Cable | 3299
7X06CTO1WW | B4R9 | ThinkSystem Mellanox ConnectX-6 HDR100/100GbE QSFP56 1-port PCIe VPI Adapter | 1779
7X06CTO1WW | B4RA | ThinkSystem Mellanox ConnectX-6 HDR100/100GbE QSFP56 2-port PCIe VPI Adapter | 2099
7X06CTO1WW | B4RB | ThinkSystem Mellanox HDR/200GbE 2x PCIe Aux Kit | 639
7X06CTO1WW | B4RC | ThinkSystem Mellanox ConnectX-6 HDR/200GbE QSFP56 1-port PCIe 4 VPI Adapter | 2209
7X06CTO1WW | B4RQ | ThinkSystem RAID 730-8i 2GB Flash PCIe 12Gb Adapter | 879
7X06CTO1WW | B4XA | VMware ESXi 6.7 U1 (Factory Installed) | 0
7X06CTO1WW | B4Y4 | ThinkSystem 2.5" SS530 400GB Performance SAS 12Gb Hot Swap SSD | 1479
7X06CTO1WW | B4Y5 | ThinkSystem 2.5" SS530 800GB Performance SAS 12Gb Hot Swap SSD | 2299
7X06CTO1WW | B4Y7 | ThinkSystem 2.5" SS530 3.2TB Performance SAS 12Gb Hot Swap SSD | 7859
7X06CTO1WW | B4Y8 | ThinkSystem 3.5" SS530 800GB Performance SAS 12Gb Hot Swap SSD | 2279
7X06CTO1WW | B4YA | ThinkSystem 3.5" SS530 3.2TB Performance SAS 12Gb Hot Swap SSD | 7759
7X06CTO1WW | B4YB | ThinkSystem NVIDIA T4 16GB PCIe Passive GPU | 6279
7X06CTO1WW | B528 | Intel Optane DC Persistent Memory - Memory Mode only | 0
7X06CTO1WW | B529 | Intel Optane DC Persistent Memory - App Direct Mode only | 0
7X06CTO1WW | B52A | Intel Optane DC Persistent Memory - Mixed Memory Mode | 0
7X06CTO1WW | B587 | ThinkSystem 128GB TruDDR4 2933MHz (4Rx4 1.2V) 3DS RDIMM | 3399
7X06CTO1WW | B58F | ThinkSystem U.2 Intel P4510 1.0TB Entry NVMe PCIe3.0 x4 Hot Swap SSD | 539
7X06CTO1WW | B58G | ThinkSystem U.2 Intel P4510 2.0TB Entry NVMe PCIe3.0 x4 Hot Swap SSD | 1459
7X06CTO1WW | B59Z | FBU02 SuperCap | 149
7X06CTO1WW | B5N6 | ThinkSystem 16GB TruDDR4 Performance+ 2933MHz (2Rx8 1.2V) RDIMM | 729
7X06CTO1WW | B5N7 | ThinkSystem 32GB TruDDR4 Performance+ 2933MHz (2Rx4 1.2V) RDIMM | 1379
7X06CTO1WW | B5N8 | ThinkSystem 64GB TruDDR4 Performance+ 2933MHz (2Rx4 1.2V) RDIMM | 2879
7X06CTO1WW | B5N9 | ThinkSystem 128GB TruDDR4 Performance+ 2933MHz (4Rx4 1.2V) 3DS RDIMM | 5499
7X06CTO1WW | B5RY | Intel Xeon Gold 6230N 20C 125W 2.3GHz Processor | 3239
7X06CTO1WW | B5RZ | Intel Xeon Platinum 8253 16C 125W 2.2GHz Processor | 5299
7X06CTO1WW | B5S0 | Intel Xeon Gold 5218N 16C 110W 2.3GHz Processor | 2625
7X06CTO1WW | B5S1 | Intel Xeon Gold 5222 4C 105W 3.8GHz Processor | 1999
7X06CTO1WW | B5S2 | Intel Xeon Platinum 8256 4C 105W 3.8GHz Processor | 12099
7X06CTO1WW | B5SX | ThinkSystem Emulex LPe35000 32Gb 1-port PCIe Fibre Channel Adapter | 1739
7X06CTO1WW | B5SY | ThinkSystem Emulex LPe35002 32Gb 2-port PCIe Fibre Channel Adapter | 2599
7X06CTO1WW | B5T0 | ThinkSystem Broadcom 57414 10/25GbE SFP28 2-port PCIe Ethernet Adapter | 389
7X06CTO1WW | B5XZ | ThinkSystem Mellanox Innova-2 ConnectX-5 FPGA 25GbE 2-port Adapter | 5379
7X06CTO1WW | B652 | ThinkSystem Marvell QL41232 10/25GbE SFP28 2-Port PCIe Ethernet Adapter | 339
7X06CTO1WW | B68K | 30m Mellanox HDR IB to 2x HDR100 Splitter Optical QSFP56 Cable | 3499
7X06CTO1WW | B68L | 2m Mellanox HDR IB to 2x HDR100 Splitter Passive Copper QSFP56 Cable | 499
7X06CTO1WW | B68M | 100m Mellanox HDR IB Optical QSFP56 Cable | 5099
7X06CTO1WW | B68N | 50m Mellanox HDR IB Optical QSFP56 Cable | 3699
7X06CTO1WW | B68P | 30m Mellanox HDR IB Optical QSFP56 Cable | 2399
7X06CTO1WW | B6BS | Intel Xeon Gold 5218B 16C 125W 2.3GHz Processor | 2019
7X06CTO1WW | B6CE | ThinkSystem RAID 530-16i PCIe 12Gb Adapter | 589
7X06CTO1WW | B6CG | ThinkSystem NVIDIA Quadro RTX 4000 8GB PCIe Active GP | 2219
7X06CTO1WW | B6CH | ThinkSystem NVIDIA Quadro RTX 5000 16GB PCIe Active GPU | 4819
7X06CTO1WW | B6CJ | Intel Xeon Gold 6238 22C 140W 2.1GHz Processor | 4799
7X06CTO1WW | B6CK | Intel Xeon Gold 6234 8C 130W 3.3GHz Processor | 3999
7X06CTO1WW | B6CL | Intel Xeon Gold 6226 12C 125W 2.7GHz Processor | 3299
7X06CTO1WW | B6CP | Intel Xeon Gold 6230T 20C 125W 2.1GHz Processor | 3599
7X06CTO1WW | B6CQ | Intel Xeon Gold 5220T 18C 105W 1.9GHz Processor | 3199
7X06CTO1WW | B6CR | Intel Xeon Gold 6238L 22C 140W 2.1GHz Processor | 14599
7X06CTO1WW | B6CS | Intel Xeon Gold 6240L 18C 150W 2.6GHz Processor | 14299
7X06CTO1WW | B6CT | Intel Xeon Gold 6252N 24C 150W 2.3GHz Processor | 7699
7X06CTO1WW | B6CU | Intel Xeon Gold 6262V 24C 135W 1.9GHz Processor | 5399
7X06CTO1WW | B6CV | Intel Xeon Gold 6222V 20C 115W 1.8GHz Processor | 2999
7X06CTO1WW | B6CW | Intel Xeon Gold 5220S 18C 125W 2.7GHz Processor | 3699
7X06CTO1WW | B6JY | ThinkSystem 3.5" PM883 1.92TB Entry SATA 6Gb Hot Swap SSD | 1159
7X06CTO1WW | B6JZ | ThinkSystem 3.5" PM883 3.84TB Entry SATA 6Gb Hot Swap SSD | 2219
7X06CTO1WW | B6K0 | ThinkSystem 2.5" 5200 1.92TB Mainstream SATA 6Gb Hot Swap SSD SED | 1299
7X06CTO1WW | B6K4 | ThinkSystem U.2 CM5-R 3.84TB Entry NVMe PCIe 3.0 x4 Hot Swap SSD SED | 3499
7X06CTO1WW | B6PD | Intel Xeon Gold 6246 12C 165W 3.3GHz Processor | 5999
7X06CTO1WW | B6TF | 8i RAID Controller For 1st Bay | 0
7X06CTO1WW | B6TG | 16i RAID Controller For 1st Bay | 0
7X06CTO1WW | B6TM | ThinkSystem 3.5" PM883 240GB Entry SATA 6Gb Hot Swap SSD | 239
7X06CTO1WW | B6TN | ThinkSystem 3.5" PM883 480GB Entry SATA 6Gb Hot Swap SSD | 359
7X06CTO1WW | B6TP | ThinkSystem 3.5" PM883 960GB Entry SATA 6Gb Hot Swap SSD | 599
7X06CTO1WW | B6U0 | VMware ESXi 6.5 U3 (factory installed) | 0
7X06CTO1WW | B6U1 | VMware ESXi 6.7 U2 (factory installed) | 0
7X06CTO1WW | B7EW | ThinkSystem 2.5" 5210 1.92TB Entry SATA 6Gb Hot Swap QLC SSD | 759
7X06CTO1WW | B7EX | ThinkSystem 2.5" 5210 3.84TB Entry SATA 6Gb Hot Swap QLC SSD | 1489
7X06CTO1WW | B7EY | ThinkSystem 2.5" 5210 7.68TB Entry SATA 6Gb Hot Swap QLC SSD | 2779
7X06CTO1WW | B7EZ | ThinkSystem 3.5" 16TB 7.2K SAS 12Gb Hot Swap 512e HDD | 1309
7X06CTO1WW | B7F0 | ThinkSystem 3.5" 16TB 7.2K SATA 6Gb Hot Swap 512e HDD | 1289
7X06CTO1WW | B7N3 | Intel Xeon Bronze 3206R 8C 85W 1.9GHz Processor | 559
7X06CTO1WW | B7N5 | Intel Xeon Silver 4210R 10C 100W 2.4GHz Processor | 899
7X06CTO1WW | B7N6 | Intel Xeon Silver 4214R 12C 100W 2.4GHz Processor | 1259
7X06CTO1WW | B7N9 | Intel Xeon Gold 5220R 24C 150W 2.2GHz Processor | 2739
7X06CTO1WW | B87R | Mellanox CX6 Socket-Direct Adapter Cable Assemble Way | 0
7X06CTO1WW | B88T | VMware ESXi 6.7 U3 (factory installed) | 0
7X06CTO1WW | B8HP | ThinkSystem 2.5" 5300 960GB Entry SATA 6Gb Hot Swap SSD | 489
7X06CTO1WW | B8HQ | ThinkSystem 3.5" 5300 3.84TB Entry SATA 6Gb Hot Swap SSD | 2179
7X06CTO1WW | B8HR | ThinkSystem 3.5" 5300 1.92TB Mainstream SATA 6Gb Hot Swap SSD | 1829
7X06CTO1WW | B8HS | ThinkSystem M.2 5300 240GB SATA 6Gbps Non-Hot Swap SSD | 359
7X06CTO1WW | B8HT | ThinkSystem 3.5" PM1645a 800GB Mainstream SAS 12Gb Hot Swap SSD | 829
7X06CTO1WW | B8HU | ThinkSystem 2.5" PM1645a 800GB Mainstream SAS 12Gb Hot Swap SSD | 819
7X06CTO1WW | B8HV | ThinkSystem 2.5" 5300 240GB Entry SATA 6Gb Hot Swap SSD | 359
7X06CTO1WW | B8HW | ThinkSystem HHHL PM1735 3.2TB Mainstream NVMe PCIe4.0 x8 Flash Adapter | 3179
7X06CTO1WW | B8HX | ThinkSystem 3.5" 5300 3.84TB Mainstream SATA 6Gb Hot Swap SSD | 3119
7X06CTO1WW | B8HY | ThinkSystem 2.5" 5300 480GB Mainstream SATA 6Gb Hot Swap SSD | 429
7X06CTO1WW | B8HZ | ThinkSystem 3.5" 5300 1.92TB Entry SATA 6Gb Hot Swap SSD | 1139
7X06CTO1WW | B8J0 | ThinkSystem 3.5" 5300 960GB Mainstream SATA 6Gb Hot Swap SSD | 929
7X06CTO1WW | B8J1 | ThinkSystem 2.5" 5300 240GB Mainstream SATA 6Gb Hot Swap SSD | 409
7X06CTO1WW | B8J2 | ThinkSystem 2.5" 5300 7.68TB Entry SATA 6Gb Hot Swap SSD | 3649
7X06CTO1WW | B8J3 | ThinkSystem 3.5" 5300 7.68TB Entry SATA 6Gb Hot Swap SSD | 4119
7X06CTO1WW | B8J4 | ThinkSystem 2.5" PM1645a 1.6TB Mainstream SAS 12Gb Hot Swap SSD | 1379
7X06CTO1WW | B8J5 | ThinkSystem 2.5" 5300 1.92TB Entry SATA 6Gb Hot Swap SSD | 939
7X06CTO1WW | B8J6 | ThinkSystem 2.5" 5300 960GB Mainstream SATA 6Gb Hot Swap SSD | 729
7X06CTO1WW | B8J7 | ThinkSystem 2.5" 5300 3.84TB Mainstream SATA 6Gb Hot Swap SSD | 2179
7X06CTO1WW | B8J9 | ThinkSystem 3.5" 5300 480GB Entry SATA 6Gb Hot Swap SSD | 379
7X06CTO1WW | B8JA | ThinkSystem 2.5" PM1645a 6.4TB Mainstream SAS 12Gb Hot Swap SSD | 6049
7X06CTO1WW | B8JB | ThinkSystem 3.5" 5300 240GB Entry SATA 6Gb Hot Swap SSD | 369
7X06CTO1WW | B8JC | ThinkSystem 3.5" 5300 960GB Entry SATA 6Gb Hot Swap SSD | 629
7X06CTO1WW | B8JD | ThinkSystem 2.5" PM1645a 3.2TB Mainstream SAS 12Gb Hot Swap SSD | 2579
7X06CTO1WW | B8JE | ThinkSystem 2.5" 5300 1.92TB Mainstream SATA 6Gb Hot Swap SSD | 1279
7X06CTO1WW | B8JF | ThinkSystem 3.5" 5300 480GB Mainstream SATA 6Gb Hot Swap SSD | 529
7X06CTO1WW | B8JG | ThinkSystem 3.5" PM1645a 6.4TB Mainstream SAS 12Gb Hot Swap SSD | 6059
7X06CTO1WW | B8JH | ThinkSystem HHHL PM1735 1.6TB Mainstream NVMe PCIe4.0 x8 Flash Adapter | 1799
7X06CTO1WW | B8JK | ThinkSystem 3.5" PM1645a 3.2TB Mainstream SAS 12Gb Hot Swap SSD | 2589
7X06CTO1WW | B8JL | ThinkSystem 3.5" 5300 240GB Mainstream SATA 6Gb Hot Swap SSD | 419
7X06CTO1WW | B8JM | ThinkSystem 2.5" 5300 480GB Entry SATA 6Gb Hot Swap SSD | 309
7X06CTO1WW | B8JN | ThinkSystem 3.5" PM1645a 1.6TB Mainstream SAS 12Gb Hot Swap SSD | 1389
7X06CTO1WW | B8JP | ThinkSystem 2.5" 5300 3.84TB Entry SATA 6Gb Hot Swap SSD | 1789
7X06CTO1WW | B8PP | ThinkSystem Mellanox ConnectX-6 Dx 100GbE QSFP56 2-port PCIe Ethernet Adapter | 1019
7X06CTO1WW | B919 | ThinkSystem M.2 5300 480GB SATA 6Gbps Non-Hot Swap SSD | 369
7X06CTO1WW | B91A | ThinkSystem 2.5" PM1643a 960GB Entry SAS 12Gb Hot Swap SSD | 819
7X06CTO1WW | B91B | ThinkSystem 2.5" PM1643a 1.92TB Entry SAS 12Gb Hot Swap SSD | 1379
7X06CTO1WW | B91C | ThinkSystem 2.5" PM1643a 3.84TB Entry SAS 12Gb Hot Swap SSD | 2579
7X06CTO1WW | B91D | ThinkSystem 2.5" PM1643a 7.68TB Entry SAS 12Gb Hot Swap SSD | 5019
7X06CTO1WW | B91E | ThinkSystem 3.5" PM1643a 3.84TB Entry SAS 12Gb Hot Swap SSD | 1729
7X06CTO1WW | B93K | ThinkSystem 2.5" 5300 1.92TB Mainstream SATA 6Gb Hot Swap SSD SED | 1449
7X06CTO1WW | B93L | ThinkSystem 2.5" 5300 3.84TB Entry SATA 6Gb Hot Swap SSD SED | 1739
7X06CTO1WW | B93M | ThinkSystem 2.5" 5300 7.68TB Entry SATA 6Gb Hot Swap SSD SED | 3159
7X06CTO1WW | B96C | Intel Xeon Gold 6250 8C 185W 3.9GHz Processor | 5889
7X06CTO1WW | B96D | Intel Xeon Gold 6256 12C 205W 3.6GHz Processor | 6759
7X06CTO1WW | B96K | ThinkSystem 3.5" Kioxia CM6-V 3.2TB Mainstream NVMe PCIe4.0 x4 Hot Swap SSD | 3469
7X06CTO1WW | B96M | ThinkSystem HHHL PM1735 6.4TB Mainstream NVMe PCIe4.0 x4 Flash Adapter | 5579
7X06CTO1WW | B96P | ThinkSystem U.3 Kioxia CM6-V 6.4TB Mainstream NVMe PCIe4.0 x4 Hot Swap SSD | 6789
7X06CTO1WW | B96T | ThinkSystem U.3 Kioxia CM6-V 3.2TB Mainstream NVMe PCIe4.0 x4 Hot Swap SSD | 3459
7X06CTO1WW | B96V | ThinkSystem 3.5" Kioxia CM6-V 1.6TB Mainstream NVMe PCIe4.0 x4 Hot Swap SSD | 1919
7X06CTO1WW | B96W | ThinkSystem 3.5" Kioxia CM6-V 6.4TB Mainstream NVMe PCIe4.0 x4 Hot Swap SSD | 6799
7X06CTO1WW | B96Z | ThinkSystem U.3 Kioxia CM6-V 1.6TB Mainstream NVMe PCIe4.0 x4 Hot Swap SSD | 1919
7X06CTO1WW | B9AC | ThinkSystem 2.5" 5210 960GB Entry SATA 6Gb Hot Swap QLC SSD | 419
7X06CTO1WW | BAZL | Intel Xeon Gold 6238R 28C 165W 2.2GHz Processor | 4599
7X06CTO1WW | BAZM | Intel Xeon Gold 6240R 24C 165W 2.4GHz Processor | 3859
7X06CTO1WW | BAZN | Intel Xeon Gold 6242R 20C 205W 3.1GHz Processor | 4459
7X06CTO1WW | BAZP | Intel Xeon Gold 6246R 16C 205W 3.4GHz Processor | 5779
7X06CTO1WW | BAZQ | Intel Xeon Gold 6248R 24C 205W 3.0GHz Processor | 4739
7X06CTO1WW | BAZR | Intel Xeon Gold 6258R 28C 205W 2.7GHz Processor | 6839
7X06CTO1WW | BAZS | Intel Xeon Gold 5218R 20C 125W 2.1GHz Processor | 2259
7X06CTO1WW | BAZT | Intel Xeon Silver 4210T 10C 95W 2.3GHz Processor | 999
7X06CTO1WW | BAZU | Intel Xeon Silver 4215R 8C 130W 3.2GHz Processor | 1429
7X06CTO1WW | BAZV | Intel Xeon Gold 6208U 16C 150W 2.9GHz Processor | 1779
7X06CTO1WW | BAZW | Intel Xeon Gold 6226R 16C 150W 2.9GHz Processor | 2289
7X06CTO1WW | BAZX | Intel Xeon Gold 6230R 26C 150W 2.1GHz Processor | 3349
7X06CTO1WW | BB0P | Intel Transparent Supply Chain. Lenovo has paired our industry leading supply chain with Intel's innovative Transparent Supply Chain program to add a layer of protection to your data center and bring peace of mind that the server hardware you bring into ... | 0
7X06CTO1WW | BB2E | ThinkSystem NVIDIA Tesla V100S 32GB PCIe Passive GPU | 26079
7X06CTO1WW | BBZG | VMware ESXi 7.0 (Factory Installed) | 2
7X06CTO1WW | BC4R | ThinkSystem 2.5" PM1643a 15.36TB Entry SAS 12Gb Hot Swap SSD | 10029
7X06CTO1WW | BC4Z | ThinkSystem U.2 PM1733 3.84TB Entry NVMe PCIe 4.0 x4 Hot Swap SSD | 3369
7X06CTO1WW | BCD6 | ThinkSystem Intel E810-DA2 10/25GbE SFP28 2-Port PCIe Ethernet Adapter | 519
7X06CTO1WW | BCFH | ThinkSystem 3.5" 18TB 7.2K SATA 6Gb Hot Swap 512e HDD | 1589
7X06CTO1WW | BCFJ | ThinkSystem 3.5" Intel P5600 3.2TB Mainstream NVMe PCIe 4.0 x4 Hot Swap SSD | 3829
7X06CTO1WW | BCFM | ThinkSystem 3.5" Intel P5600 1.6TB Mainstream NVMe PCIe 4.0 x4 Hot Swap SSD | 1929
7X06CTO1WW | BCFP | ThinkSystem 3.5" 18TB 7.2K SAS 12Gb Hot Swap 512e HDD | 1609
7X06CTO1WW | BCFQ | ThinkSystem 3.5" Intel P5600 6.4TB Mainstream NVMe PCIe 4.0 x4 Hot Swap SSD | 7649
7X06CTO1WW | BCFR | ThinkSystem U.2 Intel P5600 3.2TB Mainstream NVMe PCIe 4.0 x4 Hot Swap SSD | 3829
7X06CTO1WW | BCFS | ThinkSystem U.2 Intel P5600 6.4TB Mainstream NVMe PCIe 4.0 x4 Hot Swap SSD | 7639
7X06CTO1WW | BCFT | ThinkSystem U.2 Intel P5500 1.92TB Entry NVMe PCIe 4.0 x4 Hot Swap SSD | 1479
7X06CTO1WW | BCFU | ThinkSystem U.2 Intel P5500 7.68TB Entry NVMe PCIe 4.0 x4 Hot Swap SSD | 5359
7X06CTO1WW | BCFV | ThinkSystem U.2 Intel P5600 1.6TB Mainstream NVMe PCIe 4.0 x4 Hot Swap SSD | 1919
7X06CTO1WW | BCFW | ThinkSystem U.2 Intel P5500 3.84TB Entry NVMe PCIe 4.0 x4 Hot Swap SSD | 2689
7X06CTO1WW | BCGJ | ThinkSystem HHHL Kioxia CM5-V 1.6TB Mainstream NVMe PCIe3.0 x4 Flash Adapter | 2279
7X06CTO1WW | BCGK | ThinkSystem HHHL Kioxia CM5-V 3.2TB Mainstream NVMe PCIe3.0 x4 Flash Adapter | 4129
7X06CTO1WW | BCGL | ThinkSystem HHHL Kioxia CM5-V 6.4TB Mainstream NVMe PCIe3.0 x4 Flash Adapter | 7879
7X06CTO1WW | BCTC | ThinkSystem 2.5" Multi Vendor 240GB Entry SATA 6Gb Hot Swap SSD | 219
7X06CTO1WW | BCTD | ThinkSystem 2.5" Multi Vendor 480GB Entry SATA 6Gb Hot Swap SSD | 219
7X06CTO1WW | BCTE | ThinkSystem 2.5" Multi Vendor 960GB Entry SATA 6Gb Hot Swap SSD | 659
7X06CTO1WW | BCTF | ThinkSystem 2.5" Multi Vendor 1.92TB Entry SATA 6Gb Hot Swap SSD | 1289
7X06CTO1WW | BCTG | ThinkSystem 2.5" Multi Vendor 3.84TB Entry SATA 6Gb Hot Swap SSD | 1259
7X06CTO1WW | BCTH | ThinkSystem 3.5" Multi Vendor 240GB Entry SATA 6Gb Hot Swap SSD | 229
7X06CTO1WW | BCTJ | ThinkSystem 3.5" Multi Vendor 480GB Entry SATA 6Gb Hot Swap SSD | 219
7X06CTO1WW | BCTK | ThinkSystem 3.5" Multi Vendor 960GB Entry SATA 6Gb Hot Swap SSD | 669
7X06CTO1WW | BCTL | ThinkSystem 3.5" Multi Vendor 1.92TB Entry SATA 6Gb Hot Swap SSD | 1289
7X06CTO1WW | BCTM | ThinkSystem 3.5" Multi Vendor 3.84TB Entry SATA 6Gb Hot Swap SSD | 1269
7X06CTO1WW | BD49 | ThinkSystem Broadcom 57454 10/25GbE SFP28 4-port PCIe Ethernet Adapter V2 | 549
7X06CTO1WW | BE03 | ThinkSystem U.3 Kioxia CM6-V 800GB Mainstream NVMe PCIe 4.0 x4 Hot Swap SSD | 1439
7X06CTO1WW | BE04 | ThinkSystem 3.5" Kioxia CM6-V 800GB Mainstream NVMe PCIe 4.0 x4 Hot Swap SSD | 1449
7X06CTO1WW | BE29 | ThinkSystem 2.5" 5300 960GB Entry SATA 6Gb Hot Swap SSD SED | 579
7X06CTO1WW | BE2A | ThinkSystem U.2 PM1733 3.84TB Entry NVMe PCIe 4.0 x4 Hot Swap SSD SED | 2979
7X06CTO1WW | BE2B | ThinkSystem U.2 PM1733 7.68TB Entry NVMe PCIe 4.0 x4 Hot Swap SSD SED | 5579
7X06CTO1WW | BE2C | ThinkSystem U.3 Kioxia CM6-R 3.84TB Entry NVMe PCIe 4.0 x4 Hot Swap SSD SED | 3419
7X06CTO1WW | BE2D | ThinkSystem U.3 Kioxia CM6-R 7.68TB Entry NVMe PCIe 4.0 x4 Hot Swap SSD SED | 6669
7X06CTO1WW | BE2E | ThinkSystem U.2 PM1733 7.68TB Entry NVMe PCIe 4.0 x4 Hot Swap SSD | 5579
7X06CTO1WW | BE2F | ThinkSystem U.2 PM1733 15.36TB Entry NVMe PCIe 4.0 x4 Hot Swap SSD | 10969
7X06CTO1WW | BE2G | ThinkSystem U.3 Kioxia CM6-R 3.84TB Entry NVMe PCIe 4.0 x4 Hot Swap SSD | 3379
7X06CTO1WW | BE2H | ThinkSystem U.3 Kioxia CM6-R 7.68TB Entry NVMe PCIe 4.0 x4 Hot Swap SSD | 6639
7X06CTO1WW | BE4U | ThinkSystem Mellanox ConnectX-6 Lx 10/25GbE SFP28 2-Port PCIe Ethernet Adapter | 409
7X06CTO1WW | BE5E | VMware ESXi 7.0 U1 (Factory Installed) | 0
7X06CTO1WW | BEAP | ThinkSystem Mellanox ConnectX-5 EN 10/25GbE SFP28 2-port PCIe Ethernet Adapter | 629
7X06CTO1WW | BEL5 | ThinkSystem NVIDIA A100 40GB PCIe Gen4 Passive GPU | 35939
7X06CTO1WW | BEMB | ThinkSystem 2.5" 5300 3.84TB Mainstream SATA 6Gb Hot Swap SSD SED | 3149
7X06CTO1WW | BEVK | ThinkSystem 3.5" PM1643a 7.68TB Entry SAS 12Gb Hot Swap SSD | 5589
7X06CTO1WW | BF6W | Lenovo 1m Passive 200G QSFP56 Ethernet DAC Cable | 339
7X06CTO1WW | BF92 | Lenovo 3m Passive 200G QSFP56 Ethernet DAC Cable | 549
7X06CTO1WW | BF9Y | ThinkSystem 2U 2FH Riser Bracket | 29
7X06CTO1WW | BFH1 | Lenovo 100Gb SR4 QSFP28 Ethernet Transceiver | 689
7X06CTO1WW | BFT0 | ThinkSystem NVIDIA Quadro RTX A6000 48GB PCIe Active GPU | 13029
7X06CTO1WW | BFTZ | ThinkSystem NVIDIA A10 24GB PCIe Gen4 Passive GPU | 8489
7X06CTO1WW | BFY5 | ThinkSystem RAID 530-16i PCIe 12Gb Adapter | 579
7X06CTO1WW | BFYB | Operating mode selection for: "Maximum Performance Mode" | 0
7X06CTO1WW | BFYC | Operating mode selection for: "Minimal Power Mode" | 0
7X06CTO1WW | BFYD | Operating mode selection for: "Efficiency Favoring Power Savings Mode" | 0
7X06CTO1WW | BFYE | Operating mode selection for: "Efficiency - Favoring Performance Mode" | 0
7X06CTO1WW | BFZZ | ThinkSystem 2.5" Nytro 3732 800GB Performance SAS 12Gb Hot Swap SSD SED | 1669
7X06CTO1WW | BG00 | ThinkSystem 3.5" Nytro 3732 3.2TB Performance SAS 12Gb Hot Swap SSD | 6219
7X06CTO1WW | BG01 | ThinkSystem 3.5" Nytro 3732 1.6TB Performance SAS 12Gb Hot Swap SSD | 3239
7X06CTO1WW | BG02 | ThinkSystem 3.5" Nytro 3732 800GB Performance SAS 12Gb Hot Swap SSD | 1669
7X06CTO1WW | BG03 | ThinkSystem 3.5" Nytro 3732 400GB Performance SAS 12Gb Hot Swap SSD | 1029
7X06CTO1WW | BG04 | ThinkSystem 2.5" Nytro 3732 3.2TB Performance SAS 12Gb Hot Swap SSD | 6259
7X06CTO1WW | BG05 | ThinkSystem 2.5" Nytro 3732 1.6TB Performance SAS 12Gb Hot Swap SSD | 3259
7X06CTO1WW | BG06 | ThinkSystem 2.5" Nytro 3732 800GB Performance SAS 12Gb Hot Swap SSD | 1669
7X06CTO1WW | BG07 | ThinkSystem 2.5" Nytro 3732 400GB Performance SAS 12Gb Hot Swap SSD | 1029
7X06CTO1WW | BHE2 | ThinkSystem Solarflare X2522-Plus 10/25GbE SFP28 2-Port PCIe Ethernet Adapter | 3489
7X06CTO1WW | BHSR | VMware ESXi 7.0 U2 (Factory Installed) | 0
7X06CTO1WW | BHSS | MI for PXE with RJ45 Network port | 0
7X06CTO1WW | BJ6B | SR650 P10 GPU Air Duct | 15
7X06CTO2WW | 2321 | Custom MFG SVCS Fee - Small Increment | 3
7X06CTO2WW | 5053 | SFP+ SR Transceiver | 699
7X06CTO2WW | 5977 | Select Storage devices - no configured RAID required | 0
7X06CTO2WW | 6311 | 2.8m, 10A/100-250V, C13 to IEC 320-C14 Rack Power Cable | 9
7X06CTO2WW | 7831 | Customer Solution Center Services | 0
7X06CTO2WW | ATPX | Intel X550-T2 Dual Port 10GBase-T Adapter | 599
7X06CTO2WW | ATRP | Mellanox ConnectX-4 2x100GbE/EDR IB QSFP28 VPI Adapter | 2059
7X06CTO2WW | ATZB | QLogic 16Gb Enhanced Gen5 FC Single-port HBA | 979
7X06CTO2WW | ATZC | QLogic 16Gb Enhanced Gen5 FC Dual-port HBA | 1339
7X06CTO2WW | AUKM | ThinkSystem 10Gb 4-port Base-T LOM | 439
7X06CTO2WW | AUKX | ThinkSystem Intel X710-DA2 PCIe 10Gb 2-Port SFP+ Ethernet Adapter | 459
7X06CTO2WW | AUNB | ThinkSystem 16GB TruDDR4 2666 MHz (1Rx4 1.2V) RDIMM | 289
7X06CTO2WW | AUND | ThinkSystem 32GB TruDDR4 2666 MHz (2Rx4 1.2V) RDIMM | 609
7X06CTO2WW | AUNP | FBU345 SuperCap | 135
7X06CTO2WW | AUNQ | ThinkSystem RAID 930-8e 4GB Flash PCIe 12Gb Adapter | 1689
7X06CTO2WW | AUNR | ThinkSystem 430-8e SAS/SATA 12Gb HBA | 299
7X06CTO2WW | AUPW | ThinkSystem XClarity Controller Standard to Enterprise Upgrade | 100
7X06CTO2WW | AUQB | Lenovo ThinkSystem Mainstream MB - 2U | 1600
7X06CTO2WW | AUR4 | ThinkSystem 2U x8/x8/x8 PCIE FH Riser 1 | 45
7X06CTO2WW | AUR7 | ThinkSystem 2U x8/X8/x8ML2 PCIE FH Riser 1 | 69
7X06CTO2WW | AURA | ThinkSystem 2U/Twr 2.5" SATA/SAS 8-Bay Backplane | 229
7X06CTO2WW | AURC | ThinkSystem SR550/SR590/SR650 x16/x8(or x16) PCIe FH Riser 2 Kit | 59
7X06CTO2WW | AURD | ThinkSystem 2U left EIA Latch Standard | 15
7X06CTO2WW | AURP | Lenovo ThinkSystem 2U 2FH Riser Bracket | 25
7X06CTO2WW | AURQ | Lenovo ThinkSystem 2U 3FH Riser Bracket | 29
7X06CTO2WW | AURR | ThinkSystem M3.5 Screw for Riser 2x2pcs and Planar 5pcs | 0
7X06CTO2WW | AURV | Lenovo ThinkSystem 2U MS air duct for 1U HS | 5
7X06CTO2WW | AUS8 | ThinkSystem 2U EIA Latch w/ VGA Upgrade Kit | 49
7X06CTO2WW | AUSA | Lenovo ThinkSystem M3.5" Screw for EIA | 0
7X06CTO2WW | AUUE | ThinkSystem 2.5" 1TB 7.2K SATA 6Gb Hot Swap 512n HDD | 469
7X06CTO2WW | AUV1 | ThinkSystem RAID 930-24i 4GB Flash PCIe 12Gb Adapter | 1699
7X06CTO2WW | AUVV | ThinkSystem SR650 2.5" Chassis with 8, 16 or 24 bays | 1020
7X06CTO2WW | AUZY | ThinkSystem I350-T2 PCIe 1Gb 2-Port RJ45 Ethernet Adapter | 179
7X06CTO2WW | AV1D | Lenovo 100GBase-SR4 QSFP28 Transceiver | 1539
7X06CTO2WW | AVWD | ThinkSystem 750W(230/115V) Platinum Hot-Swap Power Supply | 399
7X06CTO2WW | AVWF | ThinkSystem 1100W (230V/115V) Platinum Hot-Swap Power Supply | 499
7X06CTO2WW | AWDT | Intel Xeon Gold 6150 18C 165W 2.7GHz Processor | 5529
7X06CTO2WW | AWEG | Intel Xeon Silver 4108 8C 85W 1.8GHz Processor | 799
7X06CTO2WW | AWEP | Intel Xeon Gold 5118 12C 105W 2.3GHz Processor | 2019
7X06CTO2WW | AXCH | ThinkSystem Toolless Slide Rail Kit with 2U CMA | 149
7X06CTO2WW | B0ML | Feature Enable TPM on MB | 0
7X06CTO2WW | B173 | Companion Part for XClarity Controller Standard to Enterprise Upgrade in Factory | 0
7X06CTO2WW | B306 | Mellanox QSA 100G to 25G Cable Adapter | 149
7X06CTO2WW | B31C | ThinkSystem Mellanox ConnectX-5 Ex 25/40GbE 2-port Low-Latency Adapter | 1979
7X06CTO2WW | B31E | ThinkSystem RAID 930-16i 8GB Flash PCIe 12Gb Adapter | 2389
7X06CTO2WW | B34J | ThinkSystem 2.5" PM883 480GB Entry SATA 6Gb Hot Swap SSD | 279
7X06CTO2WW | B4H3 | ThinkSystem 32GB TruDDR4 2933MHz (2Rx4 1.2V) RDIMM | 619
7X06CTO2WW | B4HE | Intel Xeon Gold 6248 20C 150W 2.5GHz Processor | 5049
7X06CTO2WW | B4HL | Intel Xeon Gold 5218 16C 125W 2.3GHz Processor | 2019
7X06CTO2WW | B4HT | Intel Xeon Silver 4208 8C 85W 2.1GHz Processor | 799
7X06CTO2WW | B4NL | ThinkSystem SR650 Refresh MB | 1600
7X06CTO2WW | B4RA | ThinkSystem Mellanox ConnectX-6 HDR100/100GbE QSFP56 2-port PCIe VPI Adapter | 2099
7X06CTO2WW | B62E | QLogic 16Gb Enhanced Gen5 FC Single-port HBA | 1799
7X06CTO2WW | B62F | ThinkSystem 16GB TruDDR4 2666 MHz (1Rx4 1.2V) RDIMM | 529
7X06CTO2WW | B62H | ThinkSystem 2.5" 1TB 7.2K SATA 6Gb Hot Swap 512n HDD | 379
7X06CTO2WW | B62Y | ThinkSystem 32GB TruDDR4 2666 MHz (2Rx4 1.2V) RDIMM | 1199
7X06CTO2WW | B62Z | ThinkSystem Intel X710-DA2 PCIe 10Gb 2-Port SFP+ Ethernet Adapter | 649
7X06CTO2WW | B630 | QLogic 16Gb Enhanced Gen5 FC Dual-port HBA | 2099
7X06CTO2WW | B631 | Intel X550-T2 Dual Port 10GBase-T Adapter | 599
7X06CTO2WW | B632 | ThinkSystem 10Gb 4-port Base-T LOM | 529
7X06CTO2WW | B64N | ThinkSystem 2U/Twr 2.5" SATA/SAS 8-Bay Backplane | 109
7X06CTO2WW | B64P | ThinkSystem RAID 930-24i 4GB Flash PCIe 12Gb Adapter | 1749
7X06CTO2WW | B64Q | ThinkSystem Toolless Slide Rail Kit with 2U CMA | 149
7X06CTO2WW | B65D | ThinkSystem RAID 930-16i 4GB Flash PCIe 12Gb Adapter | 1699
7X06CTO2WW | B65E | ThinkSystem 430-8e SAS/SATA 12Gb HBA | 299
7X06CTO2WW | B6BE | ThinkSystem I350-T2 PCIe 1Gb 2-Port RJ45 Ethernet Adapter | 219
7X06CTO2WW | B7A3 | Cobalt Custom Image | 0
7X06CTO2WW | B87W | Cobalt 7X06/7X08/7X19 Support ATE | 0
7X06CTO2WW | B8HU | ThinkSystem 2.5" PM1645a 800GB Mainstream SAS 12Gb Hot Swap SSD | 819
7X06CTO3WW | 747 | UID Asset Tag Label | 20
7X06CTO3WW | 2306 | Integration >1U Component | 125
7X06CTO3WW | 2321 | Custom MFG SVCS Fee - Small Increment | 3
7X06CTO3WW | 5053 | SFP+ SR Transceiver | 699
7X06CTO3WW | 5977 | Select Storage devices - no configured RAID required | 0
7X06CTO3WW | 6139 | SF Instruction | 0
7X06CTO3WW | 6400 | 2.8m, 13A/100-250V, C13 to C14 Jumper Cord | 9
7X06CTO3WW | 6401 | 2.8m, 13A/120V, C13 to NEMA 5-15P (US) Line Cord | 29
7X06CTO3WW | 6570 | 2.0m, 13A/100-250V, C13 to C14 Jumper Cord | 19
7X06CTO3WW | 6583 | 4.3m, 13A/100-250V, C13 to C14 Rack Power Cable | 19
7X06CTO3WW | 7831 | Customer Solution Center Services | 0
7X06CTO3WW | 7929 | e1350 Special Bid Solution Component | 0
7X06CTO3WW | 8067 | TAA Compliant Order | 0
7X06CTO3WW | 8072 | General Racking Solution | 0
7X06CTO3WW | 8086 | No Publications Selected | 0
7X06CTO3WW | 8971 | Integrate in manufacturing | 0
7X06CTO3WW | 8972 | Ship Uninstalled (Safety) | 0
7X06CTO3WW | A102 | Advanced Grouping | 0
7X06CTO3WW | A103 | System x Cluster Upgrade | 0
7X06CTO3WW | A193 | Integrated Solutions | 0
7X06CTO3WW | A1NN | High Performance Analytics Appliance | 0
7X06CTO3WW | A1PH | 1m Passive DAC SFP+ Cable | 69
7X06CTO3WW | A1PJ | 3m Passive DAC SFP+ Cable | 89
7X06CTO3WW | A1PK | 5m Passive DAC SFP+ Cable | 159
7X06CTO3WW | A3BB | GNRx Solution | 0
7X06CTO3WW | A3RG | 0.5m Passive DAC SFP+ Cable | 79
7X06CTO3WW | A3RH | 7m Passive DAC SFP+ Cable | 179
7X06CTO3WW | A3SW | 1.2m, 16A/100-250V, 2 Short C13s to Short C20 Rack Power Cable | 55
7X06CTO3WW | A3SX | 2.5m, 16A/100-250V, 2 Long C13s to Short C20 Rack Power Cable | 75
7X06CTO3WW | A3SY | 2.8m, 16A/100-250V, 2 Short C13s to Long C20 Rack Power Cable | 79
7X06CTO3WW | A3SZ | 4.1m, 16A/100-250V, 2 Long C13s to Long C20 Rack Power Cable | 85
7X06CTO3WW | A51N | 1.5m Passive DAC SFP+ Cable | 89
7X06CTO3WW | A51P | 2m Passive DAC SFP+ Cable | 89
7X06CTO3WW | A5DL | SFP 1000Base-T (RJ-45) Transceiver | 89
7X06CTO3WW | ASR5 | Lenovo 0.5m LC-LC OM3 MMF Cable | 24
7X06CTO3WW | ASR6 | Lenovo 1m LC-LC OM3 MMF Cable | 24
7X06CTO3WW | ASR7 | Lenovo 3m LC-LC OM3 MMF Cable | 24
7X06CTO3WW | ASR8 | Lenovo 5m LC-LC OM3 MMF Cable | 29
7X06CTO3WW | ASR9 | Lenovo 10m LC-LC OM3 MMF Cable | 39
7X06CTO3WW | ASRA | Lenovo 15m LC-LC OM3 MMF Cable | 45
7X06CTO3WW | ASRB | Lenovo 25m LC-LC OM3 MMF Cable | 54
7X06CTO3WW | AT2R | Lenovo 1m Active DAC SFP+ Cables | 129
7X06CTO3WW | AT2S | Lenovo 3m Active DAC SFP+ Cables | 139
7X06CTO3WW | AT2T | Lenovo 5m Active DAC SFP+ Cables | 159
7X06CTO3WW | AUKK | ThinkSystem 10Gb 4-port SFP+ LOM | 209
7X06CTO3WW | AUKM | ThinkSystem 10Gb 4-port Base-T LOM | 439
7X06CTO3WW | AUNB | ThinkSystem 16GB TruDDR4 2666 MHz (1Rx4 1.2V) RDIMM | 289
7X06CTO3WW | AUNC | ThinkSystem 16GB TruDDR4 2666 MHz (2Rx8 1.2V) RDIMM | 319
7X06CTO3WW | AUND | ThinkSystem 32GB TruDDR4 2666 MHz (2Rx4 1.2V) RDIMM | 609
7X06CTO3WW | AUNL | ThinkSystem 430-8i SAS/SATA 12Gb HBA | 299
7X06CTO3WW | AUNM | ThinkSystem 430-16i SAS/SATA 12Gb HBA | 589
7X06CTO3WW | AUNP | FBU345 SuperCap | 135
7X06CTO3WW | AUPW | ThinkSystem XClarity Controller Standard to Enterprise Upgrade | 100
7X06CTO3WW | AUQB | Lenovo ThinkSystem Mainstream MB - 2U | 1600
7X06CTO3WW | AUR6 | ThinkSystem 2U 3.5" SATA/SAS 8-Bay Backplane | 175
7X06CTO3WW | AUR9 | ThinkSystem 2U 3.5" SATA/SAS 12-Bay Backplane | 219
7X06CTO3WW | AURC | ThinkSystem SR550/SR590/SR650 x16/x8(or x16) PCIe FH Riser 2 Kit | 59
7X06CTO3WW | AURD | ThinkSystem 2U left EIA Latch Standard | 15
7X06CTO3WW | AURH | ThinkSystem Right EIA Latch Standard | 15
7X06CTO3WW | AURM | ThinkSystem SR550/SR650/SR590 Right EIA Latch with FIO | 75
7X06CTO3WW | AURP | Lenovo ThinkSystem 2U 2FH Riser Bracket | 25
7X06CTO3WW | AURQ | Lenovo ThinkSystem 2U 3FH Riser Bracket | 29
7X06CTO3WW | AURR | ThinkSystem M3.5 Screw for Riser 2x2pcs and Planar 5pcs | 0
7X06CTO3WW | AURV | Lenovo ThinkSystem 2U MS air duct for 1U HS | 5
7X06CTO3WW | AURX | ThinkSystem 2U Security Bezel | 45
7X06CTO3WW | AUS1 | Lenovo ThinkSystem 2U OP Panel Cage for 8x3.5"Config | 55
7X06CTO3WW | AUS8 | ThinkSystem 2U EIA Latch w/ VGA Upgrade Kit | 49
7X06CTO3WW | AUSA | Lenovo ThinkSystem M3.5" Screw for EIA | 0
7X06CTO3WW | AUSL | ThinkSystem COM Port Upgrade Kit | 19
7X06CTO3WW | AUU4 | ThinkSystem 3.5" 1TB 7.2K SAS 12Gb Hot Swap 512n HDD | 299
7X06CTO3WW | AUU5 | ThinkSystem 3.5" 2TB 7.2K SAS 12Gb Hot Swap 512n HDD | 339
7X06CTO3WW | AUU6 | ThinkSystem 3.5" 4TB 7.2K SAS 12Gb Hot Swap 512n HDD | 419
7X06CTO3WW | AUU7 | ThinkSystem 3.5" 6TB 7.2K SAS 12Gb Hot Swap 512e HDD | 549
7X06CTO3WW | AUUG | ThinkSystem 3.5" 10TB 7.2K SAS 12Gb Hot Swap 512e HDD | 849
7X06CTO3WW | AUUH | ThinkSystem 3.5" 4TB 7.2K SAS 12Gb Hot Swap 512n HDD FIPS | 829
7X06CTO3WW | AUVW | ThinkSystem SR650 3.5" Chassis with 8 or 12 bays | 975
7X06CTO3WW | AV1B | Lenovo 25GBase-SR SFP28 Transceiver | 449
7X06CTO3WW | AV1D | Lenovo 100GBase-SR4 QSFP28 Transceiver | 1539
7X06CTO3WW | AV1W | Lenovo 1m Passive 25G SFP28 DAC Cable | 69
7X06CTO3WW | AV1X | Lenovo 3m Passive 25G SFP28 DAC Cable | 79
7X06CTO3WW | AV1Y | Lenovo 5m Passive 25G SFP28 DAC Cable | 159
7X06CTO3WW | AVFW | 0.75m Green Cat6 Cable | 19
7X06CTO3WW | AVFX | 1.0m Green Cat6 Cable | 19
7X06CTO3WW | AVFY | 1.25m Green Cat6 Cable | 19
7X06CTO3WW | AVFZ | 1.5m Green Cat6 Cable | 19
7X06CTO3WW | AVG0 | 3m Green Cat6 Cable | 25
7X06CTO3WW | AVUT | ThinkSystem XClarity Controller Standard to Advanced Upgrade | 50
7X06CTO3WW | AVW7 | DSSG Solution | 0
7X06CTO3WW | AVWC | ThinkSystem 550W(230V/115V) Platinum Hot-Swap Power Supply | 349
7X06CTO3WW | AVWD | ThinkSystem 750W(230/115V) Platinum Hot-Swap Power Supply | 399
7X06CTO3WW | AVWE | ThinkSystem 750W (230V) Titanium Hot-Swap Power Supply | 549
7X06CTO3WW | AVWF | ThinkSystem 1100W (230V/115V) Platinum Hot-Swap Power Supply | 499
7X06CTO3WW | AVWG | ThinkSystem 1600W (230V) Platinum Hot-Swap Power Supply | 549
7X06CTO3WW | AX8A | 4.3m, 13A/120V, C13 to NEMA 5-15P (US) Line Cord | 19
7X06CTO3WW | AXCA | ThinkSystem Toolless Slide Rail | 99
7X06CTO3WW | AXCH | ThinkSystem Toolless Slide Rail Kit with 2U CMA | 149
7X06CTO3WW | AXFM | ThinkSystem Toolless Friction Rail | 69
7X06CTO3WW | AXFN | ThinkSystem Screw-in Slide Rail | 129
7X06CTO3WW | AXFU | ThinkSystem 2U CMA Upgrade Kit for Screw-in Slide Rail | 49
7X06CTO3WW | B0ML | Feature Enable TPM on MB | 0
7X06CTO3WW | B0RJ | 10GBASE-LR SFP+Transceiver | 350
7X06CTO3WW | B0TD | ThinkSystem Screw-in Slide Rail Kit with 2U CMA | 149
7X06CTO3WW | B0YN | ThinkSystem 3.5" 2TB 7.2K SAS 12Gb Hot Swap 512e HDD FIPS | 899
7X06CTO3WW | B0YP | ThinkSystem 3.5" 6TB 7.2K SAS 12Gb Hot Swap 512e HDD FIPS | 559
7X06CTO3WW | B0YQ | ThinkSystem 3.5" 8TB 7.2K SAS 12Gb Hot Swap 512e HDD FIPS | 1349
7X06CTO3WW | B0YR | ThinkSystem 3.5" 8TB 7.2K SAS 12Gb Hot Swap 512e HDD | 659
7X06CTO3WW | B117 | ThinkSystem 3.5" 12TB 7.2K SAS 12Gb Hot Swap 512e HDD | 949
7X06CTO3WW | B135 | ThinkSystem 2U CMA Upgrade Kit for Toolless Slide Rail | 59
7X06CTO3WW | B173 | Companion Part for XClarity Controller Standard to Enterprise Upgrade in Factory | 0
7X06CTO3WW | B306 | Mellanox QSA 100G to 25G Cable Adapter | 149
7X06CTO3WW | B30W | Custom MFG SVCS Fee - Medium Increment | 30
7X06CTO3WW | B30X | Custom MFG SVCS Fee - Large Increment | 300
7X06CTO3WW | B37F | ThinkSystem SR650 V100 FHHL Air Duct Companion Kit | 149
7X06CTO3WW | B3RY | ThinkSystem SR650 Full-Length PCIe Enablement Kit | 0
7X06CTO3WW | B496 | ThinkSystem 3.5" 14TB 7.2K SAS 12Gb Hot Swap 512e HDD | 1199
7X06CTO3WW | B49E | ThinkSystem 3.5" Intel S4510 480GB Entry SATA 6Gb Hot Swap SSD | 209
7X06CTO3WW | B49F | ThinkSystem 3.5" Intel S4510 960GB Entry SATA 6Gb Hot Swap SSD | 539
7X06CTO3WW | B49G | ThinkSystem 3.5" Intel S4510 1.92TB Entry SATA 6Gb Hot Swap SSD | 1059
7X06CTO3WW | B49H | ThinkSystem 3.5" Intel S4510 3.84TB Entry SATA 6Gb Hot Swap SSD | 1989
7X06CTO3WW | B49S | ThinkSystem 3.5" Intel S4610 480GB Mainstream SATA 6Gb Hot Swap SSD | 309
7X06CTO3WW | B49T | ThinkSystem 3.5" Intel S4610 960GB Mainstream SATA 6Gb Hot Swap SSD | 1029
7X06CTO3WW | B49U | ThinkSystem 3.5" Intel S4610 1.92TB Mainstream SATA 6Gb Hot Swap SSD | 1799
7X06CTO3WW | B49V | ThinkSystem 3.5" Intel S4610 3.84TB Mainstream SATA 6Gb Hot Swap SSD | 3579
7X06CTO3WW | B4H2 | ThinkSystem 16GB TruDDR4 2933MHz (2Rx8 1.2V) RDIMM | 319
7X06CTO3WW | B4H3 | ThinkSystem 32GB TruDDR4 2933MHz (2Rx4 1.2V) RDIMM | 619
7X06CTO3WW | B4H4 | ThinkSystem 64GB TruDDR4 2933MHz (2Rx4 1.2V) RDIMM | 1279
7X06CTO3WW | B4H8 | Intel Xeon Platinum 8276 28C 165W 2.2GHz Processor | 15099
7X06CTO3WW | B4HB | Intel Xeon Platinum 8260 24C 165W 2.4GHz Processor | 8159
7X06CTO3WW | B4HC | Intel Xeon Gold 6252 24C 150W 2.1GHz Processor | 5909
7X06CTO3WW | B4HE | Intel Xeon Gold 6248 20C 150W 2.5GHz Processor | 5049
7X06CTO3WW | B4HG | Intel Xeon Gold 6242 16C 150W 2.8GHz Processor | 4419
7X06CTO3WW | B4HH | Intel Xeon Gold 6240 18C 150W 2.6GHz Processor | 3819
7X06CTO3WW | B4HJ | Intel Xeon Gold 6230 20C 125W 2.1GHz Processor | 3099
7X06CTO3WW | B4HK | Intel Xeon Gold 5220 18C 125W 2.2GHz Processor | 2599
7X06CTO3WW | B4HL | Intel Xeon Gold 5218 16C 125W 2.3GHz Processor | 2019
7X06CTO3WW | B4HM | Intel Xeon Gold 5217 8C 115W 3.0GHz Processor | 2659
7X06CTO3WW | B4HN | Intel Xeon Gold 5215 10C 85W 2.5GHz Processor | 2019
7X06CTO3WW | B4HP | Intel Xeon Silver 4216 16C 100W 2.1GHz Processor | 1649
7X06CTO3WW | B4HQ | Intel Xeon Silver 4215 8C 85W 2.5GHz Processor | 1399
7X06CTO3WW | B4HR | Intel Xeon Silver 4214 12C 85W 2.2GHz Processor | 1169
7X06CTO3WW | B4HS | Intel Xeon Silver 4210 10C 85W 2.2GHz Processor | 859
7X06CTO3WW | B4HT | Intel Xeon Silver 4208 8C 85W 2.1GHz Processor | 799
7X06CTO3WW | B4HU | Intel Xeon Bronze 3204 6C 85W 1.9GHz Processor | 439
7X06CTO3WW | B4NL | ThinkSystem SR650 Refresh MB | 1600
7X06CTO3WW | B4P2 | Intel Xeon Gold 6238T 22C 125W 1.9GHz Processor | 4349
7X06CTO3WW | B4P3 | Intel Xeon Gold 5218T 16C 105W 2.1GHz Processor | 2399
7X06CTO3WW | B4P4 | Intel Xeon Silver 4209T 8C 70W 2.2GHz Processor | 929
7X06CTO3WW | B4P6 | Intel Xeon Platinum 8276L 28C 165W 2.2GHz Processor | 26689
7X06CTO3WW | B4P7 | Intel Xeon Platinum 8260L 24C 165W 2.4GHz Processor | 19249
7X06CTO3WW | B4P9 | Intel Xeon Gold 5215L 10C 85W 2.5GHz Processor | 17019
7X06CTO3WW | B4PB | ThinkSystem SR650 x16/x8/x16 PCIE Riser1 | 75
7X06CTO3WW | B4YB | ThinkSystem NVIDIA T4 16GB PCIe Passive GPU | 6279
7X06CTO3WW | B5RZ | Intel Xeon Platinum 8253 16C 125W 2.2GHz Processor | 5299
7X06CTO3WW | B5S1 | Intel Xeon Gold 5222 4C 105W 3.8GHz Processor | 1999
7X06CTO3WW | B5S2 | Intel Xeon Platinum 8256 4C 105W 3.8GHz Processor | 12099
7X06CTO3WW | B6BS | Intel Xeon Gold 5218B 16C 125W 2.3GHz Processor | 2019
7X06CTO3WW | B6BW | Scale 7X02 / 7X06 - NICLabel | 0
7X06CTO3WW | B6BX | Scale EULA LBL | 0
7X06CTO3WW | B6BY | Scale ATE | 0
7X06CTO3WW | B6CJ | Intel Xeon Gold 6238 22C 140W 2.1GHz Processor | 4799
7X06CTO3WW | B6CK | Intel Xeon Gold 6234 8C 130W 3.3GHz Processor | 3999
7X06CTO3WW | B6CL | Intel Xeon Gold 6226 12C 125W 2.7GHz Processor | 3299
7X06CTO3WW | B6CQ | Intel Xeon Gold 5220T 18C 105W 1.9GHz Processor | 3199
7X06CTO3WW | B6CR | Intel Xeon Gold 6238L 22C 140W 2.1GHz Processor | 14599
7X06CTO3WW | B6CS | Intel Xeon Gold 6240L 18C 150W 2.6GHz Processor | 14299
7X06CTO3WW | B6CT | Intel Xeon Gold 6252N 24C 150W 2.3GHz Processor | 7699
7X06CTO3WW | B6CU | Intel Xeon Gold 6262V 24C 135W 1.9GHz Processor | 5399
7X06CTO3WW | B6CV | Intel Xeon Gold 6222V 20C 115W 1.8GHz Processor | 2999
7X06CTO3WW | B6CW | Intel Xeon Gold 5220S 18C 125W 2.7GHz Processor | 3699
7X06CTO3WW | B7A0 | Scale Preload | 0
7X06CTO3WW | B7A2 | Scale - 7X06 FW Level | 0
7X06CTO3WW | B7EZ | ThinkSystem 3.5" 16TB 7.2K SAS 12Gb Hot Swap 512e HDD | 1309
7X06CTO3WW | B7N3 | Intel Xeon Bronze 3206R 8C 85W 1.9GHz Processor | 559
7X06CTO3WW | B7N5 | Intel Xeon Silver 4210R 10C 100W 2.4GHz Processor | 899
7X06CTO3WW | B7N6 | Intel Xeon Silver 4214R 12C 100W 2.4GHz Processor | 1259
7X06CTO3WW | B7N9 | Intel Xeon Gold 5220R 24C 150W 2.2GHz Processor | 2739
7X06CTO3WW | B8HQ | ThinkSystem 3.5" 5300 3.84TB Entry SATA 6Gb Hot Swap SSD | 2179
7X06CTO3WW | B8HZ | ThinkSystem 3.5" 5300 1.92TB Entry SATA 6Gb Hot Swap SSD | 1139
7X06CTO3WW | B8J3 | ThinkSystem 3.5" 5300 7.68TB Entry SATA 6Gb Hot Swap SSD | 4119
7X06CTO3WW | B8J9 | ThinkSystem 3.5" 5300 480GB Entry SATA 6Gb Hot Swap SSD | 379
7X06CTO3WW | B8JB | ThinkSystem 3.5" 5300 240GB Entry SATA 6Gb Hot Swap SSD | 369
7X06CTO3WW | B8JC | ThinkSystem 3.5" 5300 960GB Entry SATA 6Gb Hot Swap SSD | 629
7X06CTO3WW | BAZL | Intel Xeon Gold 6238R 28C 165W 2.2GHz Processor | 4599
7X06CTO3WW | BAZM | Intel Xeon Gold 6240R 24C 165W 2.4GHz Processor | 3859
7X06CTO3WW | BAZS | Intel Xeon Gold 5218R 20C 125W 2.1GHz Processor | 2259
7X06CTO3WW | BAZU | Intel Xeon Silver 4215R 8C 130W 3.2GHz Processor | 1429
7X06CTO3WW | BAZW | Intel Xeon Gold 6226R 16C 150W 2.9GHz Processor | 2289
7X06CTO3WW | BAZX | Intel Xeon Gold 6230R 26C 150W 2.1GHz Processor | 3349
7X06CTO3WW | BJLX | Scale 7X02/7X06 NVMe GPU Preload | 0
7X06CTO4WW | 747 | UID Asset Tag Label | 20
7X06CTO4WW | 2321 | Custom MFG SVCS Fee - Small Increment | 3
7X06CTO4WW | 5053 | SFP+ SR Transceiver | 699
7X06CTO4WW | 5977 | Select Storage devices - no configured RAID required | 0
7X06CTO4WW | 6201 | 1.5m, 10A/100-250V, C13 to IEC 320-C14 Rack Power Cable | 19
7X06CTO4WW | 6204 | 2.8m, 10A/100-250V, C13 to IEC 320-C20 Rack Power Cable | 19
7X06CTO4WW | 6263 | 4.3m, 10A/100-250V, C13 to IEC 320-C14 Rack Power Cable | 19
7X06CTO4WW | 6311 | 2.8m, 10A/100-250V, C13 to IEC 320-C14 Rack Power Cable | 9
7X06CTO4WW | 6313 | 2.8m, 10A/120V, C13 to NEMA 5-15P (US) Line Cord | 19
7X06CTO4WW | 6370 | 4.3m, 10A/125V, C13 to NEMA 5-15P (US) Line Cord | 10
7X06CTO4WW | 6373 | 4.3m, 10A/250V, C13 to NEMA 6-15P (US) Line Cord | 15
7X06CTO4WW | 6400 | 2.8m, 13A/100-250V, C13 to C14 Jumper Cord | 9
7X06CTO4WW | 6401 | 2.8m, 13A/120V, C13 to NEMA 5-15P (US) Line Cord | 29
7X06CTO4WW | 6570 | 2.0m, 13A/100-250V, C13 to C14 Jumper Cord | 19
7X06CTO4WW | 6583 | 4.3m, 13A/100-250V, C13 to C14 Rack Power Cable | 19
7X06CTO4WW | 7831 | Customer Solution Center Services | 0
7X06CTO4WW | 8067 | TAA Compliant Order | 0
7X06CTO4WW | 8072 | General Racking Solution | 0
7X06CTO4WW | 8086 | No Publications Selected | 0
7X06CTO4WW | 8971 | Integrate in manufacturing | 0
7X06CTO4WW | 8972 | Ship Uninstalled (Safety) | 0
7X06CTO4WW | A102 | Advanced Grouping | 0
7X06CTO4WW | A1PH | 1m Passive DAC SFP+ Cable | 69
7X06CTO4WW | A1PJ | 3m Passive DAC SFP+ Cable | 89
7X06CTO4WW | A1PK | 5m Passive DAC SFP+ Cable | 159
7X06CTO4WW | A1RF | 2.8m, 10A/250V, C13 to NEMA 6-15P Line Cord | 15
7X06CTO4WW | A3RG | 0.5m Passive DAC SFP+ Cable | 79
7X06CTO4WW | A3RH | 7m Passive DAC SFP+ Cable | 179
7X06CTO4WW | A3SW | 1.2m, 16A/100-250V, 2 Short C13s to Short C20 Rack Power Cable | 55
7X06CTO4WW | A3SX | 2.5m, 16A/100-250V, 2 Long C13s to Short C20 Rack Power Cable | 75
7X06CTO4WW | A3SY | 2.8m, 16A/100-250V, 2 Short C13s to Long C20 Rack Power Cable | 79
7X06CTO4WW | A3SZ | 4.1m, 16A/100-250V, 2 Long C13s to Long C20 Rack Power Cable | 85
7X06CTO4WW | A4EY | No x Network Adapter | 0
7X06CTO4WW | A4VP | 1.0m, 10A/100-250V, C13 to IEC 320-C14 Rack Power Cable | 19
7X06CTO4WW | A51N | 1.5m Passive DAC SFP+ Cable | 89
7X06CTO4WW | A51P | 2m Passive DAC SFP+ Cable | 89
7X06CTO4WW | A5DL | SFP 1000Base-T (RJ-45) Transceiver | 89
7X06CTO4WW | AT2R | Lenovo 1m Active DAC SFP+ Cables | 129
7X06CTO4WW | AT2S | Lenovo 3m Active DAC SFP+ Cables | 139
7X06CTO4WW | AT2T | Lenovo 5m Active DAC SFP+ Cables | 159
7X06CTO4WW | ATPX | Intel X550-T2 Dual Port 10GBase-T Adapter | 599
7X06CTO4WW | ATYX | Lenovo 1m SFP+ to SFP+ Active Optical Cable | 104
7X06CTO4WW | ATYY | Lenovo 3m SFP+ to SFP+ Active Optical Cable | 99
7X06CTO4WW | ATYZ | Lenovo 5m SFP+ to SFP+ Active Optical Cable | 114
7X06CTO4WW | ATZ0 | Lenovo 7m SFP+ to SFP+ Active Optical Cable | 129
7X06CTO4WW | ATZ1 | Lenovo 15m SFP+ to SFP+ Active Optical Cable | 169
7X06CTO4WW | ATZ2 | Lenovo 20m SFP+ to SFP+ Active Optical Cable | 169
7X06CTO4WW | AUKK | ThinkSystem 10Gb 4-port SFP+ LOM | 209
7X06CTO4WW | AUKM | ThinkSystem 10Gb 4-port Base-T LOM | 439
7X06CTO4WW | AUKX | ThinkSystem Intel X710-DA2 PCIe 10Gb 2-Port SFP+ Ethernet Adapter | 459
7X06CTO4WW | AUMU | ThinkSystem M.2 Enablement Kit | 39
7X06CTO4WW | AUNB | ThinkSystem 16GB TruDDR4 2666 MHz (1Rx4 1.2V) RDIMM | 289
7X06CTO4WW | AUNC | ThinkSystem 16GB TruDDR4 2666 MHz (2Rx8 1.2V) RDIMM | 319
7X06CTO4WW | AUND | ThinkSystem 32GB TruDDR4 2666 MHz (2Rx4 1.2V) RDIMM | 609
7X06CTO4WW | AUNE | ThinkSystem 64GB TruDDR4 2666 MHz (4Rx4 1.2V) LRDIMM | 1259
7X06CTO4WW | AUNM | ThinkSystem 430-16i SAS/SATA 12Gb HBA | 589
7X06CTO4WW | AUNP | FBU345 SuperCap | 135
7X06CTO4WW | AUPW | ThinkSystem XClarity Controller Standard to Enterprise Upgrade | 100
7X06CTO4WW | AUQB | Lenovo ThinkSystem Mainstream MB - 2U | 1600
7X06CTO4WW | AUR3 | ThinkSystem SR550/SR650 x16/x8 PCIe FH Riser 1 Kit | 49
7X06CTO4WW | AUR4 | ThinkSystem 2U x8/x8/x8 PCIE FH Riser 1 | 45
7X06CTO4WW | AUR9 | ThinkSystem 2U 3.5" SATA/SAS 12-Bay Backplane | 219
7X06CTO4WW | AURA | ThinkSystem 2U/Twr 2.5" SATA/SAS 8-Bay Backplane | 229
7X06CTO4WW | AURC | ThinkSystem SR550/SR590/SR650 x16/x8(or x16) PCIe FH Riser 2 Kit | 59
7X06CTO4WW | AURD | ThinkSystem 2U left EIA Latch Standard | 15
7X06CTO4WW | AURH | ThinkSystem Right EIA Latch Standard | 15
7X06CTO4WW | AURM | ThinkSystem SR550/SR650/SR590 Right EIA Latch with FIO | 75
7X06CTO4WW | AURP | Lenovo ThinkSystem 2U 2FH Riser Bracket | 25
7X06CTO4WW | AURQ | Lenovo ThinkSystem 2U 3FH Riser Bracket | 29
7X06CTO4WW | AURR | ThinkSystem M3.5 Screw for Riser 2x2pcs and Planar 5pcs | 0
7X06CTO4WW | AURU | ThinkSystem SR650 2nd GPU Upgrade Kit | 25
7X06CTO4WW | AURV | Lenovo ThinkSystem 2U MS air duct for 1U HS | 5
7X06CTO4WW | AURZ | ThinkSystem SR590/SR650 Rear HDD/SSD Kit | 249
7X06CTO4WW | AUS1 | Lenovo ThinkSystem 2U OP Panel Cage for 8x3.5"Config | 55
7X06CTO4WW | AUS8 | ThinkSystem 2U EIA Latch w/ VGA Upgrade Kit | 49
7X06CTO4WW | AUSA | Lenovo ThinkSystem M3.5" Screw for EIA | 0
7X06CTO4WW | AUU1 | ThinkSystem 8GB TruDDR4 2666 MHz (1Rx8 1.2V) RDIMM | 189
7X06CTO4WW | AUU8 | ThinkSystem 3.5" 4TB 7.2K SATA 6Gb Hot Swap 512n HDD | 389
7X06CTO4WW | AUU9 | ThinkSystem 3.5" 8TB 7.2K SATA 6Gb Hot Swap 512e HDD | 599
7X06CTO4WW | AUUB | ThinkSystem 3.5" 10TB 7.2K SATA 6Gb Hot Swap 512e HDD | 829
7X06CTO4WW | AUUD | ThinkSystem 3.5" 2TB 7.2K SATA 6Gb Hot Swap 512n HDD | 319
7X06CTO4WW | AUUF | ThinkSystem 3.5" 1TB 7.2K SATA 6Gb Hot Swap 512n HDD | 269
7X06CTO4WW | AUUV | ThinkSystem M.2 128GB SATA 6Gbps Non-Hot Swap SSD | 159
7X06CTO4WW | AUVW | ThinkSystem SR650 3.5" Chassis with 8 or 12 bays | 975
7X06CTO4WW | AUVX | ThinkSystem SR650 2.5" Chassis with 8 or 16 bays | 1000
7X06CTO4WW | AV1W | Lenovo 1m Passive 25G SFP28 DAC Cable | 69
7X06CTO4WW | AV1X | Lenovo 3m Passive 25G SFP28 DAC Cable | 79
7X06CTO4WW | AV1Y | Lenovo 5m Passive 25G SFP28 DAC Cable | 159
7X06CTO4WW | AVUT | ThinkSystem XClarity Controller Standard to Advanced Upgrade | 50
7X06CTO4WW | AVWD | ThinkSystem 750W(230/115V) Platinum Hot-Swap Power Supply | 399
7X06CTO4WW | AVWF | ThinkSystem 1100W (230V/115V) Platinum Hot-Swap Power Supply | 499
7X06CTO4WW | AVWG | ThinkSystem 1600W (230V) Platinum Hot-Swap Power Supply | 549
7X06CTO4WW | AWDZ | Intel Xeon Gold 6138 20C 125W 2.0GHz Processor | 4099
7X06CTO4WW | AWE4 | Intel Xeon Gold 6130T 16C 125W 2.1GHz Processor | 3129
7X06CTO4WW | AWE5 | Intel Xeon Gold 6126T 12C 125W 2.6GHz Processor | 2979
7X06CTO4WW | AWE8 | Intel Xeon Gold 5120T 14C 105W 2.2GHz Processor | 2699
7X06CTO4WW | AWEA | Intel Xeon Silver 4116T 12C 85W 2.1GHz Processor | 1979
7X06CTO4WW | AWEH | Intel Xeon Bronze 3106 8C 85W 1.7GHz Processor | 599
7X06CTO4WW | AWEK | Intel Xeon Platinum 8160T 24C 150W 2.1GHz Processor | 9129
7X06CTO4WW | AWEL | Intel Xeon Gold 6126 12C 125W 2.6GHz Processor | 2869
7X06CTO4WW | AWEM | Intel Xeon Gold 6138T 20C 125W 2.0GHz Processor | 4349
7X06CTO4WW | AWEN | Intel Xeon Gold 6130 16C 125W 2.1GHz Processor | 2999
7X06CTO4WW | AWEP | Intel Xeon Gold 5118 12C 105W 2.3GHz Processor | 2019
7X06CTO4WW | AWEQ | Intel Xeon Gold 5119T 14C 85W 2.0GHz Processor | 2549
7X06CTO4WW | AWER | Intel Xeon Silver 4116 12C 85W 2.1GHz Processor | 1649
7X06CTO4WW | AWES | Intel Xeon Silver 4114T 10C 85W 2.2GHz Processor | 1369
7X06CTO4WW | AX4F | ThinkSystem SR650 Air Duct for GPU | 30
7X06CTO4WW | AX8A | 4.3m, 13A/120V, C13 to NEMA 5-15P (US) Line Cord | 19
7X06CTO4WW | AXCA | ThinkSystem Toolless Slide Rail | 99
7X06CTO4WW | B0ML | Feature Enable TPM on MB | 0
7X06CTO4WW | B0N4 | 2.0m, 10A/100-250V, C13 to IEC 320-C14 Rack Power Cable | 29
7X06CTO4WW | B0N5 | 1.0m, 13A/100-250V, C13 to C14 Jumper Cord | 25
7X06CTO4WW | B0N6 | 1.5m, 13A/100-250V, C13 to C14 Jumper Cord | 29
7X06CTO4WW | B0RJ | 10GBASE-LR SFP+Transceiver | 350
7X06CTO4WW | B173 | Companion Part for XClarity Controller Standard to Enterprise Upgrade in Factory | 0
7X06CTO4WW | B26L | ThinkSystem SR650 P4 GPU Additional Airduct Upgrade Kit | 19
7X06CTO4WW | B30W | Custom MFG SVCS Fee - Medium Increment | 30
7X06CTO4WW | B30X | Custom MFG SVCS Fee - Large Increment | 300
7X06CTO4WW | B31F | ThinkSystem M.2 480GB SSD Thermal Kit | 40
7X06CTO4WW | B48B | ThinkSystem 2.5" 5200 1.92TB Mainstream SATA 6Gb Hot Swap SSD | 2129
7X06CTO4WW | B48C | ThinkSystem 2.5" 5200 3.84TB Mainstream SATA 6Gb Hot Swap SSD | 4869
7X06CTO4WW | B49N | ThinkSystem 2.5" Intel S4610 960GB Mainstream SATA 6Gb Hot Swap SSD | 699
7X06CTO4WW | B49P | ThinkSystem 2.5" Intel S4610 1.92TB Mainstream SATA 6Gb Hot Swap SSD | 1289
7X06CTO4WW | B49Q | ThinkSystem 2.5" Intel S4610 3.84TB Mainstream SATA 6Gb Hot Swap SSD | 2499
7X06CTO4WW | B49S | ThinkSystem 3.5" Intel S4610 480GB Mainstream SATA 6Gb Hot Swap SSD | 309
7X06CTO4WW | B4H1 | ThinkSystem 8GB TruDDR4 2933MHz (1Rx8 1.2V) RDIMM | 219
7X06CTO4WW | B4H2 | ThinkSystem 16GB TruDDR4 2933MHz (2Rx8 1.2V) RDIMM | 319
7X06CTO4WW | B4H3 | ThinkSystem 32GB TruDDR4 2933MHz (2Rx4 1.2V) RDIMM | 619
7X06CTO4WW | B4H4 | ThinkSystem 64GB TruDDR4 2933MHz (2Rx4 1.2V) RDIMM | 1279
7X06CTO4WW | B4HB | Intel Xeon Platinum 8260 24C 165W 2.4GHz Processor | 8159
7X06CTO4WW | B4HC | Intel Xeon Gold 6252 24C 150W 2.1GHz Processor | 5909
7X06CTO4WW | B4HE | Intel Xeon Gold 6248 20C 150W 2.5GHz Processor | 5049
7X06CTO4WW | B4HG | Intel Xeon Gold 6242 16C 150W 2.8GHz Processor | 4419
7X06CTO4WW | B4HH | Intel Xeon Gold 6240 18C 150W 2.6GHz Processor | 3819
7X06CTO4WW | B4HJ | Intel Xeon Gold 6230 20C 125W 2.1GHz Processor | 3099
7X06CTO4WW | B4HK | Intel Xeon Gold 5220 18C 125W 2.2GHz Processor | 2599
7X06CTO4WW | B4HL | Intel Xeon Gold 5218 16C 125W 2.3GHz Processor | 2019
7X06CTO4WW | B4HP | Intel Xeon Silver 4216 16C 100W 2.1GHz Processor | 1649
7X06CTO4WW | B4HR | Intel Xeon Silver 4214 12C 85W 2.2GHz Processor | 1169
7X06CTO4WW | B4HU | Intel Xeon Bronze 3204 6C 85W 1.9GHz Processor | 439
7X06CTO4WW | B4NL | ThinkSystem SR650 Refresh MB | 1600
7X06CTO4WW | B4NU | Intel Xeon Platinum 8260Y 24/20/16C 165W 2.4GHz Processor | 9799
7X06CTO4WW | B4P3 | Intel Xeon Gold 5218T 16C 105W 2.1GHz Processor | 2399
7X06CTO4WW | B4P6 | Intel Xeon Platinum 8276L 28C 165W 2.2GHz Processor | 26689
7X06CTO4WW | B4P7 | Intel Xeon Platinum 8260L 24C 165W 2.4GHz Processor | 19249
7X06CTO4WW | B4PB | ThinkSystem SR650 x16/x8/x16 PCIE Riser1 | 75
7X06CTO4WW | B4YB | ThinkSystem NVIDIA T4 16GB PCIe Passive GPU | 6279
7X06CTO4WW | B5RZ | Intel Xeon Platinum 8253 16C 125W 2.2GHz Processor | 5299
7X06CTO4WW | B6BS | Intel Xeon Gold 5218B 16C 125W 2.3GHz Processor | 2019
7X06CTO4WW | B6CJ | Intel Xeon Gold 6238 22C 140W 2.1GHz Processor | 4799
7X06CTO4WW | B6CL | Intel Xeon Gold 6226 12C 125W 2.7GHz Processor | 3299
7X06CTO4WW | B6CP | Intel Xeon Gold 6230T 20C 125W 2.1GHz Processor | 3599
7X06CTO4WW | B6CR | Intel Xeon Gold 6238L 22C 140W 2.1GHz Processor | 14599
7X06CTO4WW | B6CS | Intel Xeon Gold 6240L 18C 150W 2.6GHz Processor | 14299
7X06CTO4WW | B6CT | Intel Xeon Gold 6252N 24C 150W 2.3GHz Processor | 7699
7X06CTO4WW | B6CW | Intel Xeon Gold 5220S 18C 125W 2.7GHz Processor | 3699
7X06CTO4WW | B6PD | Intel Xeon Gold 6246 12C 165W 3.3GHz Processor | 5999
7X06CTO4WW | B7N3 | Intel Xeon Bronze 3206R 8C 85W 1.9GHz Processor | 559
7X06CTO4WW | B7N6 | Intel Xeon Silver 4214R 12C 100W 2.4GHz Processor | 1259
7X06CTO4WW | B7N9 | Intel Xeon Gold 5220R 24C 150W 2.2GHz Processor | 2739
7X06CTO4WW | B7RD | SL Fan Kit | 269
7X06CTO4WW | B7RE | Pivot SR650 Planar | 1569
7X06CTO4WW | B889 | Pivot3 2U Shipgroup | 259
7X06CTO4WW | B88B | Pivot3- 7X06 - Preload | 0
7X06CTO4WW | B88C | Pivot3 -7X02/7X06 Support ATE | 0
7X06CTO4WW | B8HW | ThinkSystem HHHL PM1735 3.2TB Mainstream NVMe PCIe4.0 x8 Flash Adapter | 3179
7X06CTO4WW | B8J6 | ThinkSystem 2.5" 5300 960GB Mainstream SATA 6Gb Hot Swap SSD | 729
7X06CTO4WW | B8J7 | ThinkSystem 2.5" 5300 3.84TB Mainstream SATA 6Gb Hot Swap SSD | 2179
7X06CTO4WW | B8JE | ThinkSystem 2.5" 5300 1.92TB Mainstream SATA 6Gb Hot Swap SSD | 1279
7X06CTO4WW | B8JF | ThinkSystem 3.5" 5300 480GB Mainstream SATA 6Gb Hot Swap SSD | 529
7X06CTO4WW | B96M | ThinkSystem HHHL PM1735 6.4TB Mainstream NVMe PCIe4.0 x4 Flash Adapter | 5579
7X06CTO4WW | BAZL | Intel Xeon Gold 6238R 28C 165W 2.2GHz Processor | 4599
7X06CTO4WW | BAZM | Intel Xeon Gold 6240R 24C 165W 2.4GHz Processor | 3859
7X06CTO4WW | BAZS | Intel Xeon Gold 5218R 20C 125W 2.1GHz Processor | 2259
7X06CTO4WW | BAZW | Intel Xeon Gold 6226R 16C 150W 2.9GHz Processor | 2289
7X06CTO4WW | BAZX | Intel Xeon Gold 6230R 26C 150W 2.1GHz Processor | 3349
7X06CTO4WW | BCGK | ThinkSystem HHHL Kioxia CM5-V 3.2TB Mainstream NVMe PCIe3.0 x4 Flash Adapter | 4129
7X06CTO4WW | BCGL | ThinkSystem HHHL Kioxia CM5-V 6.4TB Mainstream NVMe PCIe3.0 x4 Flash Adapter | 7879
7X06CTO4WW | BD3S | Pivot3 7X06 FW Level | 0
7X06CTO4WW | BE0U | ThinkSystem 3.5" 12TB 7.2K SATA 6Gb Hot Swap 512e HDD | 1039
7X06CTO5WW | 747 | UID Asset Tag Label | 20
7X06CTO5WW | 2321 | Custom MFG SVCS Fee - Small Increment | 3
7X06CTO5WW | 5053 | SFP+ SR Transceiver | 699
7X06CTO5WW | 5977 | Select Storage devices - no configured RAID required | 0
7X06CTO5WW | 6201 | 1.5m, 10A/100-250V, C13 to IEC 320-C14 Rack Power Cable | 19
7X06CTO5WW | 6204 | 2.8m, 10A/100-250V, C13 to IEC 320-C20 Rack Power Cable | 19
7X06CTO5WW | 6263 | 4.3m, 10A/100-250V, C13 to IEC 320-C14 Rack Power Cable | 19
7X06CTO5WW | 6311 | 2.8m, 10A/100-250V, C13 to IEC 320-C14 Rack Power Cable | 9
7X06CTO5WW | 6313 | 2.8m, 10A/120V, C13 to NEMA 5-15P (US) Line Cord | 19
7X06CTO5WW | 6370 | 4.3m, 10A/125V, C13 to NEMA 5-15P (US) Line Cord | 10
7X06CTO5WW | 6373 | 4.3m, 10A/250V, C13 to NEMA 6-15P (US) Line Cord | 15
7X06CTO5WW | 6400 | 2.8m, 13A/100-250V, C13 to C14 Jumper Cord | 9
7X06CTO5WW | 6401 | 2.8m, 13A/120V, C13 to NEMA 5-15P (US) Line Cord | 29
7X06CTO5WW | 6570 | 2.0m, 13A/100-250V, C13 to C14 Jumper Cord | 19
7X06CTO5WW | 6583 | 4.3m, 13A/100-250V, C13 to C14 Rack Power Cable | 19
7X06CTO5WW | 7831 | Customer Solution Center Services | 0
7X06CTO5WW | 8067 | TAA Compliant Order | 0
7X06CTO5WW | 8072 | General Racking Solution | 0
7X06CTO5WW | 8086 | No Publications Selected | 0
7X06CTO5WW | 8971 | Integrate in manufacturing | 0
7X06CTO5WW | 8972 | Ship Uninstalled (Safety) | 0
7X06CTO5WW | A102 | Advanced Grouping | 0
7X06CTO5WW | A1PH | 1m Passive DAC SFP+ Cable | 69
7X06CTO5WW | A1PJ | 3m Passive DAC SFP+ Cable | 89
7X06CTO5WW | A1PK | 5m Passive DAC SFP+ Cable | 159
7X06CTO5WW | A1RF | 2.8m, 10A/250V, C13 to NEMA 6-15P Line Cord | 15
7X06CTO5WW | A3RG | 0.5m Passive DAC SFP+ Cable | 79
7X06CTO5WW | A3RH | 7m Passive DAC SFP+ Cable | 179
7X06CTO5WW | A3SW | 1.2m, 16A/100-250V, 2 Short C13s to Short C20 Rack Power Cable | 55
7X06CTO5WW | A3SX | 2.5m, 16A/100-250V, 2 Long C13s to Short C20 Rack Power Cable | 75
7X06CTO5WW | A3SY | 2.8m, 16A/100-250V, 2 Short C13s to Long C20 Rack Power Cable | 79
7X06CTO5WW | A3SZ | 4.1m, 16A/100-250V, 2 Long C13s to Long C20 Rack Power Cable | 85
7X06CTO5WW | A4EY | No x Network Adapter | 0
7X06CTO5WW | A4VP | 1.0m, 10A/100-250V, C13 to IEC 320-C14 Rack Power Cable | 19
7X06CTO5WW | A51N | 1.5m Passive DAC SFP+ Cable | 89
7X06CTO5WW | A51P | 2m Passive DAC SFP+ Cable | 89
7X06CTO5WW | A5DL | SFP 1000Base-T (RJ-45) Transceiver | 89
7X06CTO5WW | AT2R | Lenovo 1m Active DAC SFP+ Cables | 129
7X06CTO5WW | AT2S | Lenovo 3m Active DAC SFP+ Cables | 139
7X06CTO5WW | AT2T | Lenovo 5m Active DAC SFP+ Cables | 159
7X06CTO5WW | ATPX | Intel X550-T2 Dual Port 10GBase-T Adapter | 599
7X06CTO5WW | ATYX | Lenovo 1m SFP+ to SFP+ Active Optical Cable | 104
7X06CTO5WW | ATYY | Lenovo 3m SFP+ to SFP+ Active Optical Cable | 99
7X06CTO5WW | ATYZ | Lenovo 5m SFP+ to SFP+ Active Optical Cable | 114
7X06CTO5WW | ATZ0 | Lenovo 7m SFP+ to SFP+ Active Optical Cable | 129
7X06CTO5WW | ATZ1 | Lenovo 15m SFP+ to SFP+ Active Optical Cable | 169
7X06CTO5WW | ATZ2 | Lenovo 20m SFP+ to SFP+ Active Optical Cable | 169
7X06CTO5WW | AUKK | ThinkSystem 10Gb 4-port SFP+ LOM | 209
7X06CTO5WW | AUKM | ThinkSystem 10Gb 4-port Base-T LOM | 439
7X06CTO5WW | AUKX | ThinkSystem Intel X710-DA2 PCIe 10Gb 2-Port SFP+ Ethernet Adapter | 459
7X06CTO5WW | AUMU | ThinkSystem M.2 Enablement Kit | 39
7X06CTO5WW | AUNC | ThinkSystem 16GB TruDDR4 2666 MHz (2Rx8 1.2V) RDIMM | 319
7X06CTO5WW | AUND | ThinkSystem 32GB TruDDR4 2666 MHz (2Rx4 1.2V) RDIMM | 609
7X06CTO5WW | AUNE | ThinkSystem 64GB TruDDR4 2666 MHz (4Rx4 1.2V) LRDIMM | 1259
7X06CTO5WW | AUNL | ThinkSystem 430-8i SAS/SATA 12Gb HBA | 299
7X06CTO5WW | AUNM | ThinkSystem 430-16i SAS/SATA 12Gb HBA | 589
7X06CTO5WW | AUNP | FBU345 SuperCap | 135
7X06CTO5WW | AUPW | ThinkSystem XClarity Controller Standard to Enterprise Upgrade | 100
7X06CTO5WW | AUQB | Lenovo ThinkSystem Mainstream MB - 2U | 1600
7X06CTO5WW | AUR3 | ThinkSystem SR550/SR650 x16/x8 PCIe FH Riser 1 Kit | 49
7X06CTO5WW | AUR4 | ThinkSystem 2U x8/x8/x8 PCIE FH Riser 1 | 45
7X06CTO5WW | AUR9 | ThinkSystem 2U 3.5" SATA/SAS 12-Bay Backplane | 219
7X06CTO5WW | AURA | ThinkSystem 2U/Twr 2.5" SATA/SAS 8-Bay Backplane | 229
7X06CTO5WW | AURC | ThinkSystem SR550/SR590/SR650 x16/x8(or x16) PCIe FH Riser 2 Kit | 59
7X06CTO5WW | AURD | ThinkSystem 2U left EIA Latch Standard | 15
7X06CTO5WW | AURH | ThinkSystem Right EIA Latch Standard | 15
7X06CTO5WW | AURM | ThinkSystem SR550/SR650/SR590 Right EIA Latch with FIO | 75
7X06CTO5WW | AURP | Lenovo ThinkSystem 2U 2FH Riser Bracket | 25
7X06CTO5WW | AURQ | Lenovo ThinkSystem 2U 3FH Riser Bracket | 29
7X06CTO5WW | AURR | ThinkSystem M3.5 Screw for Riser 2x2pcs and Planar 5pcs | 0
7X06CTO5WW | AURU | ThinkSystem SR650 2nd GPU Upgrade Kit | 25
7X06CTO5WW | AURV | Lenovo ThinkSystem 2U MS air duct for 1U HS | 5
7X06CTO5WW | AURZ | ThinkSystem SR590/SR650 Rear HDD/SSD Kit | 249
7X06CTO5WW | AUS1 | Lenovo ThinkSystem 2U OP Panel Cage for 8x3.5"Config | 55
7X06CTO5WW | AUS8 | ThinkSystem 2U EIA Latch w/ VGA Upgrade Kit | 49
7X06CTO5WW | AUSA | Lenovo ThinkSystem M3.5" Screw for EIA | 0
7X06CTO5WW | AUU1 | ThinkSystem 8GB TruDDR4 2666 MHz (1Rx8 1.2V) RDIMM | 189
7X06CTO5WW | AUU8 | ThinkSystem 3.5" 4TB 7.2K SATA 6Gb Hot Swap 512n HDD | 389
7X06CTO5WW | AUU9 | ThinkSystem 3.5" 8TB 7.2K SATA 6Gb Hot Swap 512e HDD | 599
7X06CTO5WW | AUUB | ThinkSystem 3.5" 10TB 7.2K SATA 6Gb Hot Swap 512e HDD | 829
7X06CTO5WW | AUUD | ThinkSystem 3.5" 2TB 7.2K SATA 6Gb Hot Swap 512n HDD | 319
7X06CTO5WW | AUUF | ThinkSystem 3.5" 1TB 7.2K SATA 6Gb Hot Swap 512n HDD | 269
7X06CTO5WW | AUUV | ThinkSystem M.2 128GB SATA 6Gbps Non-Hot Swap SSD | 159
7X06CTO5WW | AUVW | ThinkSystem SR650 3.5" Chassis with 8 or 12 bays | 975
7X06CTO5WW | AUVX | ThinkSystem SR650 2.5" Chassis with 8 or 16 bays | 1000
7X06CTO5WW | AV1W | Lenovo 1m Passive 25G SFP28 DAC Cable | 69
7X06CTO5WW | AV1X | Lenovo 3m Passive 25G SFP28 DAC Cable | 79
7X06CTO5WW | AV1Y | Lenovo 5m Passive 25G SFP28 DAC Cable | 159
7X06CTO5WW | AVUT | ThinkSystem XClarity Controller Standard to Advanced Upgrade | 50
7X06CTO5WW | AVWD | ThinkSystem 750W(230/115V) Platinum Hot-Swap Power Supply | 399
7X06CTO5WW | AVWF | ThinkSystem 1100W (230V/115V) Platinum Hot-Swap Power Supply | 499
7X06CTO5WW | AVWG | ThinkSystem 1600W (230V) Platinum Hot-Swap Power Supply | 549
7X06CTO5WW | AWDZ | Intel Xeon Gold 6138 20C 125W 2.0GHz Processor | 4099
7X06CTO5WW | AWE4 | Intel Xeon Gold 6130T 16C 125W 2.1GHz Processor | 3129
7X06CTO5WW | AWE5 | Intel Xeon Gold 6126T 12C 125W 2.6GHz Processor | 2979
7X06CTO5WW | AWE8 | Intel Xeon Gold 5120T 14C 105W 2.2GHz Processor | 2699
7X06CTO5WW | AWEA | Intel Xeon Silver 4116T 12C 85W 2.1GHz Processor | 1979
7X06CTO5WW | AWEH | Intel Xeon Bronze 3106 8C 85W 1.7GHz Processor | 599
7X06CTO5WW | AWEK | Intel Xeon Platinum 8160T 24C 150W 2.1GHz Processor | 9129
7X06CTO5WW | AWEL | Intel Xeon Gold 6126 12C 125W 2.6GHz Processor | 2869
7X06CTO5WW | AWEM | Intel Xeon Gold 6138T 20C 125W 2.0GHz Processor | 4349
7X06CTO5WW | AWEN | Intel Xeon Gold 6130 16C 125W 2.1GHz Processor | 2999
7X06CTO5WW | AWEP | Intel Xeon Gold 5118 12C 105W 2.3GHz Processor | 2019
7X06CTO5WW | AWEQ | Intel Xeon Gold 5119T 14C 85W 2.0GHz Processor | 2549
7X06CTO5WW | AWER | Intel Xeon Silver 4116 12C 85W 2.1GHz Processor | 1649
7X06CTO5WW | AWES | Intel Xeon Silver 4114T 10C 85W 2.2GHz Processor | 1369
7X06CTO5WW | AX4F | ThinkSystem SR650 Air Duct for GPU | 30
7X06CTO5WW | AX8A | 4.3m, 13A/120V, C13 to NEMA 5-15P (US) Line Cord | 19
7X06CTO5WW | AXCA | ThinkSystem Toolless Slide Rail | 99
7X06CTO5WW | B0ML | Feature Enable TPM on MB | 0
7X06CTO5WW | B0N4 | 2.0m, 10A/100-250V, C13 to IEC 320-C14 Rack Power Cable | 29
7X06CTO5WW | B0N5 | 1.0m, 13A/100-250V, C13 to C14 Jumper Cord | 25
7X06CTO5WW | B0N6 | 1.5m, 13A/100-250V, C13 to C14 Jumper Cord | 29
7X06CTO5WW | B0RJ | 10GBASE-LR SFP+Transceiver | 350
7X06CTO5WW | B0RU | ThinkSystem SR650 GPU Thermal Kit | 119
7X06CTO5WW | B173 | Companion Part for XClarity Controller Standard to Enterprise Upgrade in Factory | 0
7X06CTO5WW | B26L | ThinkSystem SR650 P4 GPU Additional Airduct Upgrade Kit | 19
7X06CTO5WW | B30W | Custom MFG SVCS Fee - Medium Increment | 30
7X06CTO5WW | B30X | Custom MFG SVCS Fee - Large Increment | 300
7X06CTO5WW | B31F | ThinkSystem M.2 480GB SSD Thermal Kit | 40
7X06CTO5WW | B48C | ThinkSystem 2.5" 5200 3.84TB Mainstream SATA 6Gb Hot Swap SSD | 4869
7X06CTO5WW | B49M | ThinkSystem 2.5" Intel S4610 480GB Mainstream SATA 6Gb Hot Swap SSD | 479
7X06CTO5WW | B49N | ThinkSystem 2.5" Intel S4610 960GB Mainstream SATA 6Gb Hot Swap SSD | 699
7X06CTO5WW | B49Q | ThinkSystem 2.5" Intel S4610 3.84TB Mainstream SATA 6Gb Hot Swap SSD | 2499
7X06CTO5WW | B49S | ThinkSystem 3.5" Intel S4610 480GB Mainstream SATA 6Gb Hot Swap SSD | 309
7X06CTO5WW | B4H1 | ThinkSystem 8GB TruDDR4 2933MHz (1Rx8 1.2V) RDIMM | 219
7X06CTO5WW | B4H2 | ThinkSystem 16GB TruDDR4 2933MHz (2Rx8 1.2V) RDIMM | 319
7X06CTO5WW | B4H3 | ThinkSystem 32GB TruDDR4 2933MHz (2Rx4 1.2V) RDIMM | 619
7X06CTO5WW | B4H4 | ThinkSystem 64GB TruDDR4 2933MHz (2Rx4 1.2V) RDIMM | 1279
7X06CTO5WW | B4HB | Intel Xeon Platinum 8260 24C 165W 2.4GHz Processor | 8159
7X06CTO5WW | B4HC | Intel Xeon Gold 6252 24C 150W 2.1GHz Processor | 5909
7X06CTO5WW | B4HE | Intel Xeon Gold 6248 20C 150W 2.5GHz Processor | 5049
7X06CTO5WW | B4HG | Intel Xeon Gold 6242 16C 150W 2.8GHz Processor | 4419
7X06CTO5WW | B4HH | Intel Xeon Gold 6240 18C 150W 2.6GHz Processor | 3819
7X06CTO5WW | B4HJ | Intel Xeon Gold 6230 20C 125W 2.1GHz Processor | 3099
7X06CTO5WW | B4HK | Intel Xeon Gold 5220 18C 125W 2.2GHz Processor | 2599
7X06CTO5WW | B4HL | Intel Xeon Gold 5218 16C 125W 2.3GHz Processor | 2019
7X06CTO5WW | B4HP | Intel Xeon Silver 4216 16C 100W 2.1GHz Processor | 1649
7X06CTO5WW | B4HR | Intel Xeon Silver 4214 12C 85W 2.2GHz Processor | 1169
7X06CTO5WW | B4HU | Intel Xeon Bronze 3204 6C 85W 1.9GHz Processor | 439
7X06CTO5WW | B4NL | ThinkSystem SR650 Refresh MB | 1600
7X06CTO5WW | B4NU | Intel Xeon Platinum 8260Y 24/20/16C 165W 2.4GHz Processor | 9799
7X06CTO5WW | B4P3 | Intel Xeon Gold 5218T 16C 105W 2.1GHz Processor | 2399
7X06CTO5WW | B4P6 | Intel Xeon Platinum 8276L 28C 165W 2.2GHz Processor | 26689
7X06CTO5WW | B4P7 | Intel Xeon Platinum 8260L 24C 165W 2.4GHz Processor | 19249
7X06CTO5WW | B4PB | ThinkSystem SR650 x16/x8/x16 PCIE Riser1 | 75
7X06CTO5WW | B4YB | ThinkSystem NVIDIA T4 16GB PCIe Passive GPU | 6279
7X06CTO5WW | B5RZ | Intel Xeon Platinum 8253 16C 125W 2.2GHz Processor | 5299
7X06CTO5WW | B6BS | Intel Xeon Gold 5218B 16C 125W 2.3GHz Processor | 2019
7X06CTO5WW | B6CJ | Intel Xeon Gold 6238 22C 140W 2.1GHz Processor | 4799
7X06CTO5WW | B6CK | Intel Xeon Gold 6234 8C 130W 3.3GHz Processor | 3999
7X06CTO5WW | B6CL | Intel Xeon Gold 6226 12C 125W 2.7GHz Processor | 3299
7X06CTO5WW | B6CP | Intel Xeon Gold 6230T 20C 125W 2.1GHz Processor | 3599
7X06CTO5WW | B6CR | Intel Xeon Gold 6238L 22C 140W 2.1GHz Processor | 14599
7X06CTO5WW | B6CS | Intel Xeon Gold 6240L 18C 150W 2.6GHz Processor | 14299
7X06CTO5WW | B6CT | Intel Xeon Gold 6252N 24C 150W 2.3GHz Processor | 7699
7X06CTO5WW | B6CW | Intel Xeon Gold 5220S 18C 125W 2.7GHz Processor | 3699
7X06CTO5WW | B6PD | Intel Xeon Gold 6246 12C 165W 3.3GHz Processor | 5999
7X06CTO5WW | B7F0 | ThinkSystem 3.5" 16TB 7.2K SATA 6Gb Hot Swap 512e HDD | 1289
7X06CTO5WW | B7JW | ThinkSystem NVIDIA Quadro P2200 5GB PCIe Active GPU | 1009
7X06CTO5WW | B7N3 | Intel Xeon Bronze 3206R 8C 85W 1.9GHz Processor | 559
7X06CTO5WW | B7N6 | Intel Xeon Silver 4214R 12C 100W 2.4GHz Processor | 1259
7X06CTO5WW | B7N9 | Intel Xeon Gold 5220R 24C 150W 2.2GHz Processor | 2739
7X06CTO5WW | B7RD | SL Fan Kit | 269
7X06CTO5WW | B7RE | Pivot SR650 Planar | 1569
7X06CTO5WW | B889 | Pivot3 2U Shipgroup | 259
7X06CTO5WW | B88B | Pivot3- 7X06 - Preload | 0
7X06CTO5WW | B88C | Pivot3 -7X02/7X06 Support ATE | 0
7X06CTO5WW | B8HY | ThinkSystem 2.5" 5300 480GB Mainstream SATA 6Gb Hot Swap SSD | 429
7X06CTO5WW | B8J6 | ThinkSystem 2.5" 5300 960GB Mainstream SATA 6Gb Hot Swap SSD | 729
7X06CTO5WW | B8J7 | ThinkSystem 2.5" 5300 3.84TB Mainstream SATA 6Gb Hot Swap SSD | 2179
7X06CTO5WW | B8JF | ThinkSystem 3.5" 5300 480GB Mainstream SATA 6Gb Hot Swap SSD | 529
7X06CTO5WW | BAZL | Intel Xeon Gold 6238R 28C 165W 2.2GHz Processor | 4599
7X06CTO5WW | BAZM | Intel Xeon Gold 6240R 24C 165W 2.4GHz Processor | 3859
7X06CTO5WW | BAZS | Intel Xeon Gold 5218R 20C 125W 2.1GHz Processor | 2259
7X06CTO5WW | BAZW | Intel Xeon Gold 6226R 16C 150W 2.9GHz Processor | 2289
7X06CTO5WW | BAZX | Intel Xeon Gold 6230R 26C 150W 2.1GHz Processor | 3349
7X06CTO5WW | BD3S | Pivot3 7X06 FW Level | 0
7X06CTO5WW | BE0U | ThinkSystem 3.5" 12TB 7.2K SATA 6Gb Hot Swap 512e HDD | 1039
7X06CTO5WW | BE0V | ThinkSystem 3.5" 14TB 7.2K SATA 6Gb Hot Swap 512e HDD | 1239
7X06CTOAWW | 747 | UID Asset Tag Label | 20
7X06CTOAWW | 2306 | Integration >1U Component | 125
7X06CTOAWW | 3803 | 3m Blue Cat5e Cable | 25
7X06CTOAWW | 5977 | Select Storage devices - no configured RAID required | 0
7X06CTOAWW | 6201 | 1.5m, 10A/100-250V, C13 to IEC 320-C14 Rack Power Cable | 19
7X06CTOAWW | 6400 | 2.8m, 13A/100-250V, C13 to C14 Jumper Cord | 9
7X06CTOAWW | 7831 | Customer Solution Center Services | 0
7X06CTOAWW | 8067 | TAA Compliant Order | 0
7X06CTOAWW | 8072 | General Racking Solution | 0
7X06CTOAWW | 8086 | No Publications Selected | 0
7X06CTOAWW | 8971 | Integrate in manufacturing | 0
7X06CTOAWW | 8972 | Ship Uninstalled (Safety) | 0
7X06CTOAWW | A102 | Advanced Grouping | 0
7X06CTOAWW | ATRN | Mellanox ConnectX-4 Lx 1x40GbE QSFP+ Adapter | 709
7X06CTOAWW | AUAJ | Mellanox ConnectX-4 Lx 10/25GbE SFP28 2-port PCIe Ethernet Adapter | 499
7X06CTOAWW | AUK7 | TPM 2.0 and Secure Boot | 0
7X06CTOAWW | AUMV | ThinkSystem M.2 with Mirroring Enablement Kit | 149
7X06CTOAWW | AUNC | ThinkSystem 16GB TruDDR4 2666 MHz (2Rx8 1.2V) RDIMM | 319
7X06CTOAWW | AUND | ThinkSystem 32GB TruDDR4 2666 MHz (2Rx4 1.2V) RDIMM | 609
7X06CTOAWW | AUNM | ThinkSystem 430-16i SAS/SATA 12Gb HBA | 589
7X06CTOAWW | AUPW | ThinkSystem XClarity Controller Standard to Enterprise Upgrade | 100
7X06CTOAWW | AUR8 | ThinkSystem 2U 3.5" AnyBay 12-Bay Backplane | 315
7X06CTOAWW | AUR9 | ThinkSystem 2U 3.5" SATA/SAS 12-Bay Backplane | 219
7X06CTOAWW | AURC | ThinkSystem SR550/SR590/SR650 x16/x8(or x16) PCIe FH Riser 2 Kit | 59
7X06CTOAWW | AURD | ThinkSystem 2U left EIA Latch Standard | 15
7X06CTOAWW | AURM | ThinkSystem SR550/SR650/SR590 Right EIA Latch with FIO | 75
7X06CTOAWW | AURP | Lenovo ThinkSystem 2U 2FH Riser Bracket | 25
7X06CTOAWW | AURR | ThinkSystem M3.5 Screw for Riser 2x2pcs and Planar 5pcs | 0
7X06CTOAWW | AURZ | ThinkSystem SR590/SR650 Rear HDD/SSD Kit | 249
7X06CTOAWW | AUSA | Lenovo ThinkSystem M3.5" Screw for EIA | 0
7X06CTOAWW | AUU8 | ThinkSystem 3.5" 4TB 7.2K SATA 6Gb Hot Swap 512n HDD | 389
7X06CTOAWW | AUU9 | ThinkSystem 3.5" 8TB 7.2K SATA 6Gb Hot Swap 512e HDD | 599
7X06CTOAWW | AUUA | ThinkSystem 3.5" 6TB 7.2K SATA 6Gb Hot Swap 512e HDD | 529
7X06CTOAWW | AUUB | ThinkSystem 3.5" 10TB 7.2K SATA 6Gb Hot Swap 512e HDD | 829
7X06CTOAWW | AV1X | Lenovo 3m Passive 25G SFP28 DAC Cable | 79
7X06CTOAWW | AVWF | ThinkSystem 1100W (230V/115V) Platinum Hot-Swap Power Supply | 499
7X06CTOAWW | AXCA | ThinkSystem Toolless Slide Rail | 99
7X06CTOAWW | B0ML | Feature Enable TPM on MB | 0
7X06CTOAWW | B118 | ThinkSystem 3.5" 12TB 7.2K SATA 6Gb Hot Swap 512e HDD | 1829
7X06CTOAWW | B173 | Companion Part for XClarity Controller Standard to Enterprise Upgrade in Factory | 0
7X06CTOAWW | B1EG | ThinkSystem SR650 for ThinkAgile SXM | 1009
7X06CTOAWW | B1EH | ThinkAgile SXM4400 25U | 0
7X06CTOAWW | B1EJ | ThinkAgile SXM4400 42U | 0
7X06CTOAWW | B1EK | ThinkAgile SXM6400 42U | 0
7X06CTOAWW | B275 | ThinkSystem SR650 Planar for ThinkAgile | 1769
7X06CTOAWW | B306 | Mellanox QSA 100G to 25G Cable Adapter | 149
7X06CTOAWW | B31F | ThinkSystem M.2 480GB SSD Thermal Kit | 40
7X06CTOAWW | B31L | Customer Rack Kit SXM | 0
7X06CTOAWW | B3VS | Single Point of Support for SXM SR650 | 1400
7X06CTOAWW | B4H2 | ThinkSystem 16GB TruDDR4 2933MHz (2Rx8 1.2V) RDIMM | 319
7X06CTOAWW | B4H3 | ThinkSystem 32GB TruDDR4 2933MHz (2Rx4 1.2V) RDIMM | 619
7X06CTOAWW | B4H4 | ThinkSystem 64GB TruDDR4 2933MHz (2Rx4 1.2V) RDIMM | 1279
7X06CTOAWW | B4H8 | Intel Xeon Platinum 8276 28C 165W 2.2GHz Processor | 15099
7X06CTOAWW | B4HB | Intel Xeon Platinum 8260 24C 165W 2.4GHz Processor | 8159
7X06CTOAWW | B4HC | Intel Xeon Gold 6252 24C 150W 2.1GHz Processor | 5909
7X06CTOAWW | B4HE | Intel Xeon Gold 6248 20C 150W 2.5GHz Processor | 5049
7X06CTOAWW | B4HG | Intel Xeon Gold 6242 16C 150W 2.8GHz Processor | 4419
7X06CTOAWW | B4HH | Intel Xeon Gold 6240 18C 150W 2.6GHz Processor | 3819
7X06CTOAWW | B4HJ | Intel Xeon Gold 6230 20C 125W 2.1GHz Processor | 3099
7X06CTOAWW | B4HK | Intel Xeon Gold 5220 18C 125W 2.2GHz Processor | 2599
7X06CTOAWW | B4HR | Intel Xeon Silver 4214 12C 85W 2.2GHz Processor | 1169
7X06CTOAWW | B4LY | ThinkSystem 16GB TruDDR4 2933 MHz (1Rx4 1.2V) RDIMM | 289
7X06CTOAWW | B4NL | ThinkSystem SR650 Refresh MB | 1600
7X06CTOAWW | B4Y8 | ThinkSystem 3.5" SS530 800GB Performance SAS 12Gb Hot Swap SSD | 2279
7X06CTOAWW | B5N7 | ThinkSystem 32GB TruDDR4 Performance+ 2933MHz (2Rx4 1.2V) RDIMM | 1379
7X06CTOAWW | B5S0 | Intel Xeon Gold 5218N 16C 110W 2.3GHz Processor | 2625
7X06CTOAWW | B7N6 | Intel Xeon Silver 4214R 12C 100W 2.4GHz Processor | 1259
7X06CTOAWW | B7N9 | Intel Xeon Gold 5220R 24C 150W 2.2GHz Processor | 2739
7X06CTOAWW | B8HT | ThinkSystem 3.5" PM1645a 800GB Mainstream SAS 12Gb Hot Swap SSD | 829
7X06CTOAWW | B8JN | ThinkSystem 3.5" PM1645a 1.6TB Mainstream SAS 12Gb Hot Swap SSD | 1389
7X06CTOAWW | B919 | ThinkSystem M.2 5300 480GB SATA 6Gbps Non-Hot Swap SSD | 369
7X06CTOAWW | BAZL | Intel Xeon Gold 6238R 28C 165W 2.2GHz Processor | 4599
7X06CTOAWW | BAZM | Intel Xeon Gold 6240R 24C 165W 2.4GHz Processor | 3859
7X06CTOAWW | BAZS | Intel Xeon Gold 5218R 20C 125W 2.1GHz Processor | 2259
7X06CTOAWW | BAZW | Intel Xeon Gold 6226R 16C 150W 2.9GHz Processor | 2289
7X06CTOAWW | BAZX | Intel Xeon Gold 6230R 26C 150W 2.1GHz Processor | 3349
7X06CTOAWW | BB0P | Intel Transparent Supply Chain. Lenovo has paired our industry leading supply chain with Intel's innovative Transparent Supply Chain program to add a layer of protection to your data center and bring peace of mind that the server hardware you bring into ... | 0
7X06CTOAWW | BCFJ | ThinkSystem 3.5" Intel P5600 3.2TB Mainstream NVMe PCIe 4.0 x4 Hot Swap SSD | 3829
7X06CTOBWW | 747 | UID Asset Tag Label | 20
7X06CTOBWW | 3803 | 3m Blue Cat5e Cable | 25
7X06CTOBWW | 5977 | Select Storage devices - no configured RAID required | 0
7X06CTOBWW | 6201 | 1.5m, 10A/100-250V, C13 to IEC 320-C14 Rack Power Cable | 19
7X06CTOBWW | 6400 | 2.8m, 13A/100-250V, C13 to C14 Jumper Cord | 9
7X06CTOBWW | 8067 | TAA Compliant Order | 0
7X06CTOBWW | 8086 | No Publications Selected | 0
7X06CTOBWW | ATRN | Mellanox ConnectX-4 Lx 1x40GbE QSFP+ Adapter | 709
7X06CTOBWW | ATWL | Second Stage Mfg Services | 89
7X06CTOBWW | AUAJ | Mellanox ConnectX-4 Lx 10/25GbE SFP28 2-port PCIe Ethernet Adapter | 499
7X06CTOBWW | AUK7 | TPM 2.0 and Secure Boot | 0
7X06CTOBWW | AUMV | ThinkSystem M.2 with Mirroring Enablement Kit | 149
7X06CTOBWW | AUNC | ThinkSystem 16GB TruDDR4 2666 MHz (2Rx8 1.2V) RDIMM | 319
7X06CTOBWW | AUND | ThinkSystem 32GB TruDDR4 2666 MHz (2Rx4 1.2V) RDIMM | 609
7X06CTOBWW | AUNM | ThinkSystem 430-16i SAS/SATA 12Gb HBA | 589
7X06CTOBWW | AUPW | ThinkSystem XClarity Controller Standard to Enterprise Upgrade | 100
7X06CTOBWW | AUR8 | ThinkSystem 2U 3.5" AnyBay 12-Bay Backplane | 315
7X06CTOBWW | AUR9 | ThinkSystem 2U 3.5" SATA/SAS 12-Bay Backplane | 219
7X06CTOBWW | AURC | ThinkSystem SR550/SR590/SR650 x16/x8(or x16) PCIe FH Riser 2 Kit | 59
7X06CTOBWW | AURD | ThinkSystem 2U left EIA Latch Standard | 15
7X06CTOBWW | AURM | ThinkSystem SR550/SR650/SR590 Right EIA Latch with FIO | 75
7X06CTOBWW | AURP | Lenovo ThinkSystem 2U 2FH Riser Bracket | 25
7X06CTOBWW | AURR | ThinkSystem M3.5 Screw for Riser 2x2pcs and Planar 5pcs | 0
7X06CTOBWW | AURZ | ThinkSystem SR590/SR650 Rear HDD/SSD Kit | 249
7X06CTOBWW | AUSA | Lenovo ThinkSystem M3.5" Screw for EIA | 0
7X06CTOBWW | AUU8 | ThinkSystem 3.5" 4TB 7.2K SATA 6Gb Hot Swap 512n HDD | 389
7X06CTOBWW | AUU9 | ThinkSystem 3.5" 8TB 7.2K SATA 6Gb Hot Swap 512e HDD | 599
7X06CTOBWW | AUUA | ThinkSystem 3.5" 6TB 7.2K SATA 6Gb Hot Swap 512e HDD | 529
7X06CTOBWW | AUUB | ThinkSystem 3.5" 10TB 7.2K SATA 6Gb Hot Swap 512e HDD | 829
7X06CTOBWW | AV1X | Lenovo 3m Passive 25G SFP28 DAC Cable | 79
7X06CTOBWW | AVWF | ThinkSystem 1100W (230V/115V) Platinum Hot-Swap Power Supply | 499
7X06CTOBWW | AXCA | ThinkSystem Toolless Slide Rail | 99
7X06CTOBWW | B0ML | Feature Enable TPM on MB | 0
7X06CTOBWW | B118 | ThinkSystem 3.5" 12TB 7.2K SATA 6Gb Hot Swap 512e HDD | 1829
7X06CTOBWW | B173 | Companion Part for XClarity Controller Standard to Enterprise Upgrade in Factory | 0
7X06CTOBWW | B275 | ThinkSystem SR650 Planar for ThinkAgile | 1769
7X06CTOBWW | B306 | Mellanox QSA 100G to 25G Cable Adapter | 149
7X06CTOBWW | B31F | ThinkSystem M.2 480GB SSD Thermal Kit | 40
7X06CTOBWW | B3VP | ThinkSystem SR650 Expansion for ThinkAgile SXM | 1009
7X06CTOBWW | B4H2 | ThinkSystem 16GB TruDDR4 2933MHz (2Rx8 1.2V) RDIMM | 319
7X06CTOBWW | B4H3 | ThinkSystem 32GB TruDDR4 2933MHz (2Rx4 1.2V) RDIMM | 619
7X06CTOBWW | B4H4 | ThinkSystem 64GB TruDDR4 2933MHz (2Rx4 1.2V) RDIMM | 1279
7X06CTOBWW | B4H8 | Intel Xeon Platinum 8276 28C 165W 2.2GHz Processor | 15099
7X06CTOBWW | B4HB | Intel Xeon Platinum 8260 24C 165W 2.4GHz Processor | 8159
7X06CTOBWW | B4HC | Intel Xeon Gold 6252 24C 150W 2.1GHz Processor | 5909
7X06CTOBWW | B4HE | Intel Xeon Gold 6248 20C 150W 2.5GHz Processor | 5049
7X06CTOBWW | B4HG | Intel Xeon Gold 6242 16C 150W 2.8GHz Processor | 4419
7X06CTOBWW | B4HH | Intel Xeon Gold 6240 18C 150W 2.6GHz Processor | 3819
7X06CTOBWW | B4HJ | Intel Xeon Gold 6230 20C 125W 2.1GHz Processor | 3099
7X06CTOBWW | B4HK | Intel Xeon Gold 5220 18C 125W 2.2GHz Processor | 2599
7X06CTOBWW | B4HR | Intel Xeon Silver 4214 12C 85W 2.2GHz Processor | 1169
7X06CTOBWW | B4LY | ThinkSystem 16GB TruDDR4 2933 MHz (1Rx4 1.2V) RDIMM | 289
7X06CTOBWW | B4NL | ThinkSystem SR650 Refresh MB | 1600
7X06CTOBWW | B4Y8 | ThinkSystem 3.5" SS530 800GB Performance SAS 12Gb Hot Swap SSD | 2279
7X06CTOBWW | B5N7 | ThinkSystem 32GB TruDDR4 Performance+ 2933MHz (2Rx4 1.2V) RDIMM | 1379
7X06CTOBWW | B5S0 | Intel Xeon Gold 5218N 16C 110W 2.3GHz Processor | 2625
7X06CTOBWW | B7N6 | Intel Xeon Silver 4214R 12C 100W 2.4GHz Processor | 1259
7X06CTOBWW | B7N9 | Intel Xeon Gold 5220R 24C 150W 2.2GHz Processor | 2739
7X06CTOBWW | B8HT | ThinkSystem 3.5" PM1645a 800GB Mainstream SAS 12Gb Hot Swap SSD | 829
7X06CTOBWW | B8JN | ThinkSystem 3.5" PM1645a 1.6TB Mainstream SAS 12Gb Hot Swap SSD | 1389
7X06CTOBWW | B919 | ThinkSystem M.2 5300 480GB SATA 6Gbps Non-Hot Swap SSD | 369
7X06CTOBWW | BAZL | Intel Xeon Gold 6238R 28C 165W 2.2GHz Processor | 4599
7X06CTOBWW | BAZM | Intel Xeon Gold 6240R 24C 165W 2.4GHz Processor | 3859
7X06CTOBWW | BAZS | Intel Xeon Gold 5218R 20C 125W 2.1GHz Processor | 2259
7X06CTOBWW | BAZW | Intel Xeon Gold 6226R 16C 150W 2.9GHz Processor | 2289
7X06CTOBWW | BAZX | Intel Xeon Gold 6230R 26C 150W 2.1GHz Processor | 3349
7X06CTOBWW | BB0P | Intel Transparent Supply Chain. Lenovo has paired our industry leading supply chain with Intel's innovative Transparent Supply Chain program to add a layer of protection to your data center and bring peace of mind that the server hardware you bring into ... | 0
7X06CTOBWW | BCFJ | ThinkSystem 3.5" Intel P5600 3.2TB Mainstream NVMe PCIe 4.0 x4 Hot Swap SSD | 3829
7X06CTOCWW | 747 | UID Asset Tag Label | 20
7X06CTOCWW | 2306 | Integration >1U Component | 125
7X06CTOCWW | 3803 | 3m Blue Cat5e Cable | 25
7X06CTOCWW | 5977 | Select Storage devices - no configured RAID required | 0
7X06CTOCWW | 6201 | 1.5m, 10A/100-250V, C13 to IEC 320-C14 Rack Power Cable | 19
7X06CTOCWW | 6400 | 2.8m, 13A/100-250V, C13 to C14 Jumper Cord | 9
7X06CTOCWW | 7831 | Customer Solution Center Services | 0
7X06CTOCWW | 8031 | Consolidate Shipment | 0
7X06CTOCWW | 8067 | TAA Compliant Order | 0
7X06CTOCWW | 8072 | General Racking Solution | 0
7X06CTOCWW | 8086 | No Publications Selected | 0
7X06CTOCWW | 8971 | Integrate in manufacturing | 0
7X06CTOCWW | 8972 | Ship Uninstalled (Safety) | 0
7X06CTOCWW | A102 | Advanced Grouping | 0
7X06CTOCWW | ATRN | Mellanox ConnectX-4 Lx 1x40GbE QSFP+ Adapter | 709
7X06CTOCWW | AUAJ | Mellanox ConnectX-4 Lx 10/25GbE SFP28 2-port PCIe Ethernet Adapter | 499
7X06CTOCWW | AUK7 | TPM 2.0 and Secure Boot | 0
7X06CTOCWW | AUMV | ThinkSystem M.2 with Mirroring Enablement Kit | 149
7X06CTOCWW | AUNC | ThinkSystem 16GB TruDDR4 2666 MHz (2Rx8 1.2V) RDIMM | 319
7X06CTOCWW | AUND | ThinkSystem 32GB TruDDR4 2666 MHz (2Rx4 1.2V) RDIMM | 609
7X06CTOCWW | AUNL | ThinkSystem 430-8i SAS/SATA 12Gb HBA | 299
7X06CTOCWW | AUNM | ThinkSystem 430-16i SAS/SATA 12Gb HBA | 589
7X06CTOCWW | AUPW | ThinkSystem XClarity Controller Standard to Enterprise Upgrade | 100
7X06CTOCWW | AUR3 | ThinkSystem SR550/SR650 x16/x8 PCIe FH Riser 1 Kit | 49
7X06CTOCWW | AUR4 | ThinkSystem 2U x8/x8/x8 PCIE FH Riser 1 | 45
7X06CTOCWW | AUR5 | ThinkSystem 2U/Twr 2.5" AnyBay 8-Bay Backplane | 499
7X06CTOCWW | AURA | ThinkSystem 2U/Twr 2.5" SATA/SAS 8-Bay Backplane | 229
7X06CTOCWW | AURC | ThinkSystem SR550/SR590/SR650 x16/x8(or x16) PCIe FH Riser 2 Kit | 59
7X06CTOCWW | AURD | ThinkSystem 2U left EIA Latch Standard | 15
7X06CTOCWW | AURP | Lenovo ThinkSystem 2U 2FH Riser Bracket | 25
7X06CTOCWW | AURQ | Lenovo ThinkSystem 2U 3FH Riser Bracket | 29
7X06CTOCWW | AURR | ThinkSystem M3.5 Screw for Riser 2x2pcs and Planar 5pcs | 0
7X06CTOCWW | AURU | ThinkSystem SR650 2nd GPU Upgrade Kit | 25
7X06CTOCWW | AUSA | Lenovo ThinkSystem M3.5" Screw for EIA | 0
7X06CTOCWW | AV1X | Lenovo 3m Passive 25G SFP28 DAC Cable | 79
7X06CTOCWW | AVWF | ThinkSystem 1100W (230V/115V) Platinum Hot-Swap Power Supply | 499
7X06CTOCWW | AVWG | ThinkSystem 1600W (230V) Platinum Hot-Swap Power Supply | 549
7X06CTOCWW | AX4F | ThinkSystem SR650 Air Duct for GPU | 30
7X06CTOCWW | AXCA | ThinkSystem Toolless Slide Rail | 99
7X06CTOCWW | B0ML | Feature Enable TPM on MB | 0
7X06CTOCWW | B173 | Companion Part for XClarity Controller Standard to Enterprise Upgrade in Factory | 0
7X06CTOCWW | B1EH | ThinkAgile SXM4400 25U | 0
7X06CTOCWW | B1EJ | ThinkAgile SXM4400 42U | 0
7X06CTOCWW | B1EK | ThinkAgile SXM6400 42U | 0
7X06CTOCWW | B1JY | ThinkSystem NVIDIA Tesla V100 16GB PCIe Passive GPU | 22729
7X06CTOCWW | B275 | ThinkSystem SR650 Planar for ThinkAgile | 1769
7X06CTOCWW | B306 | Mellanox QSA 100G to 25G Cable Adapter | 149
7X06CTOCWW | B31F | ThinkSystem M.2 480GB SSD Thermal Kit | 40
7X06CTOCWW | B31L | Customer Rack Kit SXM | 0
7X06CTOCWW | B34S | ThinkSystem NVIDIA Tesla V100 32GB PCIe Passive GPU | 25819
7X06CTOCWW | B3VS | Single Point of Support for SXM SR650 | 1400
7X06CTOCWW | B49B | ThinkSystem 2.5" Intel S4510 1.92TB Entry SATA 6Gb Hot Swap SSD | 1049
7X06CTOCWW | B49C | ThinkSystem 2.5" Intel S4510 3.84TB Entry SATA 6Gb Hot Swap SSD | 1979
7X06CTOCWW | B4H2 | ThinkSystem 16GB TruDDR4 2933MHz (2Rx8 1.2V) RDIMM | 319
7X06CTOCWW | B4H3 | ThinkSystem 32GB TruDDR4 2933MHz (2Rx4 1.2V) RDIMM | 619
7X06CTOCWW | B4H4 | ThinkSystem 64GB TruDDR4 2933MHz (2Rx4 1.2V) RDIMM | 1279
7X06CTOCWW | B4H8 | Intel Xeon Platinum 8276 28C 165W 2.2GHz Processor | 15099
7X06CTOCWW | B4H9 | Intel Xeon Platinum 8270 26C 205W 2.7GHz Processor | 12739
7X06CTOCWW | B4HA | Intel Xeon Platinum 8268 24C 205W 2.9GHz Processor | 10929
7X06CTOCWW | B4HB | Intel Xeon Platinum 8260 24C 165W 2.4GHz Processor | 8159
7X06CTOCWW | B4HC | Intel Xeon Gold 6252 24C 150W 2.1GHz Processor | 5909
7X06CTOCWW | B4HD | Intel Xeon Gold 6254 18C 200W 3.1GHz Processor | 6065
7X06CTOCWW | B4HE | Intel Xeon Gold 6248 20C 150W 2.5GHz Processor | 5049
7X06CTOCWW | B4HG | Intel Xeon Gold 6242 16C 150W 2.8GHz Processor | 4419
7X06CTOCWW | B4HH | Intel Xeon Gold 6240 18C 150W 2.6GHz Processor | 3819
7X06CTOCWW | B4HJ | Intel Xeon Gold 6230 20C 125W 2.1GHz Processor | 3099
7X06CTOCWW | B4HK | Intel Xeon Gold 5220 18C 125W 2.2GHz Processor | 2599
7X06CTOCWW | B4HR | Intel Xeon Silver 4214 12C 85W 2.2GHz Processor | 1169
7X06CTOCWW | B4LY | ThinkSystem 16GB TruDDR4 2933 MHz (1Rx4 1.2V) RDIMM | 289
7X06CTOCWW | B4NL | ThinkSystem SR650 Refresh MB | 1600
7X06CTOCWW | B4YB | ThinkSystem NVIDIA T4 16GB PCIe Passive GPU | 6279
7X06CTOCWW | B4YC | ThinkSystem SR650 for ThinkAgile SXM | 1075
7X06CTOCWW | B5N7 | ThinkSystem 32GB TruDDR4 Performance+ 2933MHz (2Rx4 1.2V) RDIMM | 1379
7X06CTOCWW | B5S0 | Intel Xeon Gold 5218N 16C 110W 2.3GHz Processor | 2625
7X06CTOCWW | B7N6 | Intel Xeon Silver 4214R 12C 100W 2.4GHz Processor | 1259
7X06CTOCWW | B7N9 | Intel Xeon Gold 5220R 24C 150W 2.2GHz Processor | 2739
7X06CTOCWW | B8EE | Cisco 3m 25G SFP28 AOC Cable | 0
7X06CTOCWW | B8J4 | ThinkSystem 2.5" PM1645a 1.6TB Mainstream SAS 12Gb Hot Swap SSD | 1379
7X06CTOCWW | B8JD | ThinkSystem 2.5" PM1645a 3.2TB Mainstream SAS 12Gb Hot Swap SSD | 2579
7X06CTOCWW | B8PK | ThinkAgile SXM4400 48U | 0
7X06CTOCWW | B919 | ThinkSystem M.2 5300 480GB SATA 6Gbps Non-Hot Swap SSD | 369
7X06CTOCWW | B91B | ThinkSystem 2.5" PM1643a 1.92TB Entry SAS 12Gb Hot Swap SSD | 1379
7X06CTOCWW | B91C | ThinkSystem 2.5" PM1643a 3.84TB Entry SAS 12Gb Hot Swap SSD | 2579
7X06CTOCWW | B91D | ThinkSystem 2.5" PM1643a 7.68TB Entry SAS 12Gb Hot Swap SSD | 5019
7X06CTOCWW | BAZL | Intel Xeon Gold 6238R 28C 165W 2.2GHz Processor | 4599
7X06CTOCWW | BAZM | Intel Xeon Gold 6240R 24C 165W 2.4GHz Processor | 3859
7X06CTOCWW | BAZS | Intel Xeon Gold 5218R 20C 125W 2.1GHz Processor | 2259
7X06CTOCWW | BAZW | Intel Xeon Gold 6226R 16C 150W 2.9GHz Processor | 2289
7X06CTOCWW | BAZX | Intel Xeon Gold 6230R 26C 150W 2.1GHz Processor | 3349
7X06CTOCWW | BB0P | Intel Transparent Supply Chain. Lenovo has paired our industry leading supply chain with Intel's innovative Transparent Supply Chain program to add a layer of protection to your data center and bring peace of mind that the server hardware you bring into ... | 0
7X06CTOCWW | BB2E | ThinkSystem NVIDIA Tesla V100S 32GB PCIe Passive GPU | 26079
7X06CTOCWW | BCFR | ThinkSystem U.2 Intel P5600 3.2TB Mainstream NVMe PCIe 4.0 x4 Hot Swap SSD | 3829
7X06CTOCWW | BCFS | ThinkSystem U.2 Intel P5600 6.4TB Mainstream NVMe PCIe 4.0 x4 Hot Swap SSD | 7639
7X06CTOCWW | BCFV | ThinkSystem U.2 Intel P5600 1.6TB Mainstream NVMe PCIe 4.0 x4 Hot Swap SSD | 1919
7X06CTODWW | 747 | UID Asset Tag Label | 20
7X06CTODWW | 3803 | 3m Blue Cat5e Cable | 25
7X06CTODWW | 5977 | Select Storage devices - no configured RAID required | 0
7X06CTODWW | 6201 | 1.5m, 10A/100-250V, C13 to IEC 320-C14 Rack Power Cable | 19
7X06CTODWW | 6400 | 2.8m, 13A/100-250V, C13 to C14 Jumper Cord | 9
7X06CTODWW | 7831 | Customer Solution Center Services | 0
7X06CTODWW | 8031 | Consolidate Shipment | 0
7X06CTODWW | 8067 | TAA Compliant Order | 0
7X06CTODWW | 8086 | No Publications Selected | 0
7X06CTODWW | ATRN | Mellanox ConnectX-4 Lx 1x40GbE QSFP+ Adapter | 709
7X06CTODWW | ATWL | Second Stage Mfg Services | 89
7X06CTODWW | AUAJ | Mellanox ConnectX-4 Lx 10/25GbE SFP28 2-port PCIe Ethernet Adapter | 499
7X06CTODWW | AUK7 | TPM 2.0 and Secure Boot | 0
7X06CTODWW | AUMV | ThinkSystem M.2 with Mirroring Enablement Kit | 149
7X06CTODWW | AUNC | ThinkSystem 16GB TruDDR4 2666 MHz (2Rx8 1.2V) RDIMM | 319
7X06CTODWW | AUND | ThinkSystem 32GB TruDDR4 2666 MHz (2Rx4 1.2V) RDIMM | 609
7X06CTODWW | AUNL | ThinkSystem 430-8i SAS/SATA 12Gb HBA | 299
7X06CTODWW | AUNM | ThinkSystem 430-16i SAS/SATA 12Gb HBA | 589
7X06CTODWW | AUPW | ThinkSystem XClarity Controller Standard to Enterprise Upgrade | 100
7X06CTODWW | AUR3 | ThinkSystem SR550/SR650 x16/x8 PCIe FH Riser 1 Kit | 49
7X06CTODWW | AUR4 | ThinkSystem 2U x8/x8/x8 PCIE FH Riser 1 | 45
7X06CTODWW | AUR5 | ThinkSystem 2U/Twr 2.5" AnyBay 8-Bay Backplane | 499
7X06CTODWW | AURA | ThinkSystem 2U/Twr 2.5" SATA/SAS 8-Bay Backplane | 229
7X06CTODWW | AURC | ThinkSystem SR550/SR590/SR650 x16/x8(or x16) PCIe FH Riser 2 Kit | 59
7X06CTODWW | AURD | ThinkSystem 2U left EIA Latch Standard | 15
7X06CTODWW | AURP | Lenovo ThinkSystem 2U 2FH Riser Bracket | 25
7X06CTODWW | AURQ | Lenovo ThinkSystem 2U 3FH Riser Bracket | 29
7X06CTODWW | AURR | ThinkSystem M3.5 Screw for Riser 2x2pcs and Planar 5pcs | 0
7X06CTODWW | AURU | ThinkSystem SR650 2nd GPU Upgrade Kit | 25
7X06CTODWW | AUSA | Lenovo ThinkSystem M3.5" Screw for EIA | 0
7X06CTODWW | AV1X | Lenovo 3m Passive 25G SFP28 DAC Cable | 79
7X06CTODWW | AVWF | ThinkSystem 1100W (230V/115V) Platinum Hot-Swap Power Supply | 499
7X06CTODWW | AVWG | ThinkSystem 1600W (230V) Platinum Hot-Swap Power Supply | 549
7X06CTODWW | AX4F | ThinkSystem SR650 Air Duct for GPU | 30
7X06CTODWW | AXCA | ThinkSystem Toolless Slide Rail | 99
7X06CTODWW | B0ML | Feature Enable TPM on MB | 0
7X06CTODWW | B173 | Companion Part for XClarity Controller Standard to Enterprise Upgrade in Factory | 0
7X06CTODWW | B1JY | ThinkSystem NVIDIA Tesla V100 16GB PCIe Passive GPU | 22729
7X06CTODWW | B275 | ThinkSystem SR650 Planar for ThinkAgile | 1769
7X06CTODWW | B306 | Mellanox QSA 100G to 25G Cable Adapter | 149
7X06CTODWW | B31F | ThinkSystem M.2 480GB SSD Thermal Kit | 40
7X06CTODWW | B34S | ThinkSystem NVIDIA Tesla V100 32GB PCIe Passive GPU | 25819
7X06CTODWW | B49B | ThinkSystem 2.5" Intel S4510 1.92TB Entry SATA 6Gb Hot Swap SSD | 1049
7X06CTODWW | B49C | ThinkSystem 2.5" Intel S4510 3.84TB Entry SATA 6Gb Hot Swap SSD | 1979
7X06CTODWW | B4H2 | ThinkSystem 16GB TruDDR4 2933MHz (2Rx8 1.2V) RDIMM | 319
7X06CTODWW | B4H3 | ThinkSystem 32GB TruDDR4 2933MHz (2Rx4 1.2V) RDIMM | 619
7X06CTODWW | B4H4 | ThinkSystem 64GB TruDDR4 2933MHz (2Rx4 1.2V) RDIMM | 1279
7X06CTODWW | B4H8 | Intel Xeon Platinum 8276 28C 165W 2.2GHz Processor | 15099
7X06CTODWW | B4H9 | Intel Xeon Platinum 8270 26C 205W 2.7GHz Processor | 12739
7X06CTODWW | B4HA | Intel Xeon Platinum 8268 24C 205W 2.9GHz Processor | 10929
7X06CTODWW | B4HB | Intel Xeon Platinum 8260 24C 165W 2.4GHz Processor | 8159
7X06CTODWW | B4HC | Intel Xeon Gold 6252 24C 150W 2.1GHz Processor | 5909
7X06CTODWW | B4HD | Intel Xeon Gold 6254 18C 200W 3.1GHz Processor | 6065
7X06CTODWW | B4HE | Intel Xeon Gold 6248 20C 150W 2.5GHz Processor | 5049
7X06CTODWW | B4HG | Intel Xeon Gold 6242 16C 150W 2.8GHz Processor | 4419
7X06CTODWW | B4HH | Intel Xeon Gold 6240 18C 150W 2.6GHz Processor | 3819
7X06CTODWW | B4HJ | Intel Xeon Gold 6230 20C 125W 2.1GHz Processor | 3099
7X06CTODWW | B4HK | Intel Xeon Gold 5220 18C 125W 2.2GHz Processor | 2599
7X06CTODWW | B4HR | Intel Xeon Silver 4214 12C 85W 2.2GHz Processor | 1169
7X06CTODWW | B4LY | ThinkSystem 16GB TruDDR4 2933 MHz (1Rx4 1.2V) RDIMM | 289
7X06CTODWW | B4NL | ThinkSystem SR650 Refresh MB | 1600
7X06CTODWW | B4YB | ThinkSystem NVIDIA T4 16GB PCIe Passive GPU | 6279
7X06CTODWW | B5N7 | ThinkSystem 32GB TruDDR4 Performance+ 2933MHz (2Rx4 1.2V) RDIMM | 1379
7X06CTODWW | B5S0 | Intel Xeon Gold 5218N 16C 110W 2.3GHz Processor | 2625
7X06CTODWW | B6UM | SR650 for ThinkAgile SXM - All Flash Node Expansion | 1099
7X06CTODWW | B7N6 | Intel Xeon Silver 4214R 12C 100W 2.4GHz Processor | 1259
7X06CTODWW | B7N9 | Intel Xeon Gold 5220R 24C 150W 2.2GHz Processor | 2739
7X06CTODWW | B8J4 | ThinkSystem 2.5" PM1645a 1.6TB Mainstream SAS 12Gb Hot Swap SSD | 1379
7X06CTODWW | B8JD | ThinkSystem 2.5" PM1645a 3.2TB Mainstream SAS 12Gb Hot Swap SSD | 2579
7X06CTODWW | B919 | ThinkSystem M.2 5300 480GB SATA 6Gbps Non-Hot Swap SSD | 369
7X06CTODWW | B91B | ThinkSystem 2.5" PM1643a 1.92TB Entry SAS 12Gb Hot Swap SSD | 1379
7X06CTODWW | B91C | ThinkSystem 2.5" PM1643a 3.84TB Entry SAS 12Gb Hot Swap SSD | 2579
7X06CTODWW | B91D | ThinkSystem 2.5" PM1643a 7.68TB Entry SAS 12Gb Hot Swap SSD | 5019
7X06CTODWW | BAZL | Intel Xeon Gold 6238R 28C 165W 2.2GHz Processor | 4599
7X06CTODWW | BAZM | Intel Xeon Gold 6240R 24C 165W 2.4GHz Processor | 3859
7X06CTODWW | BAZS | Intel Xeon Gold 5218R 20C 125W 2.1GHz Processor | 2259
7X06CTODWW | BAZW | Intel Xeon Gold 6226R 16C 150W 2.9GHz Processor | 2289
7X06CTODWW | BAZX | Intel Xeon Gold 6230R 26C 150W 2.1GHz Processor | 3349
7X06CTODWW | BB0P | Intel Transparent Supply Chain. Lenovo has paired our industry leading supply chain with Intel's innovative Transparent Supply Chain program to add a layer of protection to your data center and bring peace of mind that the server hardware you bring into ... | 0
7X06CTODWW | BB2E | ThinkSystem NVIDIA Tesla V100S 32GB PCIe Passive GPU | 26079
7X06CTODWW | BCFR | ThinkSystem U.2 Intel P5600 3.2TB Mainstream NVMe PCIe 4.0 x4 Hot Swap SSD | 3829
7X06CTODWW | BCFS | ThinkSystem U.2 Intel P5600 6.4TB Mainstream NVMe PCIe 4.0 x4 Hot Swap SSD | 7639
7X06CTODWW | BCFV | ThinkSystem U.2 Intel P5600 1.6TB Mainstream NVMe PCIe 4.0 x4 Hot Swap SSD | 1919
7X06CTOLWW | 747 | UID Asset Tag Label | 20
7X06CTOLWW | 2302 | RAID Configuration | 149
7X06CTOLWW | 2306 | Integration >1U Component | 125
7X06CTOLWW | 2321 | Custom MFG SVCS Fee - Small Increment | 3
7X06CTOLWW | 2400 | Primary Array 12 HDDs | 0
7X06CTOLWW | 2401 | Primary Array 13 HDDs | 0
7X06CTOLWW | 2402 | Primary Array 14 HDDs | 0
7X06CTOLWW | 2403 | Primary Array 15 HDDs | 0
7X06CTOLWW | 2404 | Primary Array 16 HDDs | 0
7X06CTOLWW | 2405 | Secondary Array 9 HDDs | 0
7X06CTOLWW | 2406 | Secondary Array 10 HDDs | 0
7X06CTOLWW | 2407 | Secondary Array 11 HDDs | 0
7X06CTOLWW | 2408 | Secondary Array 12 HDDs | 0
7X06CTOLWW | 2409 | Secondary Array 13 HDDs | 0
7X06CTOLWW | 2410 | Secondary Array 14 HDDs | 0
7X06CTOLWW | 2411 | Tertiary Array 2 HDDs | 0
7X06CTOLWW | 2412 | Tertiary Array 3 HDDs | 0
7X06CTOLWW | 2413 | Tertiary Array 4 HDDs | 0
7X06CTOLWW | 2414 | Tertiary Array 5 HDDs | 0
7X06CTOLWW | 2415 | Tertiary Array 6 HDDs | 0
7X06CTOLWW | 2416 | Tertiary Array 7 HDDs | 0
7X06CTOLWW | 2417 | Tertiary Array 8 HDDs | 0
7X06CTOLWW | 3271 | No RAID - Secondary Array set up by customer | 0
7X06CTOLWW | 3272 | No RAID - Tertiary Array set up by customer | 0
7X06CTOLWW | 3797 | 1.5m Green Cat5e Cable | 17
7X06CTOLWW | 3798 | 3m Green Cat5e Cable | 19
7X06CTOLWW | 3799 | 10m Green Cat5e Cable | 29
7X06CTOLWW | 3800 | 25m Green Cat5e Cable | 69
7X06CTOLWW | 3802 | 1.5m Blue Cat5e Cable | 14
7X06CTOLWW | 3803 | 3m Blue Cat5e Cable | 25
7X06CTOLWW | 3804 | 10m Blue Cat5e Cable | 34
7X06CTOLWW | 3805 | 25m Blue Cat5e Cable | 69
7X06CTOLWW | 5053 | SFP+ SR Transceiver | 699
7X06CTOLWW | 5340 | Serial Conversion Option (SCO) | 249
7X06CTOLWW | 5341 | Virtual Media Conversion Option Gen2 (VCO2) | 129
7X06CTOLWW | 5977 | Select Storage devices - no configured RAID required | 0
7X06CTOLWW | 5978 | Select Storage devices - configured RAID | 0
7X06CTOLWW | 6139 | SF Instruction | 0
7X06CTOLWW | 6201 | 1.5m, 10A/100-250V, C13 to IEC 320-C14 Rack Power Cable | 19
7X06CTOLWW | 6204 | 2.8m, 10A/100-250V, C13 to IEC 320-C20 Rack Power Cable | 19
7X06CTOLWW | 6263 | 4.3m, 10A/100-250V, C13 to IEC 320-C14 Rack Power Cable | 19
7X06CTOLWW | 6311 | 2.8m, 10A/100-250V, C13 to IEC 320-C14 Rack Power Cable | 9
7X06CTOLWW | 6313 | 2.8m, 10A/120V, C13 to NEMA 5-15P (US) Line Cord | 19
7X06CTOLWW | 6370 | 4.3m, 10A/125V, C13 to NEMA 5-15P (US) Line Cord | 10
7X06CTOLWW | 6373 | 4.3m, 10A/250V, C13 to NEMA 6-15P (US) Line Cord | 15
7X06CTOLWW | 6400 | 2.8m, 13A/100-250V, C13 to C14 Jumper Cord | 9
7X06CTOLWW | 6401 | 2.8m, 13A/120V, C13 to NEMA 5-15P (US) Line Cord | 29
7X06CTOLWW | 6570 | 2.0m, 13A/100-250V, C13 to C14 Jumper Cord | 19
7X06CTOLWW | 6583 | 4.3m, 13A/100-250V, C13 to C14 Rack Power Cable | 19
7X06CTOLWW | 7008 | Primary Array 2 HDDs | 0
7X06CTOLWW | 7009 | Primary Array 3 HDDs | 0
7X06CTOLWW | 7010 | Primary Array 4 HDDs | 0
7X06CTOLWW | 7011 | Primary Array 5 HDDs | 0
7X06CTOLWW | 7012 | Primary Array 6 HDDs | 0
7X06CTOLWW | 7013 | Primary Array 7 HDDs | 0
7X06CTOLWW | 7014 | Primary Array 8 HDDs | 0
7X06CTOLWW | 7015 | Secondary Array 2 HDDs | 0
7X06CTOLWW | 7016 | Secondary Array 3 HDDs | 0
7X06CTOLWW | 7017 | Secondary Array 4 HDDs | 0
7X06CTOLWW | 7057 | Secondary Array 5 HDDs | 0
7X06CTOLWW | 7058 | Secondary Array 6 HDDs | 0
7X06CTOLWW | 7059 | Secondary Array 7 HDDs | 0
7X06CTOLWW | 7060 | Secondary Array 8 HDDs | 0
7X06CTOLWW | 7664 | Primary Array 9 HDDs | 0
7X06CTOLWW | 7831 | Customer Solution Center Services | 0
7X06CTOLWW | 7929 | e1350 Special Bid Solution Component | 0
7X06CTOLWW | 8034 | LeSI Solution Component | 0
7X06CTOLWW | 8067 | TAA Compliant Order | 0
7X06CTOLWW | 8072 | General Racking Solution | 0
7X06CTOLWW | 8086 | No Publications Selected | 0
7X06CTOLWW | 8971 | Integrate in manufacturing | 0
7X06CTOLWW | 8972 | Ship Uninstalled (Safety) | 0
7X06CTOLWW | 9013 | Hot Spare | 0
7X06CTOLWW | 9016 | Memory Sparing | 0
7X06CTOLWW | 9017 | Enable Memory Mirroring | 0
7X06CTOLWW | 9714 | Primary Array 10 HDDs | 0
7X06CTOLWW | 9715 | Primary Array 11 HDDs | 0
7X06CTOLWW | A0SB | Primary Array 17 HDDs | 0
7X06CTOLWW | A0SC | Primary Array 18 HDDs | 0
7X06CTOLWW | A0SD | Primary Array 19 HDDs | 0
7X06CTOLWW | A0SE | Primary Array 20 HDDs | 0
7X06CTOLWW | A0SF | Primary Array 21 HDDs | 0
7X06CTOLWW | A0SG | Primary Array 22 HDDs | 0
7X06CTOLWW | A0SH | Primary Array 23 HDDs | 0
7X06CTOLWW | A0SJ | Primary Array 24 HDDs | 0
7X06CTOLWW | A0ST | Secondary Array 15 HDDs | 0
7X06CTOLWW | A0SU | Secondary Array 16 HDDs | 0
7X06CTOLWW | A0SV | Secondary Array 17 HDDs | 0
7X06CTOLWW | A0SW | Secondary Array 18 HDDs | 0
7X06CTOLWW | A0SX | Secondary Array 19 HDDs | 0
7X06CTOLWW | A0SY | Secondary Array 20 HDDs | 0
7X06CTOLWW | A0SZ | Secondary Array 21 HDDs | 0
7X06CTOLWW | A0T0 | Secondary Array 22 HDDs | 0
7X06CTOLWW | A0T1 | Secondary Array 23 HDDs | 0
7X06CTOLWW | A0T2 | Secondary Array 24 HDDs | 0
7X06CTOLWW | A102 | Advanced Grouping | 0
7X06CTOLWW | A103 | System x Cluster Upgrade | 0
7X06CTOLWW | A193 | Integrated Solutions | 0
7X06CTOLWW | A1DQ | 3m QSFP+ to QSFP+ Cable | 329
7X06CTOLWW | A1MT | 10m Green Cat6 Cable | 49
7X06CTOLWW | A1MW | 25m Green Cat6 Cable | 105
7X06CTOLWW | A1NN | High Performance Analytics Appliance | 0
7X06CTOLWW | A1PH | 1m Passive DAC SFP+ Cable | 69
7X06CTOLWW | A1PJ | 3m Passive DAC SFP+ Cable | 89
7X06CTOLWW | A1PK | 5m Passive DAC SFP+ Cable | 159
7X06CTOLWW | A1RF | 2.8m, 10A/250V, C13 to NEMA 6-15P Line Cord | 15
7X06CTOLWW | A2K6 | Primary Array - RAID 0 | 0
7X06CTOLWW | A2K7 | Primary Array - RAID 1 | 0
7X06CTOLWW | A2K9 | Primary Array - RAID 5 | 0
7X06CTOLWW | A2KA | Primary Array - RAID 6 | 0
7X06CTOLWW | A2KB | Primary Array - RAID 10 | 0
7X06CTOLWW | A2KF | Secondary Array - RAID 0 | 0
7X06CTOLWW | A2KG | Secondary Array - RAID 1 | 0
7X06CTOLWW | A2KJ | Secondary Array - RAID 5 | 0
7X06CTOLWW | A2KK | Secondary Array - RAID 6 | 0
7X06CTOLWW | A2KL | Secondary Array - RAID 10 | 0
7X06CTOLWW | A2KQ | Tertiary Array - RAID 0 | 0
7X06CTOLWW | A2KR | Tertiary Array - RAID 1 | 0
7X06CTOLWW | A2KT | Tertiary Array - RAID 5 | 0
7X06CTOLWW | A2KU | Tertiary Array - RAID 6 | 0
7X06CTOLWW | A2KV | Tertiary Array - RAID 10 | 0
7X06CTOLWW | A3BB | GNRx Solution | 0
7X06CTOLWW | A3RG | 0.5m Passive DAC SFP+ Cable | 79
7X06CTOLWW | A3RH | 7m Passive DAC SFP+ Cable | 179
7X06CTOLWW | A3SW | 1.2m, 16A/100-250V, 2 Short C13s to Short C20 Rack Power Cable | 55
7X06CTOLWW | A3SX | 2.5m, 16A/100-250V, 2 Long C13s to Short C20 Rack Power Cable | 75
7X06CTOLWW | A3SY | 2.8m, 16A/100-250V, 2 Short C13s to Long C20 Rack Power Cable | 79
7X06CTOLWW | A3SZ | 4.1m, 16A/100-250V, 2 Long C13s to Long C20 Rack Power Cable | 85
7X06CTOLWW | A4EY | No x Network Adapter | 0
7X06CTOLWW | A4VP | 1.0m, 10A/100-250V, C13 to IEC 320-C14 Rack Power Cable | 19
7X06CTOLWW | A51N | 1.5m Passive DAC SFP+ Cable | 89
7X06CTOLWW | A51P | 2m Passive DAC SFP+ Cable | 89
7X06CTOLWW | A5DL | SFP 1000Base-T (RJ-45) Transceiver | 89
7X06CTOLWW | A5U1 | SKLM for System x w/SEDs - FoD per Install w/1Yr S&S | 199
7X06CTOLWW | ARZA | 0.5m Mellanox QSFP Passive DAC Cable | 139
7X06CTOLWW | ARZB | 0.75m Mellanox QSFP Passive DAC Cable | 149
7X06CTOLWW | ARZC | 1m Mellanox QSFP Passive DAC Cable | 159
7X06CTOLWW | ARZD | 1.25m Mellanox QSFP Passive DAC Cable | 169
7X06CTOLWW | ARZE | 1.5m Mellanox QSFP Passive DAC Cable | 169
7X06CTOLWW | ARZF | 3m Mellanox QSFP Passive DAC Cable | 189
7X06CTOLWW | AS6C | SKLM for System x w/SEDs - FoD per Install w/3Yr S&S | 299
7X06CTOLWW | ASQT | 0.5m Mellanox EDR IB Passive Copper QSFP28 Cable | 229
7X06CTOLWW | ASQU | 0.75m Mellanox EDR IB Passive Copper QSFP28 Cable | 249
7X06CTOLWW | ASQV | 1m Mellanox EDR IB Passive Copper QSFP28 Cable | 249
7X06CTOLWW | ASQW | 1.25m Mellanox EDR IB Passive Copper QSFP28 Cable | 289
7X06CTOLWW | ASQX | 1.5m Mellanox EDR IB Passive Copper QSFP28 Cable | 289
7X06CTOLWW | ASQY | 2m Mellanox EDR IB Passive Copper QSFP28 Cable | 289
7X06CTOLWW | ASQZ | 5m Mellanox EDR IB Optical QSFP28 Cable | 1359
7X06CTOLWW | ASR0 | 10m Mellanox EDR IB Optical QSFP28 Cable | 1419
7X06CTOLWW | ASR1 | 15m Mellanox EDR IB Optical QSFP28 Cable | 1509
7X06CTOLWW | ASR2 | 20m Mellanox EDR IB Optical QSFP28 Cable | 1569
7X06CTOLWW | ASR3 | 30m Mellanox EDR IB Optical QSFP28 Cable | 1789
7X06CTOLWW | ASR5 | Lenovo 0.5m LC-LC OM3 MMF Cable | 24
7X06CTOLWW | ASR6 | Lenovo 1m LC-LC OM3 MMF Cable | 24
7X06CTOLWW | ASR7 | Lenovo 3m LC-LC OM3 MMF Cable | 24
7X06CTOLWW | ASR8 | Lenovo 5m LC-LC OM3 MMF Cable | 29
7X06CTOLWW | ASR9 | Lenovo 10m LC-LC OM3 MMF Cable | 39
7X06CTOLWW | ASRA | Lenovo 15m LC-LC OM3 MMF Cable | 45
7X06CTOLWW | ASRB | Lenovo 25m LC-LC OM3 MMF Cable | 54
7X06CTOLWW | ASRM | 3m Mellanox EDR IB Passive Copper QSFP28 Cable | 319
7X06CTOLWW | ASRN | 3m Mellanox EDR IB Optical QSFP28 Cable | 1359
7X06CTOLWW | ASRP | 50m Mellanox EDR IB Optical QSFP28 Cable | 2329
7X06CTOLWW | AT2R | Lenovo 1m Active DAC SFP+ Cables | 129
7X06CTOLWW | AT2S | Lenovo 3m Active DAC SFP+ Cables | 139
7X06CTOLWW | AT2T | Lenovo 5m Active DAC SFP+ Cables | 159
7X06CTOLWW | AT7S | Emulex VFA5.2 2x10 GbE SFP+ PCIe Adapter | 449
7X06CTOLWW | AT7T | Emulex VFA5.2 2x10 GbE SFP+ Adapter and FCoE/iSCSI SW | 1319
7X06CTOLWW | ATPX | Intel X550-T2 Dual Port 10GBase-T Adapter | 599
7X06CTOLWW | ATRH | Intel X710-DA2 ML2 2x10GbE SFP+ Adapter | 499
7X06CTOLWW | ATRN | Mellanox ConnectX-4 Lx 1x40GbE QSFP+ Adapter | 709
7X06CTOLWW | ATRP | Mellanox ConnectX-4 2x100GbE/EDR IB QSFP28 VPI Adapter | 2059
7X06CTOLWW | ATYX | Lenovo 1m SFP+ to SFP+ Active Optical Cable | 104
7X06CTOLWW | ATYY | Lenovo 3m SFP+ to SFP+ Active Optical Cable | 99
7X06CTOLWW | ATYZ | Lenovo 5m SFP+ to SFP+ Active Optical Cable | 114
7X06CTOLWW | ATZ0 | Lenovo 7m SFP+ to SFP+ Active Optical Cable | 129
7X06CTOLWW | ATZ1 | Lenovo 15m SFP+ to SFP+ Active Optical Cable | 169
7X06CTOLWW | ATZ2 | Lenovo 20m SFP+ to SFP+ Active Optical Cable | 169
7X06CTOLWW | ATZB | QLogic 16Gb Enhanced Gen5 FC Single-port HBA | 979
7X06CTOLWW | ATZC | QLogic 16Gb Enhanced Gen5 FC Dual-port HBA | 1339
7X06CTOLWW | ATZR | Mellanox ConnectX-4 Lx 10/25GbE SFP28 1-port ML2 Adapter | 479
7X06CTOLWW | ATZU | Emulex 16Gb Gen6 FC Single-port HBA | 949
7X06CTOLWW | ATZV | Emulex 16Gb Gen6 FC Dual-port HBA | 1309
7X06CTOLWW | AU0A | Intel OPA 100 Series Single-port PCIe 3.0 x8 HFA | 599
7X06CTOLWW | AU0B | Intel OPA 100 Series Single-port PCIe 3.0 x16 HFA | 1069
7X06CTOLWW | AU0E | 0.5m Intel OPA 100 Series Passive Copper QSFP28 Cable | 79
7X06CTOLWW | AU0F | 0.75m Intel OPA Passive Copper QSFP28 Cable | 139
7X06CTOLWW | AU0G | 1m Intel OPA 100 Series Passive Copper QSFP28 Cable | 99
7X06CTOLWW | AU0H | 1.25m Intel OPA 100 Series Passive Copper QSFP28 Cable | 159
7X06CTOLWW | AU0J | 1.5m Intel OPA 100 Series Passive Copper QSFP28 Cable | 109
7X06CTOLWW | AU0K | 2m Intel OPA 100 Series Passive Copper QSFP28 Cable | 129
7X06CTOLWW | AU0M | 5m Intel OPA 100 Series Active Optical QSFP28 Cable | 899
7X06CTOLWW | AU0P | 15m Intel OPA 100 Series Active Optical QSFP28 Cable | 949
7X06CTOLWW | AU7Z | Emulex VFA5.2 ML2 2x10 GbE SFP+ Adapter and FCoE/iSCSI SW | 399
7X06CTOLWW | AUAJ | Mellanox ConnectX-4 Lx 10/25GbE SFP28 2-port PCIe Ethernet Adapter | 499
7X06CTOLWW | AUCT | Tertiary Array 9 HDDs | 0
7X06CTOLWW | AUCU | Tertiary Array 10 HDDs | 0
7X06CTOLWW | AUCV | Tertiary Array 11 HDDs | 0
7X06CTOLWW | AUCW | Tertiary Array 12 HDDs | 0
7X06CTOLWW | AUCX | Tertiary Array 13 HDDs | 0
7X06CTOLWW | AUCY | Tertiary Array 14 HDDs | 0
7X06CTOLWW | AUCZ | Tertiary Array 15 HDDs | 0
7X06CTOLWW | AUD0 | Tertiary Array 16 HDDs | 0
7X06CTOLWW | AUD1 | Tertiary Array 17 HDDs | 0
7X06CTOLWW | AUD2 | Tertiary Array 18 HDDs | 0
7X06CTOLWW | AUD3 | Tertiary Array 19 HDDs | 0
7X06CTOLWW | AUD4 | Tertiary Array 20 HDDs | 0
7X06CTOLWW | AUK7 | TPM 2.0 and Secure Boot | 0
7X06CTOLWW | AUKG | ThinkSystem 1Gb 2-port RJ45 LOM | 79
7X06CTOLWW | AUKH | ThinkSystem 1Gb 4-port RJ45 LOM | 99
7X06CTOLWW | AUKJ | ThinkSystem 10Gb 2-port SFP+ LOM | 169
7X06CTOLWW | AUKK | ThinkSystem 10Gb 4-port SFP+ LOM | 209
7X06CTOLWW | AUKL | ThinkSystem 10Gb 2-port Base-T LOM | 259
7X06CTOLWW | AUKM | ThinkSystem 10Gb 4-port Base-T LOM | 439
7X06CTOLWW | AUKN | ThinkSystem Emulex OCe14104B-NX PCIe 10Gb 4-Port SFP+ Ethernet Adapter | 539
7X06CTOLWW | AUKP | ThinkSystem Broadcom 57416 10GBASE-T 2-Port PCIe Ethernet Adapter | 479
7X06CTOLWW | AUKQ | ThinkSystem Broadcom NX-E ML2 10Gb 2-Port Base-T Ethernet Adapter | 529
7X06CTOLWW | AUKR | ThinkSystem Mellanox ConnectX-3 Pro ML2 FDR 2-Port QSFP VPI Adapter | 1069
7X06CTOLWW | AUKS | ThinkSystem Broadcom 57412 25GbE SFP28 1-Port PCIe Ethernet Adapter | 489
7X06CTOLWW | AUKU | ThinkSystem Mellanox ConnectX-4 Lx 10/25GbE SFP28 2-Port ML2 Ethernet Adapter | 519
7X06CTOLWW | AUKW | ThinkSystem Intel I350-T4 ML2 1Gb 4-Port RJ45 Ethernet Adapter | 169
7X06CTOLWW | AUKX | ThinkSystem Intel X710-DA2 PCIe 10Gb 2-Port SFP+ Ethernet Adapter | 459
7X06CTOLWW | AULV | ThinkSystem 2.5" 300GB 15K SAS 12Gb Hot Swap 512n HDD | 339
7X06CTOLWW | AULW | ThinkSystem 2.5" 600GB 15K SAS 12Gb Hot Swap 512n HDD | 469
7X06CTOLWW | AULX | ThinkSystem 2.5" 900GB 15K SAS 12Gb Hot Swap 512e HDD | 639
7X06CTOLWW | AULY | ThinkSystem 2.5" 300GB 10K SAS 12Gb Hot Swap 512n HDD | 289
7X06CTOLWW | AULZ | ThinkSystem 2.5" 600GB 10K SAS 12Gb Hot Swap 512n HDD | 319
7X06CTOLWW | AUM0 | ThinkSystem 2.5" 900GB 10K SAS 12Gb Hot Swap 512n HDD | 389
7X06CTOLWW | AUM1 | ThinkSystem 2.5" 1.2TB 10K SAS 12Gb Hot Swap 512n HDD | 389
7X06CTOLWW | AUM2 | ThinkSystem 2.5" 1.8TB 10K SAS 12Gb Hot Swap 512e HDD | 589
7X06CTOLWW | AUM4 | ThinkSystem 2.5" 300GB 10K SAS 12Gb Hot Swap 512n HDD SED | 339
7X06CTOLWW | AUM5 | ThinkSystem 2.5" 600GB 10K SAS 12Gb Hot Swap 512n HDD SED | 635
7X06CTOLWW | AUM6 | ThinkSystem 2.5" 1TB 7.2K SAS 12Gb Hot Swap 512n HDD | 469
7X06CTOLWW | AUM7 | ThinkSystem 2.5" 2TB 7.2K SAS 12Gb Hot Swap 512n HDD | 839
7X06CTOLWW | AUMJ | ThinkSystem U.2 Intel Optane P4800X 375GB Performance NVMe PCIe 3.0 x4 Hot Swap SSD | 3589
7X06CTOLWW | AUMU | ThinkSystem M.2 Enablement Kit | 39
7X06CTOLWW | AUMV | ThinkSystem M.2 with Mirroring Enablement Kit | 149
7X06CTOLWW | AUNB | ThinkSystem 16GB TruDDR4 2666 MHz (1Rx4 1.2V) RDIMM | 289
7X06CTOLWW | AUNC | ThinkSystem 16GB TruDDR4 2666 MHz (2Rx8 1.2V) RDIMM | 319
7X06CTOLWW | AUND | ThinkSystem 32GB TruDDR4 2666 MHz (2Rx4 1.2V) RDIMM | 609
7X06CTOLWW | AUNE | ThinkSystem 64GB TruDDR4 2666 MHz (4Rx4 1.2V) LRDIMM | 1259
7X06CTOLWW | AUNF | ThinkSystem 128GB TruDDR4 2666 MHz (8Rx4 1.2V) 3DS RDIMM | 4449
7X06CTOLWW | AUNG | ThinkSystem RAID 530-8i PCIe 12Gb Adapter | 299
7X06CTOLWW | AUNJ | ThinkSystem RAID 930-8i 2GB Flash PCIe 12Gb Adapter | 1009
7X06CTOLWW | AUNK | ThinkSystem RAID 930-16i 4GB Flash PCIe 12Gb Adapter | 1529
7X06CTOLWW | AUNL | ThinkSystem 430-8i SAS/SATA 12Gb HBA | 299
7X06CTOLWW | AUNM | ThinkSystem 430-16i SAS/SATA 12Gb HBA | 589
7X06CTOLWW | AUNN | ThinkSystem 430-16e SAS/SATA 12Gb HBA | 609
7X06CTOLWW | AUNP | FBU345 SuperCap | 135
7X06CTOLWW | AUNQ | ThinkSystem RAID 930-8e 4GB Flash PCIe 12Gb Adapter | 1689
7X06CTOLWW | AUNR | ThinkSystem 430-8e SAS/SATA 12Gb HBA | 299
7X06CTOLWW | AUNS | ThinkSystem QLogic QLE2740 PCIe 32Gb 1-Port SFP+ Fibre Channel Adapter | 1739
7X06CTOLWW | AUNU | ThinkSystem QLogic QLE2742 PCIe 32Gb 2-Port SFP+ Fibre Channel Adapter | 2609
7X06CTOLWW | AUPW | ThinkSystem XClarity Controller Standard to Enterprise Upgrade | 100
7X06CTOLWW | AUQB | Lenovo ThinkSystem Mainstream MB - 2U | 1600
7X06CTOLWW | AUR3 | ThinkSystem SR550/SR650 x16/x8 PCIe FH Riser 1 Kit | 49
7X06CTOLWW | AUR4 | ThinkSystem 2U x8/x8/x8 PCIE FH Riser 1 | 45
7X06CTOLWW | AUR5 | ThinkSystem 2U/Twr 2.5" AnyBay 8-Bay Backplane | 499
7X06CTOLWW | AUR6 | ThinkSystem 2U 3.5" SATA/SAS 8-Bay Backplane | 175
7X06CTOLWW | AUR7 | ThinkSystem 2U x8/X8/x8ML2 PCIE FH Riser 1 | 69
7X06CTOLWW | AUR8 | ThinkSystem 2U 3.5" AnyBay 12-Bay Backplane | 315
7X06CTOLWW | AUR9 | ThinkSystem 2U 3.5" SATA/SAS 12-Bay Backplane | 219
7X06CTOLWW | AURA | ThinkSystem 2U/Twr 2.5" SATA/SAS 8-Bay Backplane | 229
7X06CTOLWW | AURB | ThinkSystem 2U x8 x16ML2 PCIE FH Riser 1 | 95
7X06CTOLWW | AURC | ThinkSystem SR550/SR590/SR650 x16/x8(or x16) PCIe FH Riser 2 Kit | 59
7X06CTOLWW | AURD | ThinkSystem 2U left EIA Latch Standard | 15
7X06CTOLWW | AURH | ThinkSystem Right EIA Latch Standard | 15
7X06CTOLWW | AURM | ThinkSystem SR550/SR650/SR590 Right EIA Latch with FIO | 75
7X06CTOLWW | AURP | Lenovo ThinkSystem 2U 2FH Riser Bracket | 25
7X06CTOLWW | AURQ | Lenovo ThinkSystem 2U 3FH Riser Bracket | 29
7X06CTOLWW | AURR | ThinkSystem M3.5 Screw for Riser 2x2pcs and Planar 5pcs | 0
7X06CTOLWW | AURU | ThinkSystem SR650 2nd GPU Upgrade Kit | 25
7X06CTOLWW | AURV | Lenovo ThinkSystem 2U MS air duct for 1U HS | 5
7X06CTOLWW | AURX | ThinkSystem 2U Security Bezel | 45
7X06CTOLWW | AURZ | ThinkSystem SR590/SR650 Rear HDD/SSD Kit | 249
7X06CTOLWW | AUS1 | Lenovo ThinkSystem 2U OP Panel Cage for 8x3.5"Config | 55
7X06CTOLWW | AUS8 | ThinkSystem 2U EIA Latch w/ VGA Upgrade Kit | 49
7X06CTOLWW | AUSA | Lenovo ThinkSystem M3.5" Screw for EIA | 0
7X06CTOLWW | AUSL | ThinkSystem COM Port Upgrade Kit | 19
7X06CTOLWW | AUU1 | ThinkSystem 8GB TruDDR4 2666 MHz (1Rx8 1.2V) RDIMM | 189
7X06CTOLWW | AUU2 | ThinkSystem 3.5" 300GB 15K SAS 12Gb Hot Swap 512n HDD | 359
7X06CTOLWW | AUU3 | ThinkSystem 3.5" 600GB 15K SAS 12Gb Hot Swap 512n HDD | 479
7X06CTOLWW | AUU4 | ThinkSystem 3.5" 1TB 7.2K SAS 12Gb Hot Swap 512n HDD | 299
7X06CTOLWW | AUU5 | ThinkSystem 3.5" 2TB 7.2K SAS 12Gb Hot Swap 512n HDD | 339
7X06CTOLWW | AUU6 | ThinkSystem 3.5" 4TB 7.2K SAS 12Gb Hot Swap 512n HDD | 419
7X06CTOLWW | AUU7 | ThinkSystem 3.5" 6TB 7.2K SAS 12Gb Hot Swap 512e HDD | 549
7X06CTOLWW | AUU8 | ThinkSystem 3.5" 4TB 7.2K SATA 6Gb Hot Swap 512n HDD | 389
7X06CTOLWW | AUU9 | ThinkSystem 3.5" 8TB 7.2K SATA 6Gb Hot Swap 512e HDD | 599
7X06CTOLWW | AUUA | ThinkSystem 3.5" 6TB 7.2K SATA 6Gb Hot Swap 512e HDD | 529
7X06CTOLWW | AUUB | ThinkSystem 3.5" 10TB 7.2K SATA 6Gb Hot Swap 512e HDD | 829
7X06CTOLWW | AUUC | ThinkSystem 3.5" 900GB 15K SAS 12Gb Hot Swap 512e HDD | 679
7X06CTOLWW | AUUD | ThinkSystem 3.5" 2TB 7.2K SATA 6Gb Hot Swap 512n HDD | 319
7X06CTOLWW | AUUE | ThinkSystem 2.5" 1TB 7.2K SATA 6Gb Hot Swap 512n HDD | 469
7X06CTOLWW | AUUF | ThinkSystem 3.5" 1TB 7.2K SATA 6Gb Hot Swap 512n HDD | 269
7X06CTOLWW | AUUG | ThinkSystem 3.5" 10TB 7.2K SAS 12Gb Hot Swap 512e HDD | 849
7X06CTOLWW | AUUH | ThinkSystem 3.5" 4TB 7.2K SAS 12Gb Hot Swap 512n HDD FIPS | 829
7X06CTOLWW | AUUJ | ThinkSystem 2.5" 2TB 7.2K SATA 6Gb Hot Swap 512e HDD | 849
7X06CTOLWW | AUUL | ThinkSystem M.2 32GB SATA 6Gbps Non-Hot Swap SSD | 109
7X06CTOLWW | AUUV | ThinkSystem M.2 128GB SATA 6Gbps Non-Hot Swap SSD | 159
7X06CTOLWW | AUV1 | ThinkSystem RAID 930-24i 4GB Flash PCIe 12Gb Adapter | 1699
7X06CTOLWW | AUV2 | ThinkSystem 1610-4P NVMe Switch Adapter | 929
7X06CTOLWW | AUVG | ThinkSystem Mellanox ConnectX-4 PCIe FDR 2-Port QSFP VPI Adapter | 1379
7X06CTOLWW | AUVV | ThinkSystem SR650 2.5" Chassis with 8, 16 or 24 bays | 1020
7X06CTOLWW | AUVW | ThinkSystem SR650 3.5" Chassis with 8 or 12 bays | 975
7X06CTOLWW | AUVX | ThinkSystem SR650 2.5" Chassis with 8 or 16 bays | 1000
7X06CTOLWW | AUW5 | ThinkSystem 64GB TruDDR4 2666MHz (4Rx4, 1.2V) 3DS RDIMM | 1849
7X06CTOLWW | AUZV | ThinkSystem Broadcom 5719 1GbE RJ45 4-Port PCIe Ethernet Adapter | 159
7X06CTOLWW | AUZW | ThinkSystem I350-T4 PCIe 1Gb 4-Port RJ45 Ethernet Adapter | 379
7X06CTOLWW | AUZX | ThinkSystem Broadcom 5720 1GbE RJ45 2-Port PCIe Ethernet Adapter | 129
7X06CTOLWW | AUZY | ThinkSystem I350-T2 PCIe 1Gb 2-Port RJ45 Ethernet Adapter | 179
7X06CTOLWW | AUZZ | ThinkSystem I350-F1 PCIe 1Gb 1-Port SFP Ethernet Adapter | 379
7X06CTOLWW | AV1B | Lenovo 25GBase-SR SFP28 Transceiver | 449
7X06CTOLWW | AV1D | Lenovo 100GBase-SR4 QSFP28 Transceiver | 1539
7X06CTOLWW | AV1F | Lenovo 3m 25G SFP28 Active Optical Cable | 489
7X06CTOLWW | AV1G | Lenovo 5m 25G SFP28 Active Optical Cable | 489
7X06CTOLWW | AV1H | Lenovo 10m 25G SFP28 Active Optical Cable | 499
7X06CTOLWW | AV1J | Lenovo 15m 25G SFP28 Active Optical Cable | 497
7X06CTOLWW | AV1K | Lenovo 20m 25G SFP28 Active Optical Cable | 519
7X06CTOLWW | AV1L | Lenovo 3m 100G QSFP28 Active Optical Cable | 1059
7X06CTOLWW | AV1M | Lenovo 5m 100G QSFP28 Active Optical Cable | 1069
7X06CTOLWW | AV1N | Lenovo 10m 100G QSFP28 Active Optical Cable | 1099
7X06CTOLWW | AV1P | Lenovo 15m 100G QSFP28 Active Optical Cable | 1079
7X06CTOLWW | AV1Q | Lenovo 20m 100G QSFP28 Active Optical Cable | 1179
7X06CTOLWW | AV1R | Lenovo 3m 100G to 4x25G Breakout Active Optical Cable | 1949
7X06CTOLWW | AV1S | Lenovo 5m 100G to 4x25G Breakout Active Optical Cable | 1975
7X06CTOLWW | AV1T | Lenovo 10m 100G to 4x25G Breakout Active Optical Cable | 2035
7X06CTOLWW | AV1U | Lenovo 15m 100G to 4x25G Breakout Active Optical Cable | 2095
7X06CTOLWW | AV1V | Lenovo 20m 100G to 4x25G Breakout Active Optical Cable | 2149
7X06CTOLWW | AV1W | Lenovo 1m Passive 25G SFP28 DAC Cable | 69
7X06CTOLWW | AV1X | Lenovo 3m Passive 25G SFP28 DAC Cable | 79
7X06CTOLWW | AV1Y | Lenovo 5m Passive 25G SFP28 DAC Cable | 159
7X06CTOLWW | AV1Z | Lenovo 1m Passive 100G QSFP28 DAC Cable | 99
7X06CTOLWW | AV20 | Lenovo 3m Passive 100G QSFP28 DAC Cable | 159
7X06CTOLWW | AV21 | Lenovo 5m Passive 100G QSFP28 DAC Cable | 299
7X06CTOLWW | AV22 | Lenovo 1m 100G QSFP28 to 4x25G SFP28 Breakout DAC Cable | 179
7X06CTOLWW | AV23 | Lenovo 3m 100G QSFP28 to 4x25G SFP28 Breakout DAC Cable | 299
7X06CTOLWW | AV24 | Lenovo 5m 100G QSFP28 to 4x25G SFP28 Breakout DAC Cable | 459
7X06CTOLWW | AV25 | Lenovo 5m MPO-MPO OM4 MMF Cable | 114
7X06CTOLWW | AV26 | Lenovo 7m MPO-MPO OM4 MMF Cable | 135
7X06CTOLWW | AV27 | Lenovo 10m MPO-MPO OM4 MMF Cable | 159
7X06CTOLWW | AV28 | Lenovo 15m MPO-MPO OM4 MMF Cable | 205
7X06CTOLWW | AV29 | Lenovo 20m MPO-MPO OM4 MMF Cable | 259
7X06CTOLWW | AV2A | Lenovo 30m MPO-MPO OM4 MMF Cable | 349
7X06CTOLWW | AV2B | Lenovo 1m MPO to 4x LC Breakout OM4 MMF Cable | 149
7X06CTOLWW | AV2C | Lenovo 3m MPO to 4x LC Breakout OM4 MMF Cable | 179
7X06CTOLWW | AV2D | Lenovo 5m MPO to 4x LC Breakout OM4 MMF Cable | 239
7X06CTOLWW | AVFQ | 0.75m Green Cat5e Cable | 15
7X06CTOLWW | AVFR | 1.0m Green Cat5e Cable | 19
7X06CTOLWW | AVFS | 1.25m Green Cat5e Cable | 19
7X06CTOLWW | AVFT | 0.75m Blue Cat5e Cable | 15
7X06CTOLWW | AVFU | 1.0m Blue Cat5e Cable | 19
7X06CTOLWW | AVFV | 1.25m Blue Cat5e Cable | 19
7X06CTOLWW | AVFW | 0.75m Green Cat6 Cable | 19
7X06CTOLWW | AVFX | 1.0m Green Cat6 Cable | 19
7X06CTOLWW | AVFY | 1.25m Green Cat6 Cable | 19
7X06CTOLWW | AVFZ | 1.5m Green Cat6 Cable | 19
7X06CTOLWW | AVG0 | 3m Green Cat6 Cable | 25
7X06CTOLWW | AVUT | ThinkSystem XClarity Controller Standard to Advanced Upgrade | 50
7X06CTOLWW | AVV8 | ThinkSystem External USB DVD-RW Optical Disk Drive | 79
7X06CTOLWW | AVW7 | DSSG Solution | 0
7X06CTOLWW | AVWC | ThinkSystem 550W(230V/115V) Platinum Hot-Swap Power Supply | 349
7X06CTOLWW | AVWD | ThinkSystem 750W(230/115V) Platinum Hot-Swap Power Supply | 399
7X06CTOLWW | AVWE | ThinkSystem 750W (230V) Titanium Hot-Swap Power Supply | 549
7X06CTOLWW | AVWF | ThinkSystem 1100W (230V/115V) Platinum Hot-Swap Power Supply | 499
7X06CTOLWW | AVWG | ThinkSystem 1600W (230V) Platinum Hot-Swap Power Supply | 549
7X06CTOLWW | AWAU | SAP HANA SW Stack for ThinkSystem | 0
7X06CTOLWW | AWDX | Intel Xeon Gold 6148 20C 150W 2.4GHz Processor | 4859
7X06CTOLWW | AWDZ | Intel Xeon Gold 6138 20C 125W 2.0GHz Processor | 4099
7X06CTOLWW | AWE4 | Intel Xeon Gold 6130T 16C 125W 2.1GHz Processor | 3129
7X06CTOLWW | AWE5 | Intel Xeon Gold 6126T 12C 125W 2.6GHz Processor | 2979
7X06CTOLWW | AWE8 | Intel Xeon Gold 5120T 14C 105W 2.2GHz Processor | 2699
7X06CTOLWW | AWEA | Intel Xeon Silver 4116T 12C 85W 2.1GHz Processor | 1979
7X06CTOLWW | AWEE | Intel Xeon Silver 4110 8C 85W 2.1GHz Processor | 909
7X06CTOLWW | AWEH | Intel Xeon Bronze 3106 8C 85W 1.7GHz Processor | 599
7X06CTOLWW | AWEK | Intel Xeon Platinum 8160T 24C 150W 2.1GHz Processor | 9129
7X06CTOLWW | AWEL | Intel Xeon Gold 6126 12C 125W 2.6GHz Processor | 2869
7X06CTOLWW | AWEM | Intel Xeon Gold 6138T 20C 125W 2.0GHz Processor | 4349
7X06CTOLWW | AWEN | Intel Xeon Gold 6130 16C 125W 2.1GHz Processor | 2999
7X06CTOLWW | AWEP | Intel Xeon Gold 5118 12C 105W 2.3GHz Processor | 2019
7X06CTOLWW | AWEQ | Intel Xeon Gold 5119T 14C 85W 2.0GHz Processor | 2549
7X06CTOLWW | AWER | Intel Xeon Silver 4116 12C 85W 2.1GHz Processor | 1649
7X06CTOLWW | AWES | Intel Xeon Silver 4114T 10C 85W 2.2GHz Processor | 1369
7X06CTOLWW | AWET | Intel Xeon Silver 4109T 8C 70W 2.0GHz Processor | 949
7X06CTOLWW | AX4F | ThinkSystem SR650 Air Duct for GPU | 30
7X06CTOLWW | AX8A | 4.3m, 13A/120V, C13 to NEMA 5-15P (US) Line Cord | 19
7X06CTOLWW | AXCA | ThinkSystem Toolless Slide Rail | 99
7X06CTOLWW | AXCH | ThinkSystem Toolless Slide Rail Kit with 2U CMA | 149
7X06CTOLWW | AXFM | ThinkSystem Toolless Friction Rail | 69
7X06CTOLWW | AXFN | ThinkSystem Screw-in Slide Rail | 129
7X06CTOLWW | AXFS | VMware ESXi 6.0 U3 (factory installed) | 0
7X06CTOLWW | AXFT | VMware ESXi 6.5 U1 (factory installed) | 0
7X06CTOLWW | AXFU | ThinkSystem 2U CMA Upgrade Kit for Screw-in Slide Rail | 49
7X06CTOLWW | B0ML | Feature Enable TPM on MB | 0
7X06CTOLWW | B0N4 | 2.0m, 10A/100-250V, C13 to IEC 320-C14 Rack Power Cable | 29
7X06CTOLWW | B0N5 | 1.0m, 13A/100-250V, C13 to C14 Jumper Cord | 25
7X06CTOLWW | B0N6 | 1.5m, 13A/100-250V, C13 to C14 Jumper Cord | 29
7X06CTOLWW | B0RJ | 10GBASE-LR SFP+Transceiver | 350
7X06CTOLWW | B0RL | Mellanox ConnectX-5 EDR IB/100GbE VPI Single-Port x16 PCIe 3.0 HCA | 1719
7X06CTOLWW | B0RM | Mellanox ConnectX-5 EDR IB VPI Dual-port x16 PCIe 3.0 HCA | 2059
7X06CTOLWW | B0TD | ThinkSystem Screw-in Slide Rail Kit with 2U CMA | 149
7X06CTOLWW | B0WX | ThinkSystem Mellanox ConnectX 4 PCIe FDR 1 Port QSFP VPI Adapter | 1169
7X06CTOLWW | B0WY | ThinkSystem Intel XXV710-DA2 10/25GbE SFP28 2-Port PCIe Ethernet Adapter | 529
7X06CTOLWW | B0YM | ThinkSystem 2.5" 2TB 7.2K SAS 12Gb Hot Swap 512e HDD FIPS | 1049
7X06CTOLWW | B0YN | ThinkSystem 3.5" 2TB 7.2K SAS 12Gb Hot Swap 512e HDD FIPS | 899
7X06CTOLWW | B0YP | ThinkSystem 3.5" 6TB 7.2K SAS 12Gb Hot Swap 512e HDD FIPS | 559
7X06CTOLWW | B0YQ | ThinkSystem 3.5" 8TB 7.2K SAS 12Gb Hot Swap 512e HDD FIPS | 1349
7X06CTOLWW | B0YR | ThinkSystem 3.5" 8TB 7.2K SAS 12Gb Hot Swap 512e HDD | 659
7X06CTOLWW | B0YS | ThinkSystem 2.5" 2.4TB 10K SAS 12Gb Hot Swap 512e HDD | 629
7X06CTOLWW | B0YV | ThinkSystem 2.5" 2.4TB 10K SAS 12Gb Hot Swap 512e HDD FIPS | 1299
7X06CTOLWW | B0YX | ThinkSystem 2.5" 1.2TB 10K SAS 12Gb Hot Swap 512n HDD SED | 749
7X06CTOLWW | B0Z0 | ThinkSystem 2.5" Intel S4500 960GB Entry SATA 6Gb Hot Swap SSD | 1219
7X06CTOLWW | B0Z5 | ThinkSystem 3.5" Intel S4500 960GB Entry SATA 6Gb Hot Swap SSD | 1199
7X06CTOLWW | B117 | ThinkSystem 3.5" 12TB 7.2K SAS 12Gb Hot Swap 512e HDD | 949
7X06CTOLWW | B118 | ThinkSystem 3.5" 12TB 7.2K SATA 6Gb Hot Swap 512e HDD | 1829
7X06CTOLWW | B135 | ThinkSystem 2U CMA Upgrade Kit for Toolless Slide Rail | 59
7X06CTOLWW | B137 | Intel Xeon Gold 5117 14C 105W 2.0GHz Processor | 2199
7X06CTOLWW | B15V | NVIDIA Tesla M10 GPU, PCIe passive | 4499
7X06CTOLWW | B173 | Companion Part for XClarity Controller Standard to Enterprise Upgrade in Factory | 0
7X06CTOLWW | B1DD | Mellanox ConnectX-5 Socket-Direct EDR IB/100GbE Dual-port x8 PCIe 3.0 HCA | 2029
7X06CTOLWW | B1JJ | ThinkSystem 3.5" 300GB 10K SAS 12Gb Hot Swap 512n HDD | 289
7X06CTOLWW | B21R | ThinkSystem QLogic QL41262 10/25GbE SFP28 2-Port PCIe Ethernet Adapter | 409
7X06CTOLWW | B21W | ThinkSystem U.2 Toshiba CM5-V 800GB Mainstream NVMe PCIe 3.0 x4 Hot Swap SSD | 859
7X06CTOLWW | B21X | ThinkSystem U.2 Toshiba CM5-V 1.6TB Mainstream NVMe PCIe 3.0 x4 Hot Swap SSD | 3449
7X06CTOLWW | B21Y | ThinkSystem U.2 Toshiba CM5-V 3.2TB Mainstream NVMe PCIe 3.0 x4 Hot Swap SSD | 6999
7X06CTOLWW | B21Z | ThinkSystem 3.5" Toshiba CM5-V 800GB Mainstream NVMe PCIe 3.0 x4 Hot Swap SSD | 869
7X06CTOLWW | B220 | ThinkSystem 3.5" Toshiba CM5-V 1.6TB Mainstream NVMe PCIe 3.0 x4 Hot Swap SSD | 3449
7X06CTOLWW | B221 | ThinkSystem 3.5" Toshiba CM5-V 3.2TB Mainstream NVMe PCIe 3.0 x4 Hot Swap SSD | 6999
7X06CTOLWW | B22D | ThinkSystem 810-4P NVMe Switch Adapter | 799
7X06CTOLWW | B22J | 5m Intel OPA 100 Series Active Optical QSFP28 Low Power Cable | 809
7X06CTOLWW | B22K | 10m Intel OPA 100 Series Active Optical QSFP28 Low Power Cable | 829
7X06CTOLWW | B22L | 15m Intel OPA 100 Series Active Optical QSFP28 Low Power Cable | 839
7X06CTOLWW | B22M | 20m Intel OPA 100 Series Active Optical QSFP28 Low Power Cable | 849
7X06CTOLWW | B26L | ThinkSystem SR650 P4 GPU Additional Airduct Upgrade Kit | 19
7X06CTOLWW | B2UZ | Lenovo 1m 100G QSFP28 Active Optical Cable | 949
7X06CTOLWW | B2V5 | ThinkSystem NVIDIA Quadro P6000 24GB GPU, PCIe (active) | 9499
7X06CTOLWW | B2WL | SR650 12x3.5" NVMe BP Cable for 8i | 55
7X06CTOLWW | B2X4 | ThinkSystem 2.5" 5200 1.92TB Entry SATA 6Gb Hot Swap SSD | 899
7X06CTOLWW | B2X6 | ThinkSystem 2.5" 5200 7.68TB Entry SATA 6Gb Hot Swap SSD | 4999
7X06CTOLWW | B2X9 | ThinkSystem 3.5" 5200 1.92TB Entry SATA 6Gb Hot Swap SSD | 909
7X06CTOLWW | B2XB | ThinkSystem 3.5" 5200 7.68TB Entry SATA 6Gb Hot Swap SSD | 4999
7X06CTOLWW | B2XJ | ThinkSystem U.2 Toshiba CM5-V 6.4TB Mainstream NVMe PCIe 3.0 x4 Hot Swap SSD | 12829
7X06CTOLWW | B2XK | ThinkSystem 3.5" Toshiba CM5-V 6.4TB Mainstream NVMe PCIe 3.0 x4 Hot Swap SSD | 12829
7X06CTOLWW | B2ZJ | ThinkSystem U.2 Intel Optane P4800X 750GB Performance NVMe PCIe 3.0 x4 Hot Swap SSD | 7169
7X06CTOLWW | B306 | Mellanox QSA 100G to 25G Cable Adapter | 149
7X06CTOLWW | B30W | Custom MFG SVCS Fee - Medium Increment | 30
7X06CTOLWW | B30X | Custom MFG SVCS Fee - Large Increment | 300
7X06CTOLWW | B31C | ThinkSystem Mellanox ConnectX-5 Ex 25/40GbE 2-port Low-Latency Adapter | 1979
7X06CTOLWW | B31D | ThinkSystem NVIDIA Quadro P620 2GB PCIe Active GPU | 269
7X06CTOLWW | B31E | ThinkSystem RAID 930-16i 8GB Flash PCIe 12Gb Adapter | 2389
7X06CTOLWW | B31F | ThinkSystem M.2 480GB SSD Thermal Kit | 40
7X06CTOLWW | B31G | ThinkSystem QLogic QL41134 PCIe 10Gb 4-Port Base-T Ethernet Adapter | 799
7X06CTOLWW | B32D | ThinkSystem NVIDIA Tesla V100 FHHL 16GB GPU PCIe | 22909
7X06CTOLWW | B34H | ThinkSystem 2.5" PM883 240GB Entry SATA 6Gb Hot Swap SSD | 219
7X06CTOLWW | B34J | ThinkSystem 2.5" PM883 480GB Entry SATA 6Gb Hot Swap SSD | 279
7X06CTOLWW | B34K | ThinkSystem 2.5" PM883 960GB Entry SATA 6Gb Hot Swap SSD | 449
7X06CTOLWW | B34L | ThinkSystem 2.5" PM883 1.92TB Entry SATA 6Gb Hot Swap SSD | 889
7X06CTOLWW | B34M | ThinkSystem 2.5" PM883 3.84TB Entry SATA 6Gb Hot Swap SSD | 1739
7X06CTOLWW | B34N | ThinkSystem U.2 PM983 1.92TB Entry NVMe PCIe 3.0 x4 Hot Swap SSD | 939
7X06CTOLWW | B34P | ThinkSystem U.2 PM983 3.84TB Entry NVMe PCIe 3.0 x4 Hot Swap SSD | 1839
7X06CTOLWW | B34Q | ThinkSystem 3.5" PM983 1.92TB Entry NVMe PCIe 3.0 x4 Hot Swap SSD | 2999
7X06CTOLWW | B34R | ThinkSystem 3.5" PM983 3.84TB Entry NVMe PCIe 3.0 x4 Hot Swap SSD | 5049
7X06CTOLWW | B34S | ThinkSystem NVIDIA Tesla V100 32GB PCIe Passive GPU | 25819
7X06CTOLWW | B37F | ThinkSystem SR650 V100 FHHL Air Duct Companion Kit | 149
7X06CTOLWW | B3RY | ThinkSystem SR650 Full-Length PCIe Enablement Kit | 0
7X06CTOLWW | B3VW | VMware ESXi 6.5 U2 (Factory Installed) | 0
7X06CTOLWW | B3VX | VMware ESXi 6.7 (Factory Installed) | 0
7X06CTOLWW | B488 | ThinkSystem 2.5" 5200 240GB Mainstream SATA 6Gb Hot Swap SSD | 469
7X06CTOLWW | B48B | ThinkSystem 2.5" 5200 1.92TB Mainstream SATA 6Gb Hot Swap SSD | 2129
7X06CTOLWW | B48C | ThinkSystem 2.5" 5200 3.84TB Mainstream SATA 6Gb Hot Swap SSD | 4869
7X06CTOLWW | B48D | ThinkSystem 3.5" 5200 240GB Mainstream SATA 6Gb Hot Swap SSD | 469
7X06CTOLWW | B48G | ThinkSystem 3.5" 5200 1.92TB Mainstream SATA 6Gb Hot Swap SSD | 2139
7X06CTOLWW | B48H | ThinkSystem 3.5" 5200 3.84TB Mainstream SATA 6Gb Hot Swap SSD | 4859
7X06CTOLWW | B496 | ThinkSystem 3.5" 14TB 7.2K SAS 12Gb Hot Swap 512e HDD | 1199
7X06CTOLWW | B497 | ThinkSystem 3.5" 14TB 7.2K SATA 6Gb Hot Swap 512e HDD | 1149
7X06CTOLWW | B498 | ThinkSystem 2.5" Intel S4510 240GB Entry SATA 6Gb Hot Swap SSD | 149
7X06CTOLWW | B499 | ThinkSystem 2.5" Intel S4510 480GB Entry SATA 6Gb Hot Swap SSD | 309
7X06CTOLWW | B49A | ThinkSystem 2.5" Intel S4510 960GB Entry SATA 6Gb Hot Swap SSD | 529
7X06CTOLWW | B49B | ThinkSystem 2.5" Intel S4510 1.92TB Entry SATA 6Gb Hot Swap SSD | 1049
7X06CTOLWW | B49C | ThinkSystem 2.5" Intel S4510 3.84TB Entry SATA 6Gb Hot Swap SSD | 1979
7X06CTOLWW | B49D | ThinkSystem 3.5" Intel S4510 240GB Entry SATA 6Gb Hot Swap SSD | 149
7X06CTOLWW | B49E | ThinkSystem 3.5" Intel S4510 480GB Entry SATA 6Gb Hot Swap SSD | 209
7X06CTOLWW | B49F | ThinkSystem 3.5" Intel S4510 960GB Entry SATA 6Gb Hot Swap SSD | 539
7X06CTOLWW | B49G | ThinkSystem 3.5" Intel S4510 1.92TB Entry SATA 6Gb Hot Swap SSD | 1059
7X06CTOLWW | B49H | ThinkSystem 3.5" Intel S4510 3.84TB Entry SATA 6Gb Hot Swap SSD | 1989
7X06CTOLWW | B49L | ThinkSystem 2.5" Intel S4610 240GB Mainstream SATA 6Gb Hot Swap SSD | 399
7X06CTOLWW | B49M | ThinkSystem 2.5" Intel S4610 480GB Mainstream SATA 6Gb Hot Swap SSD | 479
7X06CTOLWW | B49N | ThinkSystem 2.5" Intel S4610 960GB Mainstream SATA 6Gb Hot Swap SSD | 699
7X06CTOLWW | B49P | ThinkSystem 2.5" Intel S4610 1.92TB Mainstream SATA 6Gb Hot Swap SSD | 1289
7X06CTOLWW | B49Q | ThinkSystem 2.5" Intel S4610 3.84TB Mainstream SATA 6Gb Hot Swap SSD | 2499
7X06CTOLWW | B49R | ThinkSystem 3.5" Intel S4610 240GB Mainstream SATA 6Gb Hot Swap SSD | 409
7X06CTOLWW | B49S | ThinkSystem 3.5" Intel S4610 480GB Mainstream SATA 6Gb Hot Swap SSD | 309
7X06CTOLWW | B49T | ThinkSystem 3.5" Intel S4610 960GB Mainstream SATA 6Gb Hot Swap SSD | 1029
7X06CTOLWW | B49U | ThinkSystem 3.5" Intel S4610 1.92TB Mainstream SATA 6Gb Hot Swap SSD | 1799
7X06CTOLWW | B49V | ThinkSystem 3.5" Intel S4610 3.84TB Mainstream SATA 6Gb Hot Swap SSD | 3579
7X06CTOLWW | B4A2 | ThinkSystem 2.5" PM1645 3.2TB Mainstream SAS 12Gb Hot Swap SSD | 2579
7X06CTOLWW | B4A5 | ThinkSystem 3.5" PM1645 3.2TB Mainstream SAS 12Gb Hot Swap SSD | 2589
7X06CTOLWW | B4A7 | ThinkSystem 2.5" PM1643 3.84TB Capacity SAS 12Gb Hot Swap SSD | 2579
7X06CTOLWW | B4A8 | ThinkSystem 3.5" PM1643 3.84TB Capacity SAS 12Gb Hot Swap SSD | 1869
7X06CTOLWW | B4D2 | ThinkSystem 2.5" PM883 7.68TB Entry SATA 6Gb Hot Swap SSD | 3379
7X06CTOLWW | B4D3 | ThinkSystem U.2 PM983 7.68TB Entry NVMe PCIe3.0 x4 Hot Swap SSD | 4999
7X06CTOLWW | B4D4 | ThinkSystem 3.5" PM983 7.68TB Entry NVMe PCIe3.0 x4 Hot Swap SSD | 9999
7X06CTOLWW | B4H1 | ThinkSystem 8GB TruDDR4 2933MHz (1Rx8 1.2V) RDIMM | 219
7X06CTOLWW | B4H2 | ThinkSystem 16GB TruDDR4 2933MHz (2Rx8 1.2V) RDIMM | 319
7X06CTOLWW | B4H3 | ThinkSystem 32GB TruDDR4 2933MHz (2Rx4 1.2V) RDIMM | 619
7X06CTOLWW | B4H4 | ThinkSystem 64GB TruDDR4 2933MHz (2Rx4 1.2V) RDIMM | 1279
7X06CTOLWW | B4H7 | Intel Xeon Platinum 8280 28C 205W 2.7GHz Processor | 18089
7X06CTOLWW | B4H8 | Intel Xeon Platinum 8276 28C 165W 2.2GHz Processor | 15099
7X06CTOLWW | B4H9 | Intel Xeon Platinum 8270 26C 205W 2.7GHz Processor | 12739
7X06CTOLWW | B4HA | Intel Xeon Platinum 8268 24C 205W 2.9GHz Processor | 10929
7X06CTOLWW | B4HB | Intel Xeon Platinum 8260 24C 165W 2.4GHz Processor | 8159
7X06CTOLWW | B4HC | Intel Xeon Gold 6252 24C 150W 2.1GHz Processor | 5909
7X06CTOLWW | B4HD | Intel Xeon Gold 6254 18C 200W 3.1GHz Processor | 6065
7X06CTOLWW | B4HE | Intel Xeon Gold 6248 20C 150W 2.5GHz Processor | 5049
7X06CTOLWW | B4HF | Intel Xeon Gold 6244 8C 150W 3.6GHz Processor | 4699
7X06CTOLWW | B4HG | Intel Xeon Gold 6242 16C 150W 2.8GHz Processor | 4419
7X06CTOLWW | B4HH | Intel Xeon Gold 6240 18C 150W 2.6GHz Processor | 3819
7X06CTOLWW | B4HJ | Intel Xeon Gold 6230 20C 125W 2.1GHz Processor | 3099
7X06CTOLWW | B4HK | Intel Xeon Gold 5220 18C 125W 2.2GHz Processor | 2599
7X06CTOLWW | B4HL | Intel Xeon Gold 5218 16C 125W 2.3GHz Processor | 2019
7X06CTOLWW | B4HM | Intel Xeon Gold 5217 8C 115W 3.0GHz Processor | 2659
7X06CTOLWW | B4HN | Intel Xeon Gold 5215 10C 85W 2.5GHz Processor | 2019
7X06CTOLWW | B4HP | Intel Xeon Silver 4216 16C 100W 2.1GHz Processor | 1649
7X06CTOLWW | B4HQ | Intel Xeon Silver 4215 8C 85W 2.5GHz Processor | 1399
7X06CTOLWW | B4HR | Intel Xeon Silver 4214 12C 85W 2.2GHz Processor | 1169
7X06CTOLWW | B4HS | Intel Xeon Silver 4210 10C 85W 2.2GHz Processor | 859
7X06CTOLWW | B4HT | Intel Xeon Silver 4208 8C 85W 2.1GHz Processor | 799
7X06CTOLWW | B4HU | Intel Xeon Bronze 3204 6C 85W 1.9GHz Processor | 439
7X06CTOLWW | B4LV | ThinkSystem 128GB TruDDR4 2666MHz (1.2V) Intel Optane DC Persistent Memory | 1089
7X06CTOLWW | B4LW | ThinkSystem 256GB TruDDR4 2666MHz (1.2V) Intel Optane DC Persistent Memory | 4689
7X06CTOLWW | B4LX | ThinkSystem 512GB TruDDR4 2666MHz (1.2V) Intel Optane DC Persistent Memory | 18319
7X06CTOLWW | B4LY | ThinkSystem 16GB TruDDR4 2933 MHz (1Rx4 1.2V) RDIMM | 289
7X06CTOLWW | B4NL | ThinkSystem SR650 Refresh MB | 1600
7X06CTOLWW | B4NU | Intel Xeon Platinum 8260Y 24/20/16C 165W 2.4GHz Processor | 9799
7X06CTOLWW | B4NV | Intel Xeon Gold 6240Y 18/14/8C 150W 2.6GHz Processor | 5345
7X06CTOLWW | B4NW | Intel Xeon Silver 4214Y 12/10/8C 85W 2.2GHz Processor | 1519
7X06CTOLWW | B4P2 | Intel Xeon Gold 6238T 22C 125W 1.9GHz Processor | 4349
7X06CTOLWW | B4P3 | Intel Xeon Gold 5218T 16C 105W 2.1GHz Processor | 2399
7X06CTOLWW | B4P4 | Intel Xeon Silver 4209T 8C 70W 2.2GHz Processor | 929
7X06CTOLWW | B4P5 | Intel Xeon Platinum 8280L 28C 205W 2.7GHz Processor | 29099
7X06CTOLWW | B4P6 | Intel Xeon Platinum 8276L 28C 165W 2.2GHz Processor | 26689
7X06CTOLWW | B4P7 | Intel Xeon Platinum 8260L 24C 165W 2.4GHz Processor | 19249
7X06CTOLWW | B4P9 | Intel Xeon Gold 5215L 10C 85W 2.5GHz Processor | 17019
7X06CTOLWW | B4PA | ThinkSystem 1610-8P NVMe Switch Adapter | 1199
7X06CTOLWW | B4PB | ThinkSystem SR650 x16/x8/x16 PCIE Riser1 | 75
7X06CTOLWW | B4PC | ThinkSystem 2U 2.5" NVMe 8-Bay Backplane | 249
7X06CTOLWW | B4QQ | 0.5m Mellanox HDR IB Passive Copper QSFP56 Cable | 299
7X06CTOLWW | B4QR | 1m Mellanox HDR IB Passive Copper QSFP56 Cable | 399
7X06CTOLWW | B4QS | 1.5m Mellanox HDR IB Passive Copper QSFP56 Cable | 449
7X06CTOLWW | B4QT | 2m Mellanox HDR IB Passive Copper QSFP56 Cable | 499
7X06CTOLWW | B4QW | 3m Mellanox HDR IB Active Optical QSFP56 Cable | 2099
7X06CTOLWW | B4QX | 5m Mellanox HDR IB Active Optical QSFP56 Cable | 2149
7X06CTOLWW | B4QY | 10m Mellanox HDR IB Active Optical QSFP56 Cable | 2199
7X06CTOLWW | B4QZ | 15m Mellanox HDR IB Active Optical QSFP56 Cable | 2249
7X06CTOLWW | B4R0 | 20m Mellanox HDR IB Active Optical QSFP56 Cable | 2299
7X06CTOLWW | B4R1 | 1m Mellanox HDR IB to 2x HDR100 Splitter Passive Copper QSFP56 Cable | 399
7X06CTOLWW | B4R2 | 1.5m Mellanox HDR IB to 2x HDR100 Splitter Passive Copper QSFP56 Cable | 449
7X06CTOLWW | B4R4 | 3m Mellanox HDR IB to 2x HDR100 Splitter Optical QSFP56 Cable | 2799
7X06CTOLWW | B4R5 | 5m Mellanox HDR IB to 2x HDR100 Splitter Optical QSFP56 Cable | 2899
7X06CTOLWW | B4R6 | 10m Mellanox HDR IB to 2x HDR100 Splitter Optical QSFP56 Cable | 2999
7X06CTOLWW | B4R7 | 15m Mellanox HDR IB to 2x HDR100 Splitter Optical QSFP56 Cable | 3199
7X06CTOLWW | B4R8 | 20m Mellanox HDR IB to 2x HDR100 Splitter Optical QSFP56 Cable | 3299
7X06CTOLWW | B4R9 | ThinkSystem Mellanox ConnectX-6 HDR100/100GbE QSFP56 1-port PCIe VPI Adapter | 1779
7X06CTOLWW | B4RA | ThinkSystem Mellanox ConnectX-6 HDR100/100GbE QSFP56 2-port PCIe VPI Adapter | 2099
7X06CTOLWW | B4RB | ThinkSystem Mellanox HDR/200GbE 2x PCIe Aux Kit | 639
7X06CTOLWW | B4RC | ThinkSystem Mellanox ConnectX-6 HDR/200GbE QSFP56 1-port PCIe 4 VPI Adapter | 2209
7X06CTOLWW | B4RQ | ThinkSystem RAID 730-8i 2GB Flash PCIe 12Gb Adapter | 879
7X06CTOLWW | B4XA | VMware ESXi 6.7 U1 (Factory Installed) | 0
7X06CTOLWW | B4Y4 | ThinkSystem 2.5" SS530 400GB Performance SAS 12Gb Hot Swap SSD | 1479
7X06CTOLWW | B4Y5 | ThinkSystem 2.5" SS530 800GB Performance SAS 12Gb Hot Swap SSD | 2299
7X06CTOLWW | B4Y7 | ThinkSystem 2.5" SS530 3.2TB Performance SAS 12Gb Hot Swap SSD | 7859
7X06CTOLWW | B4Y8 | ThinkSystem 3.5" SS530 800GB Performance SAS 12Gb Hot Swap SSD | 2279
7X06CTOLWW | B4YA | ThinkSystem 3.5" SS530 3.2TB Performance SAS 12Gb Hot Swap SSD | 7759
7X06CTOLWW | B4YB | ThinkSystem NVIDIA T4 16GB PCIe Passive GPU | 6279
7X06CTOLWW | B528 | Intel Optane DC Persistent Memory - Memory Mode only | 0
7X06CTOLWW | B529 | Intel Optane DC Persistent Memory - App Direct Mode only | 0
7X06CTOLWW | B52A | Intel Optane DC Persistent Memory - Mixed Memory Mode | 0
7X06CTOLWW | B587 | ThinkSystem 128GB TruDDR4 2933MHz (4Rx4 1.2V) 3DS RDIMM | 3399
7X06CTOLWW | B58F | ThinkSystem U.2 Intel P4510 1.0TB Entry NVMe PCIe3.0 x4 Hot Swap SSD | 539
7X06CTOLWW | B58G | ThinkSystem U.2 Intel P4510 2.0TB Entry NVMe PCIe3.0 x4 Hot Swap SSD | 1459
7X06CTOLWW | B59Z | FBU02 SuperCap | 149
7X06CTOLWW | B5N6 | ThinkSystem 16GB TruDDR4 Performance+ 2933MHz (2Rx8 1.2V) RDIMM | 729
7X06CTOLWW | B5N7 | ThinkSystem 32GB TruDDR4 Performance+ 2933MHz (2Rx4 1.2V) RDIMM | 1379
7X06CTOLWW | B5N8 | ThinkSystem 64GB TruDDR4 Performance+ 2933MHz (2Rx4 1.2V) RDIMM | 2879
7X06CTOLWW | B5N9 | ThinkSystem 128GB TruDDR4 Performance+ 2933MHz (4Rx4 1.2V) 3DS RDIMM | 5499
7X06CTOLWW | B5RY | Intel Xeon Gold 6230N 20C 125W 2.3GHz Processor | 3239
7X06CTOLWW | B5RZ | Intel Xeon Platinum 8253 16C 125W 2.2GHz Processor | 5299
7X06CTOLWW | B5S0 | Intel Xeon Gold 5218N 16C 110W 2.3GHz Processor | 2625
7X06CTOLWW | B5S1 | Intel Xeon Gold 5222 4C 105W 3.8GHz Processor | 1999
7X06CTOLWW | B5S2 | Intel Xeon Platinum 8256 4C 105W 3.8GHz Processor | 12099
7X06CTOLWW | B5SX | ThinkSystem Emulex LPe35000 32Gb 1-port PCIe Fibre Channel Adapter | 1739
7X06CTOLWW | B5SY | ThinkSystem Emulex LPe35002 32Gb 2-port PCIe Fibre Channel Adapter | 2599
7X06CTOLWW | B5T0 | ThinkSystem Broadcom 57414 10/25GbE SFP28 2-port PCIe Ethernet Adapter | 389
7X06CTOLWW | B5XZ | ThinkSystem Mellanox Innova-2 ConnectX-5 FPGA 25GbE 2-port Adapter | 5379
7X06CTOLWW | B652 | ThinkSystem Marvell QL41232 10/25GbE SFP28 2-Port PCIe Ethernet Adapter | 339
7X06CTOLWW | B68K | 30m Mellanox HDR IB to 2x HDR100 Splitter Optical QSFP56 Cable | 3499
7X06CTOLWW | B68L | 2m Mellanox HDR IB to 2x HDR100 Splitter Passive Copper QSFP56 Cable | 499
7X06CTOLWW | B68M | 100m Mellanox HDR IB Optical QSFP56 Cable | 5099
7X06CTOLWW | B68N | 50m Mellanox HDR IB Optical QSFP56 Cable | 3699
7X06CTOLWW | B68P | 30m Mellanox HDR IB Optical QSFP56 Cable | 2399
7X06CTOLWW | B6BS | Intel Xeon Gold 5218B 16C 125W 2.3GHz Processor | 2019
7X06CTOLWW | B6CE | ThinkSystem RAID 530-16i PCIe 12Gb Adapter | 589
7X06CTOLWW | B6CG | ThinkSystem NVIDIA Quadro RTX 4000 8GB PCIe Active GP | 2219
7X06CTOLWW | B6CH | ThinkSystem NVIDIA Quadro RTX 5000 16GB PCIe Active GPU | 4819
7X06CTOLWW | B6CJ | Intel Xeon Gold 6238 22C 140W 2.1GHz Processor | 4799
7X06CTOLWW | B6CK | Intel Xeon Gold 6234 8C 130W 3.3GHz Processor | 3999
7X06CTOLWW | B6CL | Intel Xeon Gold 6226 12C 125W 2.7GHz Processor | 3299
7X06CTOLWW | B6CP | Intel Xeon Gold 6230T 20C 125W 2.1GHz Processor | 3599
7X06CTOLWW | B6CQ | Intel Xeon Gold 5220T 18C 105W 1.9GHz Processor | 3199
7X06CTOLWW | B6CR | Intel Xeon Gold 6238L 22C 140W 2.1GHz Processor | 14599
7X06CTOLWW | B6CS | Intel Xeon Gold 6240L 18C 150W 2.6GHz Processor | 14299
7X06CTOLWW | B6CT | Intel Xeon Gold 6252N 24C 150W 2.3GHz Processor | 7699
7X06CTOLWW | B6CU | Intel Xeon Gold 6262V 24C 135W 1.9GHz Processor | 5399
7X06CTOLWW | B6CV | Intel Xeon Gold 6222V 20C 115W 1.8GHz Processor | 2999
7X06CTOLWW | B6CW | Intel Xeon Gold 5220S 18C 125W 2.7GHz Processor | 3699
7X06CTOLWW | B6JY | ThinkSystem 3.5" PM883 1.92TB Entry SATA 6Gb Hot Swap SSD | 1159
7X06CTOLWW | B6JZ | ThinkSystem 3.5" PM883 3.84TB Entry SATA 6Gb Hot Swap SSD | 2219
7X06CTOLWW | B6K0 | ThinkSystem 2.5" 5200 1.92TB Mainstream SATA 6Gb Hot Swap SSD SED | 1299
7X06CTOLWW | B6K4 | ThinkSystem U.2 CM5-R 3.84TB Entry NVMe PCIe 3.0 x4 Hot Swap SSD SED | 3499
7X06CTOLWW | B6PD | Intel Xeon Gold 6246 12C 165W 3.3GHz Processor | 5999
7X06CTOLWW | B6TF | 8i RAID Controller For 1st Bay | 0
7X06CTOLWW | B6TG | 16i RAID Controller For 1st Bay | 0
7X06CTOLWW | B6TM | ThinkSystem 3.5" PM883 240GB Entry SATA 6Gb Hot Swap SSD | 239
7X06CTOLWW | B6TN | ThinkSystem 3.5" PM883 480GB Entry SATA 6Gb Hot Swap SSD | 359
7X06CTOLWW | B6TP | ThinkSystem 3.5" PM883 960GB Entry SATA 6Gb Hot Swap SSD | 599
7X06CTOLWW | B6U0 | VMware ESXi 6.5 U3 (factory installed) | 0
7X06CTOLWW | B6U1 | VMware ESXi 6.7 U2 (factory installed) | 0
7X06CTOLWW | B6X6 | Intel Xeon Gold 6246 12C 165W 3.3GHz Processor | 5509
7X06CTOLWW | B7EW | ThinkSystem 2.5" 5210 1.92TB Entry SATA 6Gb Hot Swap QLC SSD | 759
7X06CTOLWW | B7EX | ThinkSystem 2.5" 5210 3.84TB Entry SATA 6Gb Hot Swap QLC SSD | 1489
7X06CTOLWW | B7EY | ThinkSystem 2.5" 5210 7.68TB Entry SATA 6Gb Hot Swap QLC SSD | 2779
7X06CTOLWW | B7EZ | ThinkSystem 3.5" 16TB 7.2K SAS 12Gb Hot Swap 512e HDD | 1309
7X06CTOLWW | B7F0 | ThinkSystem 3.5" 16TB 7.2K SATA 6Gb Hot Swap 512e HDD | 1289
7X06CTOLWW | B7N3 | Intel Xeon Bronze 3206R 8C 85W 1.9GHz Processor | 559
7X06CTOLWW | B7N5 | Intel Xeon Silver 4210R 10C 100W 2.4GHz Processor | 899
7X06CTOLWW | B7N6 | Intel Xeon Silver 4214R 12C 100W 2.4GHz Processor | 1259
7X06CTOLWW | B7N9 | Intel Xeon Gold 5220R 24C 150W 2.2GHz Processor | 2739
7X06CTOLWW | B87R | Mellanox CX6 Socket-Direct Adapter Cable Assemble Way | 0
7X06CTOLWW | B88T | VMware ESXi 6.7 U3 (factory installed) | 0
7X06CTOLWW | B8HP | ThinkSystem 2.5" 5300 960GB Entry SATA 6Gb Hot Swap SSD | 489
7X06CTOLWW | B8HQ | ThinkSystem 3.5" 5300 3.84TB Entry SATA 6Gb Hot Swap SSD | 2179
7X06CTOLWW | B8HR | ThinkSystem 3.5" 5300 1.92TB Mainstream SATA 6Gb Hot Swap SSD | 1829
7X06CTOLWW | B8HS | ThinkSystem M.2 5300 240GB SATA 6Gbps Non-Hot Swap SSD | 359
7X06CTOLWW | B8HT | ThinkSystem 3.5" PM1645a 800GB Mainstream SAS 12Gb Hot Swap SSD | 829
7X06CTOLWW | B8HU | ThinkSystem 2.5" PM1645a 800GB Mainstream SAS 12Gb Hot Swap SSD | 819
7X06CTOLWW | B8HV | ThinkSystem 2.5" 5300 240GB Entry SATA 6Gb Hot Swap SSD | 359
7X06CTOLWW | B8HW | ThinkSystem HHHL PM1735 3.2TB Mainstream NVMe PCIe4.0 x8 Flash Adapter | 3179
7X06CTOLWW | B8HX | ThinkSystem 3.5" 5300 3.84TB Mainstream SATA 6Gb Hot Swap SSD | 3119
7X06CTOLWW | B8HY | ThinkSystem 2.5" 5300 480GB Mainstream SATA 6Gb Hot Swap SSD | 429
7X06CTOLWW | B8HZ | ThinkSystem 3.5" 5300 1.92TB Entry SATA 6Gb Hot Swap SSD | 1139
7X06CTOLWW | B8J0 | ThinkSystem 3.5" 5300 960GB Mainstream SATA 6Gb Hot Swap SSD | 929
7X06CTOLWW | B8J1 | ThinkSystem 2.5" 5300 240GB Mainstream SATA 6Gb Hot Swap SSD | 409
7X06CTOLWW | B8J2 | ThinkSystem 2.5" 5300 7.68TB Entry SATA 6Gb Hot Swap SSD | 3649
7X06CTOLWW | B8J3 | ThinkSystem 3.5" 5300 7.68TB Entry SATA 6Gb Hot Swap SSD | 4119
7X06CTOLWW | B8J4 | ThinkSystem 2.5" PM1645a 1.6TB Mainstream SAS 12Gb Hot Swap SSD | 1379
7X06CTOLWW | B8J5 | ThinkSystem 2.5" 5300 1.92TB Entry SATA 6Gb Hot Swap SSD | 939
7X06CTOLWW | B8J6 | ThinkSystem 2.5" 5300 960GB Mainstream SATA 6Gb Hot Swap SSD | 729
7X06CTOLWW | B8J7 | ThinkSystem 2.5" 5300 3.84TB Mainstream SATA 6Gb Hot Swap SSD | 2179
7X06CTOLWW | B8J9 | ThinkSystem 3.5" 5300 480GB Entry SATA 6Gb Hot Swap SSD | 379
7X06CTOLWW | B8JA | ThinkSystem 2.5" PM1645a 6.4TB Mainstream SAS 12Gb Hot Swap SSD | 6049
7X06CTOLWW | B8JB | ThinkSystem 3.5" 5300 240GB Entry SATA 6Gb Hot Swap SSD | 369
7X06CTOLWW | B8JC | ThinkSystem 3.5" 5300 960GB Entry SATA 6Gb Hot Swap SSD | 629
7X06CTOLWW | B8JD | ThinkSystem 2.5" PM1645a 3.2TB Mainstream SAS 12Gb Hot Swap SSD | 2579
7X06CTOLWW | B8JE | ThinkSystem 2.5" 5300 1.92TB Mainstream SATA 6Gb Hot Swap SSD | 1279
7X06CTOLWW | B8JF | ThinkSystem 3.5" 5300 480GB Mainstream SATA 6Gb Hot Swap SSD | 529
7X06CTOLWW | B8JG | ThinkSystem 3.5" PM1645a 6.4TB Mainstream SAS 12Gb Hot Swap SSD | 6059
7X06CTOLWW | B8JH | ThinkSystem HHHL PM1735 1.6TB Mainstream NVMe PCIe4.0 x8 Flash Adapter | 1799
7X06CTOLWW | B8JK | ThinkSystem 3.5" PM1645a 3.2TB Mainstream SAS 12Gb Hot Swap SSD | 2589
7X06CTOLWW | B8JL | ThinkSystem 3.5" 5300 240GB Mainstream SATA 6Gb Hot Swap SSD | 419
7X06CTOLWW | B8JM | ThinkSystem 2.5" 5300 480GB Entry SATA 6Gb Hot Swap SSD | 309
7X06CTOLWW | B8JN | ThinkSystem 3.5" PM1645a 1.6TB Mainstream SAS 12Gb Hot Swap SSD | 1389
7X06CTOLWW | B8JP | ThinkSystem 2.5" 5300 3.84TB Entry SATA 6Gb Hot Swap SSD | 1789
7X06CTOLWW | B8PP | ThinkSystem Mellanox ConnectX-6 Dx 100GbE QSFP56 2-port PCIe Ethernet Adapter | 1019
7X06CTOLWW | B919 | ThinkSystem M.2 5300 480GB SATA 6Gbps Non-Hot Swap SSD | 369
7X06CTOLWW | B91A | ThinkSystem 2.5" PM1643a 960GB Entry SAS 12Gb Hot Swap SSD | 819
7X06CTOLWW | B91B | ThinkSystem 2.5" PM1643a 1.92TB Entry SAS 12Gb Hot Swap SSD | 1379
7X06CTOLWW | B91C | ThinkSystem 2.5" PM1643a 3.84TB Entry SAS 12Gb Hot Swap SSD | 2579
7X06CTOLWW | B91D | ThinkSystem 2.5" PM1643a 7.68TB Entry SAS 12Gb Hot Swap SSD | 5019
7X06CTOLWW | B91E | ThinkSystem 3.5" PM1643a 3.84TB Entry SAS 12Gb Hot Swap SSD | 1729
7X06CTOLWW | B93K | ThinkSystem 2.5" 5300 1.92TB Mainstream SATA 6Gb Hot Swap SSD SED | 1449
7X06CTOLWW | B93L | ThinkSystem 2.5" 5300 3.84TB Entry SATA 6Gb Hot Swap SSD SED | 1739
7X06CTOLWW | B93M | ThinkSystem 2.5" 5300 7.68TB Entry SATA 6Gb Hot Swap SSD SED | 3159
7X06CTOLWW | B96C | Intel Xeon Gold 6250 8C 185W 3.9GHz Processor | 5889
7X06CTOLWW | B96D | Intel Xeon Gold 6256 12C 205W 3.6GHz Processor | 6759
7X06CTOLWW | B96K | ThinkSystem 3.5" Kioxia CM6-V 3.2TB Mainstream NVMe PCIe4.0 x4 Hot Swap SSD | 3469
7X06CTOLWW | B96M | ThinkSystem HHHL PM1735 6.4TB Mainstream NVMe PCIe4.0 x4 Flash Adapter | 5579
7X06CTOLWW | B96P | ThinkSystem U.3 Kioxia CM6-V 6.4TB Mainstream NVMe PCIe4.0 x4 Hot Swap SSD | 6789
7X06CTOLWW | B96T | ThinkSystem U.3 Kioxia CM6-V 3.2TB Mainstream NVMe PCIe4.0 x4 Hot Swap SSD | 3459
7X06CTOLWW | B96V | ThinkSystem 3.5" Kioxia CM6-V 1.6TB Mainstream NVMe PCIe4.0 x4 Hot Swap SSD | 1919
7X06CTOLWW | B96W | ThinkSystem 3.5" Kioxia CM6-V 6.4TB Mainstream NVMe PCIe4.0 x4 Hot Swap SSD | 6799
7X06CTOLWW | B96Z | ThinkSystem U.3 Kioxia CM6-V 1.6TB Mainstream NVMe PCIe4.0 x4 Hot Swap SSD | 1919
7X06CTOLWW | B9AC | ThinkSystem 2.5" 5210 960GB Entry SATA 6Gb Hot Swap QLC SSD | 419
7X06CTOLWW | BAZL | Intel Xeon Gold 6238R 28C 165W 2.2GHz Processor | 4599
7X06CTOLWW | BAZM | Intel Xeon Gold 6240R 24C 165W 2.4GHz Processor | 3859
7X06CTOLWW | BAZN | Intel Xeon Gold 6242R 20C 205W 3.1GHz Processor | 4459
7X06CTOLWW | BAZP | Intel Xeon Gold 6246R 16C 205W 3.4GHz Processor | 5779
7X06CTOLWW | BAZQ | Intel Xeon Gold 6248R 24C 205W 3.0GHz Processor | 4739
7X06CTOLWW | BAZR | Intel Xeon Gold 6258R 28C 205W 2.7GHz Processor | 6839
7X06CTOLWW | BAZS | Intel Xeon Gold 5218R 20C 125W 2.1GHz Processor | 2259
7X06CTOLWW | BAZT | Intel Xeon Silver 4210T 10C 95W 2.3GHz Processor | 999
7X06CTOLWW | BAZU | Intel Xeon Silver 4215R 8C 130W 3.2GHz Processor | 1429
7X06CTOLWW | BAZV | Intel Xeon Gold 6208U 16C 150W 2.9GHz Processor | 1779
7X06CTOLWW | BAZW | Intel Xeon Gold 6226R 16C 150W 2.9GHz Processor | 2289
7X06CTOLWW | BAZX | Intel Xeon Gold 6230R 26C 150W 2.1GHz Processor | 3349
7X06CTOLWW | BB0P | Intel Transparent Supply Chain. Lenovo has paired our industry leading supply chain with Intel's innovative Transparent Supply Chain program to add a layer of protection to your data center and bring peace of mind that the server hardware you bring into ... | 0
7X06CTOLWW | BB2E | ThinkSystem NVIDIA Tesla V100S 32GB PCIe Passive GPU | 26079
7X06CTOLWW | BBZG | VMware ESXi 7.0 (Factory Installed) | 2
7X06CTOLWW | BC4R | ThinkSystem 2.5" PM1643a 15.36TB Entry SAS 12Gb Hot Swap SSD | 10029
7X06CTOLWW | BC4Z | ThinkSystem U.2 PM1733 3.84TB Entry NVMe PCIe 4.0 x4 Hot Swap SSD | 3369
7X06CTOLWW | BCD6 | ThinkSystem Intel E810-DA2 10/25GbE SFP28 2-Port PCIe Ethernet Adapter | 519
7X06CTOLWW | BCFH | ThinkSystem 3.5" 18TB 7.2K SATA 6Gb Hot Swap 512e HDD | 1589
7X06CTOLWW | BCFJ | ThinkSystem 3.5" Intel P5600 3.2TB Mainstream NVMe PCIe 4.0 x4 Hot Swap SSD | 3829
7X06CTOLWW | BCFM | ThinkSystem 3.5" Intel P5600 1.6TB Mainstream NVMe PCIe 4.0 x4 Hot Swap SSD | 1929
7X06CTOLWW | BCFP | ThinkSystem 3.5" 18TB 7.2K SAS 12Gb Hot Swap 512e HDD | 1609
7X06CTOLWW | BCFQ | ThinkSystem 3.5" Intel P5600 6.4TB Mainstream NVMe PCIe 4.0 x4 Hot Swap SSD | 7649
7X06CTOLWW | BCFR | ThinkSystem U.2 Intel P5600 3.2TB Mainstream NVMe PCIe 4.0 x4 Hot Swap SSD | 3829
7X06CTOLWW | BCFS | ThinkSystem U.2 Intel P5600 6.4TB Mainstream NVMe PCIe 4.0 x4 Hot Swap SSD | 7639
7X06CTOLWW | BCFT | ThinkSystem U.2 Intel P5500 1.92TB Entry NVMe PCIe 4.0 x4 Hot Swap SSD | 1479
7X06CTOLWW | BCFU | ThinkSystem U.2 Intel P5500 7.68TB Entry NVMe PCIe 4.0 x4 Hot Swap SSD | 5359
7X06CTOLWW | BCFV | ThinkSystem U.2 Intel P5600 1.6TB Mainstream NVMe PCIe 4.0 x4 Hot Swap SSD | 1919
7X06CTOLWW | BCFW | ThinkSystem U.2 Intel P5500 3.84TB Entry NVMe PCIe 4.0 x4 Hot Swap SSD | 2689
7X06CTOLWW | BCGJ | ThinkSystem HHHL Kioxia CM5-V 1.6TB Mainstream NVMe PCIe3.0 x4 Flash Adapter | 2279
7X06CTOLWW | BCGK | ThinkSystem HHHL Kioxia CM5-V 3.2TB Mainstream NVMe PCIe3.0 x4 Flash Adapter | 4129
7X06CTOLWW | BCGL | ThinkSystem HHHL Kioxia CM5-V 6.4TB Mainstream NVMe PCIe3.0 x4 Flash Adapter | 7879
7X06CTOLWW | BCTC | ThinkSystem 2.5" Multi Vendor 240GB Entry SATA 6Gb Hot Swap SSD | 219
7X06CTOLWW | BCTD | ThinkSystem 2.5" Multi Vendor 480GB Entry SATA 6Gb Hot Swap SSD | 219
7X06CTOLWW | BCTE | ThinkSystem 2.5" Multi Vendor 960GB Entry SATA 6Gb Hot Swap SSD | 659
7X06CTOLWW | BCTF | ThinkSystem 2.5" Multi Vendor 1.92TB Entry SATA 6Gb Hot Swap SSD | 1289
7X06CTOLWW | BCTG | ThinkSystem 2.5" Multi Vendor 3.84TB Entry SATA 6Gb Hot Swap SSD | 1259
7X06CTOLWW | BCTH | ThinkSystem 3.5" Multi Vendor 240GB Entry SATA 6Gb Hot Swap SSD | 229
7X06CTOLWW | BCTJ | ThinkSystem 3.5" Multi Vendor 480GB Entry SATA 6Gb Hot Swap SSD | 219
7X06CTOLWW | BCTK | ThinkSystem 3.5" Multi Vendor 960GB Entry SATA 6Gb Hot Swap SSD | 669
7X06CTOLWW | BCTL | ThinkSystem 3.5" Multi Vendor 1.92TB Entry SATA 6Gb Hot Swap SSD | 1289
7X06CTOLWW | BCTM | ThinkSystem 3.5" Multi Vendor 3.84TB Entry SATA 6Gb Hot Swap SSD | 1269
7X06CTOLWW | BD49 | ThinkSystem Broadcom 57454 10/25GbE SFP28 4-port PCIe Ethernet Adapter V2 | 549
7X06CTOLWW | BE03 | ThinkSystem U.3 Kioxia CM6-V 800GB Mainstream NVMe PCIe 4.0 x4 Hot Swap SSD | 1439
7X06CTOLWW | BE04 | ThinkSystem 3.5" Kioxia CM6-V 800GB Mainstream NVMe PCIe 4.0 x4 Hot Swap SSD | 1449
7X06CTOLWW | BE29 | ThinkSystem 2.5" 5300 960GB Entry SATA 6Gb Hot Swap SSD SED | 579
7X06CTOLWW | BE2A | ThinkSystem U.2 PM1733 3.84TB Entry NVMe PCIe 4.0 x4 Hot Swap SSD SED | 2979
7X06CTOLWW | BE2B | ThinkSystem U.2 PM1733 7.68TB Entry NVMe PCIe 4.0 x4 Hot Swap SSD SED | 5579
7X06CTOLWW | BE2C | ThinkSystem U.3 Kioxia CM6-R 3.84TB Entry NVMe PCIe 4.0 x4 Hot Swap SSD SED | 3419
7X06CTOLWW | BE2D | ThinkSystem U.3 Kioxia CM6-R 7.68TB Entry NVMe PCIe 4.0 x4 Hot Swap SSD SED | 6669
7X06CTOLWW | BE2E | ThinkSystem U.2 PM1733 7.68TB Entry NVMe PCIe 4.0 x4 Hot Swap SSD | 5579
7X06CTOLWW | BE2F | ThinkSystem U.2 PM1733 15.36TB Entry NVMe PCIe 4.0 x4 Hot Swap SSD | 10969
7X06CTOLWW | BE2G | ThinkSystem U.3 Kioxia CM6-R 3.84TB Entry NVMe PCIe 4.0 x4 Hot Swap SSD | 3379
7X06CTOLWW | BE2H | ThinkSystem U.3 Kioxia CM6-R 7.68TB Entry NVMe PCIe 4.0 x4 Hot Swap SSD | 6639
7X06CTOLWW | BE4U | ThinkSystem Mellanox ConnectX-6 Lx 10/25GbE SFP28 2-Port PCIe Ethernet Adapter | 409
7X06CTOLWW | BE5E | VMware ESXi 7.0 U1 (Factory Installed) | 0
7X06CTOLWW | BEAP | ThinkSystem Mellanox ConnectX-5 EN 10/25GbE SFP28 2-port PCIe Ethernet Adapter | 629
7X06CTOLWW | BEL5 | ThinkSystem NVIDIA A100 40GB PCIe Gen4 Passive GPU | 35939
7X06CTOLWW | BEMB | ThinkSystem 2.5" 5300 3.84TB Mainstream SATA 6Gb Hot Swap SSD SED | 3149
7X06CTOLWW | BEVK | ThinkSystem 3.5" PM1643a 7.68TB Entry SAS 12Gb Hot Swap SSD | 5589
7X06CTOLWW | BF6W | Lenovo 1m Passive 200G QSFP56 Ethernet DAC Cable | 339
7X06CTOLWW | BF92 | Lenovo 3m Passive 200G QSFP56 Ethernet DAC Cable | 549
7X06CTOLWW | BF9Y | ThinkSystem 2U 2FH Riser Bracket | 29
7X06CTOLWW | BFH1 | Lenovo 100Gb SR4 QSFP28 Ethernet Transceiver | 689
7X06CTOLWW | BFT0 | ThinkSystem NVIDIA Quadro RTX A6000 48GB PCIe Active GPU | 13029
7X06CTOLWW | BFTZ | ThinkSystem NVIDIA A10 24GB PCIe Gen4 Passive GPU | 8489
7X06CTOLWW | BFY5 | ThinkSystem RAID 530-16i PCIe 12Gb Adapter | 579
7X06CTOLWW | BFYB | Operating mode selection for: "Maximum Performance Mode" | 0
7X06CTOLWW | BFYC | Operating mode selection for: "Minimal Power Mode" | 0
7X06CTOLWW | BFYD | Operating mode selection for: "Efficiency Favoring Power Savings Mode" | 0
7X06CTOLWW | BFYE | Operating mode selection for: "Efficiency - Favoring Performance Mode" | 0
7X06CTOLWW | BFZZ | ThinkSystem 2.5" Nytro 3732 800GB Performance SAS 12Gb Hot Swap SSD SED | 1669
7X06CTOLWW | BG00 | ThinkSystem 3.5" Nytro 3732 3.2TB Performance SAS 12Gb Hot Swap SSD | 6219
7X06CTOLWW | BG01 | ThinkSystem 3.5" Nytro 3732 1.6TB Performance SAS 12Gb Hot Swap SSD | 3239
7X06CTOLWW | BG02 | ThinkSystem 3.5" Nytro 3732 800GB Performance SAS 12Gb Hot Swap SSD | 1669
7X06CTOLWW | BG03 | ThinkSystem 3.5" Nytro 3732 400GB Performance SAS 12Gb Hot Swap SSD | 1029
7X06CTOLWW | BG04 | ThinkSystem 2.5" Nytro 3732 3.2TB Performance SAS 12Gb Hot Swap SSD | 6259
7X06CTOLWW | BG05 | ThinkSystem 2.5" Nytro 3732 1.6TB Performance SAS 12Gb Hot Swap SSD | 3259
7X06CTOLWW | BG06 | ThinkSystem 2.5" Nytro 3732 800GB Performance SAS 12Gb Hot Swap SSD | 1669
7X06CTOLWW | BG07 | ThinkSystem 2.5" Nytro 3732 400GB Performance SAS 12Gb Hot Swap SSD | 1029
7X06CTOLWW | BHE2 | ThinkSystem Solarflare X2522-Plus 10/25GbE SFP28 2-Port PCIe Ethernet Adapter | 3489
7X06CTOLWW | BHSR | VMware ESXi 7.0 U2 (Factory Installed) | 0
7X06CTOLWW | BHSS | MI for PXE with RJ45 Network port | 0
7X06CTOLWW | BJ6B | SR650 P10 GPU Air Duct | 15
7X07CTO1WW | 747 | UID Asset Tag Label | 20
7X07CTO1WW | 2300 | BladeCenter Chassis Configuration | 250
7X07CTO1WW | 2302 | RAID Configuration | 149
7X07CTO1WW | 2305 | Integration 1U Component | 59
7X07CTO1WW | 2321 | Custom MFG SVCS Fee - Small Increment | 3
7X07CTO1WW | 5053 | SFP+ SR Transceiver | 699
7X07CTO1WW | 5340 | Serial Conversion Option (SCO) | 249
7X07CTO1WW | 5341 | Virtual Media Conversion Option Gen2 (VCO2) | 129
7X07CTO1WW | 5977 | Select Storage devices - no configured RAID required | 0
7X07CTO1WW | 5978 | Select Storage devices - configured RAID | 0
7X07CTO1WW | 6201 | 1.5m, 10A/100-250V, C13 to IEC 320-C14 Rack Power Cable | 19
7X07CTO1WW | 6204 | 2.8m, 10A/100-250V, C13 to IEC 320-C20 Rack Power Cable | 19
7X07CTO1WW | 6263 | 4.3m, 10A/100-250V, C13 to IEC 320-C14 Rack Power Cable | 19
7X07CTO1WW | 6311 | 2.8m, 10A/100-250V, C13 to IEC 320-C14 Rack Power Cable | 9
7X07CTO1WW | 6313 | 2.8m, 10A/120V, C13 to NEMA 5-15P (US) Line Cord | 19
7X07CTO1WW | 6370 | 4.3m, 10A/125V, C13 to NEMA 5-15P (US) Line Cord | 10
7X07CTO1WW | 6373 | 4.3m, 10A/250V, C13 to NEMA 6-15P (US) Line Cord | 15
7X07CTO1WW | 6400 | 2.8m, 13A/100-250V, C13 to C14 Jumper Cord | 9
7X07CTO1WW | 6401 | 2.8m, 13A/120V, C13 to NEMA 5-15P (US) Line Cord | 29
7X07CTO1WW | 6570 | 2.0m, 13A/100-250V, C13 to C14 Jumper Cord | 19
7X07CTO1WW | 6583 | 4.3m, 13A/100-250V, C13 to C14 Rack Power Cable | 19
7X07CTO1WW | 7008 | Primary Array 2 HDDs | 0
7X07CTO1WW | 7009 | Primary Array 3 HDDs | 0
7X07CTO1WW | 7010 | Primary Array 4 HDDs | 0
7X07CTO1WW | 7011 | Primary Array 5 HDDs | 0
7X07CTO1WW | 7012 | Primary Array 6 HDDs | 0
7X07CTO1WW | 7013 | Primary Array 7 HDDs | 0
7X07CTO1WW | 7014 | Primary Array 8 HDDs | 0
7X07CTO1WW | 7015 | Secondary Array 2 HDDs | 0
7X07CTO1WW | 7016 | Secondary Array 3 HDDs | 0
7X07CTO1WW | 7017 | Secondary Array 4 HDDs | 0
7X07CTO1WW | 7057 | Secondary Array 5 HDDs | 0
7X07CTO1WW | 7058 | Secondary Array 6 HDDs | 0
7X07CTO1WW | 7059 | Secondary Array 7 HDDs | 0
7X07CTO1WW | 7060 | Secondary Array 8 HDDs | 0
7X07CTO1WW | 7831 | Customer Solution Center Services | 0
7X07CTO1WW | 8034 | LeSI Solution Component | 0
7X07CTO1WW | 8067 | TAA Compliant Order | 0
7X07CTO1WW | 8072 | General Racking Solution | 0
7X07CTO1WW | 8086 | No Publications Selected | 0
7X07CTO1WW | 8971 | Integrate in manufacturing | 0
7X07CTO1WW | 8972 | Ship Uninstalled (Safety) | 0
7X07CTO1WW | 9013 | Hot Spare | 0
7X07CTO1WW | 9016 | Memory Sparing | 0
7X07CTO1WW | 9017 | Enable Memory Mirroring | 0
7X07CTO1WW | A102 | Advanced Grouping | 0
7X07CTO1WW | A103 | System x Cluster Upgrade | 0
7X07CTO1WW | A1NN | High Performance Analytics Appliance | 0
7X07CTO1WW | A1PH | 1m Passive DAC SFP+ Cable | 69
7X07CTO1WW | A1PJ | 3m Passive DAC SFP+ Cable | 89
7X07CTO1WW | A1PK | 5m Passive DAC SFP+ Cable | 159
7X07CTO1WW | A1RF | 2.8m, 10A/250V, C13 to NEMA 6-15P Line Cord | 15
7X07CTO1WW | A2K6 | Primary Array - RAID 0 | 0
7X07CTO1WW | A2K7 | Primary Array - RAID 1 | 0
7X07CTO1WW | A2K9 | Primary Array - RAID 5 | 0
7X07CTO1WW | A2KA | Primary Array - RAID 6 | 0
7X07CTO1WW | A2KB | Primary Array - RAID 10 | 0
7X07CTO1WW | A2KF | Secondary Array - RAID 0 | 0
7X07CTO1WW | A2KG | Secondary Array - RAID 1 | 0
7X07CTO1WW | A2KJ | Secondary Array - RAID 5 | 0
7X07CTO1WW | A2KK | Secondary Array - RAID 6 | 0
7X07CTO1WW | A2KL | Secondary Array - RAID 10 | 0
7X07CTO1WW | A3RG | 0.5m Passive DAC SFP+ Cable | 79
7X07CTO1WW | A3RH | 7m Passive DAC SFP+ Cable | 179
7X07CTO1WW | A3SW | 1.2m, 16A/100-250V, 2 Short C13s to Short C20 Rack Power Cable | 55
7X07CTO1WW | A3SX | 2.5m, 16A/100-250V, 2 Long C13s to Short C20 Rack Power Cable | 75
7X07CTO1WW | A3SY | 2.8m, 16A/100-250V, 2 Short C13s to Long C20 Rack Power Cable | 79
7X07CTO1WW | A3SZ | 4.1m, 16A/100-250V, 2 Long C13s to Long C20 Rack Power Cable | 85
7X07CTO1WW | A4VP | 1.0m, 10A/100-250V, C13 to IEC 320-C14 Rack Power Cable | 19
7X07CTO1WW | A51N | 1.5m Passive DAC SFP+ Cable | 89
7X07CTO1WW | A51P | 2m Passive DAC SFP+ Cable | 89
7X07CTO1WW | A5DL | SFP 1000Base-T (RJ-45) Transceiver | 89
7X07CTO1WW | A5U1 | SKLM for System x w/SEDs - FoD per Install w/1Yr S&S | 199
7X07CTO1WW | AS6C | SKLM for System x w/SEDs - FoD per Install w/3Yr S&S | 299
7X07CTO1WW | ASR5 | Lenovo 0.5m LC-LC OM3 MMF Cable | 24
7X07CTO1WW | ASR6 | Lenovo 1m LC-LC OM3 MMF Cable | 24
7X07CTO1WW | ASR7 | Lenovo 3m LC-LC OM3 MMF Cable | 24
7X07CTO1WW | ASR8 | Lenovo 5m LC-LC OM3 MMF Cable | 29
7X07CTO1WW | ASR9 | Lenovo 10m LC-LC OM3 MMF Cable | 39
7X07CTO1WW | ASRA | Lenovo 15m LC-LC OM3 MMF Cable | 45
7X07CTO1WW | ASRB | Lenovo 25m LC-LC OM3 MMF Cable | 54
7X07CTO1WW | AT2R | Lenovo 1m Active DAC SFP+ Cables | 129
7X07CTO1WW | AT2S | Lenovo 3m Active DAC SFP+ Cables | 139
7X07CTO1WW | AT2T | Lenovo 5m Active DAC SFP+ Cables | 159
7X07CTO1WW | AT7S | Emulex VFA5.2 2x10 GbE SFP+ PCIe Adapter | 449
7X07CTO1WW | AT7T | Emulex VFA5.2 2x10 GbE SFP+ Adapter and FCoE/iSCSI SW | 1319
7X07CTO1WW | ATPX | Intel X550-T2 Dual Port 10GBase-T Adapter | 599
7X07CTO1WW | ATRH | Intel X710-DA2 ML2 2x10GbE SFP+ Adapter | 499
7X07CTO1WW | ATYX | Lenovo 1m SFP+ to SFP+ Active Optical Cable | 104
7X07CTO1WW | ATYY | Lenovo 3m SFP+ to SFP+ Active Optical Cable | 99
7X07CTO1WW | ATYZ | Lenovo 5m SFP+ to SFP+ Active Optical Cable | 114
7X07CTO1WW | ATZ0 | Lenovo 7m SFP+ to SFP+ Active Optical Cable | 129
7X07CTO1WW | ATZ1 | Lenovo 15m SFP+ to SFP+ Active Optical Cable | 169
7X07CTO1WW | ATZ2 | Lenovo 20m SFP+ to SFP+ Active Optical Cable | 169
7X07CTO1WW | ATZB | QLogic 16Gb Enhanced Gen5 FC Single-port HBA | 979
7X07CTO1WW | ATZC | QLogic 16Gb Enhanced Gen5 FC Dual-port HBA | 1339
7X07CTO1WW | ATZU | Emulex 16Gb Gen6 FC Single-port HBA | 949
7X07CTO1WW | ATZV | Emulex 16Gb Gen6 FC Dual-port HBA | 1309
7X07CTO1WW | AU0B | Intel OPA 100 Series Single-port PCIe 3.0 x16 HFA | 1069
7X07CTO1WW | AU0E | 0.5m Intel OPA 100 Series Passive Copper QSFP28 Cable | 79
7X07CTO1WW | AU0F | 0.75m Intel OPA Passive Copper QSFP28 Cable | 139
7X07CTO1WW | AU0G | 1m Intel OPA 100 Series Passive Copper QSFP28 Cable | 99
7X07CTO1WW | AU0H | 1.25m Intel OPA 100 Series Passive Copper QSFP28 Cable | 159
7X07CTO1WW | AU0J | 1.5m Intel OPA 100 Series Passive Copper QSFP28 Cable | 109
7X07CTO1WW | AU0K | 2m Intel OPA 100 Series Passive Copper QSFP28 Cable | 129
7X07CTO1WW | AU0M | 5m Intel OPA 100 Series Active Optical QSFP28 Cable | 899
7X07CTO1WW | AU0P | 15m Intel OPA 100 Series Active Optical QSFP28 Cable | 949
7X07CTO1WW | AU7Z | Emulex VFA5.2 ML2 2x10 GbE SFP+ Adapter and FCoE/iSCSI SW | 399
7X07CTO1WW | AUK7 | TPM 2.0 and Secure Boot | 0
7X07CTO1WW | AUKG | ThinkSystem 1Gb 2-port RJ45 LOM | 79
7X07CTO1WW | AUKJ | ThinkSystem 10Gb 2-port SFP+ LOM | 169
7X07CTO1WW | AUKL | ThinkSystem 10Gb 2-port Base-T LOM | 259
7X07CTO1WW | AUKN | ThinkSystem Emulex OCe14104B-NX PCIe 10Gb 4-Port SFP+ Ethernet Adapter | 539
7X07CTO1WW | AUKP | ThinkSystem Broadcom 57416 10GBASE-T 2-Port PCIe Ethernet Adapter | 479
7X07CTO1WW | AUKQ | ThinkSystem Broadcom NX-E ML2 10Gb 2-Port Base-T Ethernet Adapter | 529
7X07CTO1WW | AUKS | ThinkSystem Broadcom 57412 25GbE SFP28 1-Port PCIe Ethernet Adapter | 489
7X07CTO1WW | AUKX | ThinkSystem Intel X710-DA2 PCIe 10Gb 2-Port SFP+ Ethernet Adapter | 459
7X07CTO1WW | AULV | ThinkSystem 2.5" 300GB 15K SAS 12Gb Hot Swap 512n HDD | 339
7X07CTO1WW | AULW | ThinkSystem 2.5" 600GB 15K SAS 12Gb Hot Swap 512n HDD | 469
7X07CTO1WW | AULX | ThinkSystem 2.5" 900GB 15K SAS 12Gb Hot Swap 512e HDD | 639
7X07CTO1WW | AULY | ThinkSystem 2.5" 300GB 10K SAS 12Gb Hot Swap 512n HDD | 289
7X07CTO1WW | AULZ | ThinkSystem 2.5" 600GB 10K SAS 12Gb Hot Swap 512n HDD | 319
7X07CTO1WW | AUM0 | ThinkSystem 2.5" 900GB 10K SAS 12Gb Hot Swap 512n HDD | 389
7X07CTO1WW | AUM1 | ThinkSystem 2.5" 1.2TB 10K SAS 12Gb Hot Swap 512n HDD | 389
7X07CTO1WW | AUM2 | ThinkSystem 2.5" 1.8TB 10K SAS 12Gb Hot Swap 512e HDD | 589
7X07CTO1WW | AUM4 | ThinkSystem 2.5" 300GB 10K SAS 12Gb Hot Swap 512n HDD SED | 339
7X07CTO1WW | AUM5 | ThinkSystem 2.5" 600GB 10K SAS 12Gb Hot Swap 512n HDD SED | 635
7X07CTO1WW | AUM6 | ThinkSystem 2.5" 1TB 7.2K SAS 12Gb Hot Swap 512n HDD | 469
7X07CTO1WW | AUM7 | ThinkSystem 2.5" 2TB 7.2K SAS 12Gb Hot Swap 512n HDD | 839
7X07CTO1WW | AUMU | ThinkSystem M.2 Enablement Kit | 39
7X07CTO1WW | AUMV | ThinkSystem M.2 with Mirroring Enablement Kit | 149
7X07CTO1WW | AUNB | ThinkSystem 16GB TruDDR4 2666 MHz (1Rx4 1.2V) RDIMM | 289
7X07CTO1WW | AUNC | ThinkSystem 16GB TruDDR4 2666 MHz (2Rx8 1.2V) RDIMM | 319
7X07CTO1WW | AUND | ThinkSystem 32GB TruDDR4 2666 MHz (2Rx4 1.2V) RDIMM | 609
7X07CTO1WW | AUNE | ThinkSystem 64GB TruDDR4 2666 MHz (4Rx4 1.2V) LRDIMM | 1259
7X07CTO1WW | AUNG | ThinkSystem RAID 530-8i PCIe 12Gb Adapter | 299
7X07CTO1WW | AUNJ | ThinkSystem RAID 930-8i 2GB Flash PCIe 12Gb Adapter | 1009
7X07CTO1WW | AUNK | ThinkSystem RAID 930-16i 4GB Flash PCIe 12Gb Adapter | 1529
7X07CTO1WW | AUNL | ThinkSystem 430-8i SAS/SATA 12Gb HBA | 299
7X07CTO1WW | AUNN | ThinkSystem 430-16e SAS/SATA 12Gb HBA | 609
7X07CTO1WW | AUNP | FBU345 SuperCap | 135
7X07CTO1WW | AUNQ | ThinkSystem RAID 930-8e 4GB Flash PCIe 12Gb Adapter | 1689
7X07CTO1WW | AUNR | ThinkSystem 430-8e SAS/SATA 12Gb HBA | 299
7X07CTO1WW | AUPW | ThinkSystem XClarity Controller Standard to Enterprise Upgrade | 100
7X07CTO1WW | AURR | ThinkSystem M3.5 Screw for Riser 2x2pcs and Planar 5pcs | 0
7X07CTO1WW | AUSL | ThinkSystem COM Port Upgrade Kit | 19
7X07CTO1WW | AUU1 | ThinkSystem 8GB TruDDR4 2666 MHz (1Rx8 1.2V) RDIMM | 189
7X07CTO1WW | AUU2 | ThinkSystem 3.5" 300GB 15K SAS 12Gb Hot Swap 512n HDD | 359
7X07CTO1WW | AUU3 | ThinkSystem 3.5" 600GB 15K SAS 12Gb Hot Swap 512n HDD | 479
7X07CTO1WW | AUU4 | ThinkSystem 3.5" 1TB 7.2K SAS 12Gb Hot Swap 512n HDD | 299
7X07CTO1WW | AUU5 | ThinkSystem 3.5" 2TB 7.2K SAS 12Gb Hot Swap 512n HDD | 339
7X07CTO1WW | AUU6 | ThinkSystem 3.5" 4TB 7.2K SAS 12Gb Hot Swap 512n HDD | 419
7X07CTO1WW | AUU7 | ThinkSystem 3.5" 6TB 7.2K SAS 12Gb Hot Swap 512e HDD | 549
7X07CTO1WW | AUU8 | ThinkSystem 3.5" 4TB 7.2K SATA 6Gb Hot Swap 512n HDD | 389
7X07CTO1WW | AUU9 | ThinkSystem 3.5" 8TB 7.2K SATA 6Gb Hot Swap 512e HDD | 599
7X07CTO1WW | AUUA | ThinkSystem 3.5" 6TB 7.2K SATA 6Gb Hot Swap 512e HDD | 529
7X07CTO1WW | AUUB | ThinkSystem 3.5" 10TB 7.2K SATA 6Gb Hot Swap 512e HDD | 829
7X07CTO1WW | AUUC | ThinkSystem 3.5" 900GB 15K SAS 12Gb Hot Swap 512e HDD | 679
7X07CTO1WW | AUUD | ThinkSystem 3.5" 2TB 7.2K SATA 6Gb Hot Swap 512n HDD | 319
7X07CTO1WW | AUUE | ThinkSystem 2.5" 1TB 7.2K SATA 6Gb Hot Swap 512n HDD | 469
7X07CTO1WW | AUUF | ThinkSystem 3.5" 1TB 7.2K SATA 6Gb Hot Swap 512n HDD | 269
7X07CTO1WW | AUUG | ThinkSystem 3.5" 10TB 7.2K SAS 12Gb Hot Swap 512e HDD | 849
7X07CTO1WW | AUUH | ThinkSystem 3.5" 4TB 7.2K SAS 12Gb Hot Swap 512n HDD FIPS | 829
7X07CTO1WW | AUUJ | ThinkSystem 2.5" 2TB 7.2K SATA 6Gb Hot Swap 512e HDD | 849
7X07CTO1WW | AUUL | ThinkSystem M.2 32GB SATA 6Gbps Non-Hot Swap SSD | 109
7X07CTO1WW | AUUV | ThinkSystem M.2 128GB SATA 6Gbps Non-Hot Swap SSD | 159
7X07CTO1WW | AUW8 | ThinkSystem 3.5" SATA/SAS 4-Bay Backplane | 90
7X07CTO1WW | AUWA | ThinkSystem SR530/SR570/SR630 x16 PCIe LP Riser 2 Kit | 35
7X07CTO1WW | AUWB | ThinkSystem SR530/SR630/SR570 2.5" SATA/SAS 8-Bay Backplane | 100
7X07CTO1WW | AUWC | ThinkSystem SR530/SR570/SR630 x8/x16 PCIe LP+LP Riser 1 Kit | 39
7X07CTO1WW | AUWN | Lenovo ThinkSystem 1U LP Riser Bracket | 10
7X07CTO1WW | AUWQ | Lenovo ThinkSystem 1U LP+LP BF Riser Bracket | 10
7X07CTO1WW | AUWR | ThinkSystem 1U Security Bezel | 49
7X07CTO1WW | AUWS | Lenovo ThinkSystem 1U LP+FH BF Riser Bracket | 15
7X07CTO1WW | AUWW | Front VGA Connector Upgrade Kit for 1U 2.5" | 25
7X07CTO1WW | AUZS | ThinkSystem 1TB 7.2K 6Gbps SATA 3.5" Simple Swap 512n HDD | 229
7X07CTO1WW | AUZT | ThinkSystem 2TB 7.2K 6Gbps SATA 3.5" Simple Swap 512n HDD | 429
7X07CTO1WW | AUZU | ThinkSystem 4TB 7.2K 6Gbps SATA 3.5" Simple Swap 512n HDD | 599
7X07CTO1WW | AUZV | ThinkSystem Broadcom 5719 1GbE RJ45 4-Port PCIe Ethernet Adapter | 159
7X07CTO1WW | AUZW | ThinkSystem I350-T4 PCIe 1Gb 4-Port RJ45 Ethernet Adapter | 379
7X07CTO1WW | AUZX | ThinkSystem Broadcom 5720 1GbE RJ45 2-Port PCIe Ethernet Adapter | 129
7X07CTO1WW | AUZY | ThinkSystem I350-T2 PCIe 1Gb 2-Port RJ45 Ethernet Adapter | 179
7X07CTO1WW | AUZZ | ThinkSystem I350-F1 PCIe 1Gb 1-Port SFP Ethernet Adapter | 379
7X07CTO1WW | AV06 | ThinkSystem SR530/SR630 2.5" SATA/SAS 8-Bay Backplane Kit | 159
7X07CTO1WW | AV0S | ThinkSystem SR530 2.5" Chassis with 8 Bays | 860
7X07CTO1WW | AV0T | ThinkSystem SR530 3.5" Chassis with 4 Bays | 880
7X07CTO1WW | AV0W | ThinkSystem SR530/SR570 x8 PCIe LP Riser 2 Kit | 39
7X07CTO1WW | AV0X | ThinkSystem SR530/SR570 x8/x8ML2 PCIe LP+LP Riser 1 Kit | 69
7X07CTO1WW | AV0Y | ThinkSystem 1U 3.5" SATA 4-Bay Simple Swap Backplane | 45
7X07CTO1WW | AV1B | Lenovo 25GBase-SR SFP28 Transceiver | 449
7X07CTO1WW | AV1F | Lenovo 3m 25G SFP28 Active Optical Cable | 489
7X07CTO1WW | AV1G | Lenovo 5m 25G SFP28 Active Optical Cable | 489
7X07CTO1WW | AV1H | Lenovo 10m 25G SFP28 Active Optical Cable | 499
7X07CTO1WW | AV1J | Lenovo 15m 25G SFP28 Active Optical Cable | 497
7X07CTO1WW | AV1K | Lenovo 20m 25G SFP28 Active Optical Cable | 519
7X07CTO1WW | AV1W | Lenovo 1m Passive 25G SFP28 DAC Cable | 69
7X07CTO1WW | AV1X | Lenovo 3m Passive 25G SFP28 DAC Cable | 79
7X07CTO1WW | AV1Y | Lenovo 5m Passive 25G SFP28 DAC Cable | 159
7X07CTO1WW | AVUT | ThinkSystem XClarity Controller Standard to Advanced Upgrade | 50
7X07CTO1WW | AVUX | On Board SATA AHCI Mode | 0
7X07CTO1WW | AVV0 | On Board SATA Software RAID Mode | 0
7X07CTO1WW | AVV5 | ThinkSystem 750W (230V) Titanium Hot-Swap Power Supply | 549
7X07CTO1WW | AVV6 | ThinkSystem 550W(230V/115V) Platinum Hot-Swap Power Supply | 349
7X07CTO1WW | AVV7 | ThinkSystem 750W(230/115V) Platinum Hot-Swap Power Supply | 399
7X07CTO1WW | AVV8 | ThinkSystem External USB DVD-RW Optical Disk Drive | 79
7X07CTO1WW | AWAU | SAP HANA SW Stack for ThinkSystem | 0
7X07CTO1WW | AWDZ | Intel Xeon Gold 6138 20C 125W 2.0GHz Processor | 4099
7X07CTO1WW | AWE4 | Intel Xeon Gold 6130T 16C 125W 2.1GHz Processor | 3129
7X07CTO1WW | AWE5 | Intel Xeon Gold 6126T 12C 125W 2.6GHz Processor | 2979
7X07CTO1WW | AWE8 | Intel Xeon Gold 5120T 14C 105W 2.2GHz Processor | 2699
7X07CTO1WW | AWEA | Intel Xeon Silver 4116T 12C 85W 2.1GHz Processor | 1979
7X07CTO1WW | AWEE | Intel Xeon Silver 4110 8C 85W 2.1GHz Processor | 909
7X07CTO1WW | AWEH | Intel Xeon Bronze 3106 8C 85W 1.7GHz Processor | 599
7X07CTO1WW | AWEL | Intel Xeon Gold 6126 12C 125W 2.6GHz Processor | 2869
7X07CTO1WW | AWEM | Intel Xeon Gold 6138T 20C 125W 2.0GHz Processor | 4349
7X07CTO1WW | AWEN | Intel Xeon Gold 6130 16C 125W 2.1GHz Processor | 2999
7X07CTO1WW | AWEP | Intel Xeon Gold 5118 12C 105W 2.3GHz Processor | 2019
7X07CTO1WW | AWEQ | Intel Xeon Gold 5119T 14C 85W 2.0GHz Processor | 2549
7X07CTO1WW | AWER | Intel Xeon Silver 4116 12C 85W 2.1GHz Processor | 1649
7X07CTO1WW | AWES | Intel Xeon Silver 4114T 10C 85W 2.2GHz Processor | 1369
7X07CTO1WW | AWET | Intel Xeon Silver 4109T 8C 70W 2.0GHz Processor | 949
7X07CTO1WW | AX8A | 4.3m, 13A/120V, C13 to NEMA 5-15P (US) Line Cord | 19
7X07CTO1WW | AXC6 | ThinkSystem 8TB 7.2K 6Gbps SATA 3.5" Simple Swap 512e HDD | 1199
7X07CTO1WW | AXC7 | ThinkSystem 6TB 7.2K 6Gbps SATA 3.5" Simple Swap 512e HDD | 999
7X07CTO1WW | AXC8 | ThinkSystem 3.5" 10TB 7.2K SATA 6Gb Simple Swap 512e HDD | 1499
7X07CTO1WW | AXCA | ThinkSystem Toolless Slide Rail | 99
7X07CTO1WW | AXCB | ThinkSystem Toolless Slide Rail Kit with 1U CMA | 145
7X07CTO1WW | AXFJ | ThinkSystem SR530 MB | 1315
7X07CTO1WW | AXFM | ThinkSystem Toolless Friction Rail | 69
7X07CTO1WW | AXFN | ThinkSystem Screw-in Slide Rail | 129
7X07CTO1WW | AXFP | ThinkSystem 1U CMA Upgrade Kit for Screw-in Slide Rail | 40
7X07CTO1WW | AXFS | VMware ESXi 6.0 U3 (factory installed) | 0
7X07CTO1WW | AXFT | VMware ESXi 6.5 U1 (factory installed) | 0
7X07CTO1WW | B0ML | Feature Enable TPM on MB | 0
7X07CTO1WW | B0N4 | 2.0m, 10A/100-250V, C13 to IEC 320-C14 Rack Power Cable | 29
7X07CTO1WW | B0N5 | 1.0m, 13A/100-250V, C13 to C14 Jumper Cord | 25
7X07CTO1WW | B0N6 | 1.5m, 13A/100-250V, C13 to C14 Jumper Cord | 29
7X07CTO1WW | B0RJ | 10GBASE-LR SFP+Transceiver | 350
7X07CTO1WW | B0TE | ThinkSystem Screw-in Slide Rail Kit with 1U CMA | 145
7X07CTO1WW | B0YR | ThinkSystem 3.5" 8TB 7.2K SAS 12Gb Hot Swap 512e HDD | 659
7X07CTO1WW | B0YS | ThinkSystem 2.5" 2.4TB 10K SAS 12Gb Hot Swap 512e HDD | 629
7X07CTO1WW | B0Z0 | ThinkSystem 2.5" Intel S4500 960GB Entry SATA 6Gb Hot Swap SSD | 1219
7X07CTO1WW | B0Z5 | ThinkSystem 3.5" Intel S4500 960GB Entry SATA 6Gb Hot Swap SSD | 1199
7X07CTO1WW | B117 | ThinkSystem 3.5" 12TB 7.2K SAS 12Gb Hot Swap 512e HDD | 949
7X07CTO1WW | B118 | ThinkSystem 3.5" 12TB 7.2K SATA 6Gb Hot Swap 512e HDD | 1829
7X07CTO1WW | B136 | ThinkSystem 1U CMA Upgrade Kit for Toolless Slide Rail | 55
7X07CTO1WW | B173 | Companion Part for XClarity Controller Standard to Enterprise Upgrade in Factory | 0
7X07CTO1WW | B1JJ | ThinkSystem 3.5" 300GB 10K SAS 12Gb Hot Swap 512n HDD | 289
7X07CTO1WW | B22J | 5m Intel OPA 100 Series Active Optical QSFP28 Low Power Cable | 809
7X07CTO1WW | B22K | 10m Intel OPA 100 Series Active Optical QSFP28 Low Power Cable | 829
7X07CTO1WW | B22L | 15m Intel OPA 100 Series Active Optical QSFP28 Low Power Cable | 839
7X07CTO1WW | B22M | 20m Intel OPA 100 Series Active Optical QSFP28 Low Power Cable | 849
7X07CTO1WW | B2X4 | ThinkSystem 2.5" 5200 1.92TB Entry SATA 6Gb Hot Swap SSD | 899
7X07CTO1WW | B2X6 | ThinkSystem 2.5" 5200 7.68TB Entry SATA 6Gb Hot Swap SSD | 4999
7X07CTO1WW | B2X9 | ThinkSystem 3.5" 5200 1.92TB Entry SATA 6Gb Hot Swap SSD | 909
7X07CTO1WW | B2XB | ThinkSystem 3.5" 5200 7.68TB Entry SATA 6Gb Hot Swap SSD | 4999
7X07CTO1WW | B30W | Custom MFG SVCS Fee - Medium Increment | 30
7X07CTO1WW | B30X | Custom MFG SVCS Fee - Large Increment | 300
7X07CTO1WW | B31E | ThinkSystem RAID 930-16i 8GB Flash PCIe 12Gb Adapter | 2389
7X07CTO1WW | B31G | ThinkSystem QLogic QL41134 PCIe 10Gb 4-Port Base-T Ethernet Adapter | 799
7X07CTO1WW | B34H | ThinkSystem 2.5" PM883 240GB Entry SATA 6Gb Hot Swap SSD | 219
7X07CTO1WW | B34J | ThinkSystem 2.5" PM883 480GB Entry SATA 6Gb Hot Swap SSD | 279
7X07CTO1WW | B34K | ThinkSystem 2.5" PM883 960GB Entry SATA 6Gb Hot Swap SSD | 449
7X07CTO1WW | B34L | ThinkSystem 2.5" PM883 1.92TB Entry SATA 6Gb Hot Swap SSD | 889
7X07CTO1WW | B34M | ThinkSystem 2.5" PM883 3.84TB Entry SATA 6Gb Hot Swap SSD | 1739
7X07CTO1WW | B3VW | VMware ESXi 6.5 U2 (Factory Installed) | 0
7X07CTO1WW | B3VX | VMware ESXi 6.7 (Factory Installed) | 0
7X07CTO1WW | B488 | ThinkSystem 2.5" 5200 240GB Mainstream SATA 6Gb Hot Swap SSD | 469
7X07CTO1WW | B48B | ThinkSystem 2.5" 5200 1.92TB Mainstream SATA 6Gb Hot Swap SSD | 2129
7X07CTO1WW | B48C | ThinkSystem 2.5" 5200 3.84TB Mainstream SATA 6Gb Hot Swap SSD | 4869
7X07CTO1WW | B48D | ThinkSystem 3.5" 5200 240GB Mainstream SATA 6Gb Hot Swap SSD | 469
7X07CTO1WW | B48G | ThinkSystem 3.5" 5200 1.92TB Mainstream SATA 6Gb Hot Swap SSD | 2139
7X07CTO1WW | B48H | ThinkSystem 3.5" 5200 3.84TB Mainstream SATA 6Gb Hot Swap SSD | 4859
7X07CTO1WW | B496 | ThinkSystem 3.5" 14TB 7.2K SAS 12Gb Hot Swap 512e HDD | 1199
7X07CTO1WW | B497 | ThinkSystem 3.5" 14TB 7.2K SATA 6Gb Hot Swap 512e HDD | 1149
7X07CTO1WW | B498 | ThinkSystem 2.5" Intel S4510 240GB Entry SATA 6Gb Hot Swap SSD | 149
7X07CTO1WW | B499 | ThinkSystem 2.5" Intel S4510 480GB Entry SATA 6Gb Hot Swap SSD | 309
7X07CTO1WW | B49A | ThinkSystem 2.5" Intel S4510 960GB Entry SATA 6Gb Hot Swap SSD | 529
7X07CTO1WW | B49B | ThinkSystem 2.5" Intel S4510 1.92TB Entry SATA 6Gb Hot Swap SSD | 1049
7X07CTO1WW | B49C | ThinkSystem 2.5" Intel S4510 3.84TB Entry SATA 6Gb Hot Swap SSD | 1979
7X07CTO1WW | B49D | ThinkSystem 3.5" Intel S4510 240GB Entry SATA 6Gb Hot Swap SSD | 149
7X07CTO1WW | B49E | ThinkSystem 3.5" Intel S4510 480GB Entry SATA 6Gb Hot Swap SSD | 209
7X07CTO1WW | B49F | ThinkSystem 3.5" Intel S4510 960GB Entry SATA 6Gb Hot Swap SSD | 539
7X07CTO1WW | B49G | ThinkSystem 3.5" Intel S4510 1.92TB Entry SATA 6Gb Hot Swap SSD | 1059
7X07CTO1WW | B49H | ThinkSystem 3.5" Intel S4510 3.84TB Entry SATA 6Gb Hot Swap SSD | 1989
7X07CTO1WW | B49L | ThinkSystem 2.5" Intel S4610 240GB Mainstream SATA 6Gb Hot Swap SSD | 399
7X07CTO1WW | B49M | ThinkSystem 2.5" Intel S4610 480GB Mainstream SATA 6Gb Hot Swap SSD | 479
7X07CTO1WW | B49N | ThinkSystem 2.5" Intel S4610 960GB Mainstream SATA 6Gb Hot Swap SSD | 699
7X07CTO1WW | B49P | ThinkSystem 2.5" Intel S4610 1.92TB Mainstream SATA 6Gb Hot Swap SSD | 1289
7X07CTO1WW | B49Q | ThinkSystem 2.5" Intel S4610 3.84TB Mainstream SATA 6Gb Hot Swap SSD | 2499
7X07CTO1WW | B49R | ThinkSystem 3.5" Intel S4610 240GB Mainstream SATA 6Gb Hot Swap SSD | 409
7X07CTO1WW | B49S | ThinkSystem 3.5" Intel S4610 480GB Mainstream SATA 6Gb Hot Swap SSD | 309
7X07CTO1WW | B49T | ThinkSystem 3.5" Intel S4610 960GB Mainstream SATA 6Gb Hot Swap SSD | 1029
7X07CTO1WW | B49U | ThinkSystem 3.5" Intel S4610 1.92TB Mainstream SATA 6Gb Hot Swap SSD | 1799
7X07CTO1WW | B49V | ThinkSystem 3.5" Intel S4610 3.84TB Mainstream SATA 6Gb Hot Swap SSD | 3579
7X07CTO1WW | B4A2 | ThinkSystem 2.5" PM1645 3.2TB Mainstream SAS 12Gb Hot Swap SSD | 2579
7X07CTO1WW | B4A7 | ThinkSystem 2.5" PM1643 3.84TB Capacity SAS 12Gb Hot Swap SSD | 2579
7X07CTO1WW | B4A8 | ThinkSystem 3.5" PM1643 3.84TB Capacity SAS 12Gb Hot Swap SSD | 1869
7X07CTO1WW | B4D2 | ThinkSystem 2.5" PM883 7.68TB Entry SATA 6Gb Hot Swap SSD | 3379
7X07CTO1WW | B4H1 | ThinkSystem 8GB TruDDR4 2933MHz (1Rx8 1.2V) RDIMM | 219
7X07CTO1WW | B4H2 | ThinkSystem 16GB TruDDR4 2933MHz (2Rx8 1.2V) RDIMM | 319
7X07CTO1WW | B4H3 | ThinkSystem 32GB TruDDR4 2933MHz (2Rx4 1.2V) RDIMM | 619
7X07CTO1WW | B4H4 | ThinkSystem 64GB TruDDR4 2933MHz (2Rx4 1.2V) RDIMM | 1279
7X07CTO1WW | B4HJ | Intel Xeon Gold 6230 20C 125W 2.1GHz Processor | 3099
7X07CTO1WW | B4HK | Intel Xeon Gold 5220 18C 125W 2.2GHz Processor | 2599
7X07CTO1WW | B4HL | Intel Xeon Gold 5218 16C 125W 2.3GHz Processor | 2019
7X07CTO1WW | B4HM | Intel Xeon Gold 5217 8C 115W 3.0GHz Processor | 2659
7X07CTO1WW | B4HN | Intel Xeon Gold 5215 10C 85W 2.5GHz Processor | 2019
7X07CTO1WW | B4HP | Intel Xeon Silver 4216 16C 100W 2.1GHz Processor | 1649
7X07CTO1WW | B4HQ | Intel Xeon Silver 4215 8C 85W 2.5GHz Processor | 1399
7X07CTO1WW | B4HR | Intel Xeon Silver 4214 12C 85W 2.2GHz Processor | 1169
7X07CTO1WW | B4HS | Intel Xeon Silver 4210 10C 85W 2.2GHz Processor | 859
7X07CTO1WW | B4HT | Intel Xeon Silver 4208 8C 85W 2.1GHz Processor | 799
7X07CTO1WW | B4HU | Intel Xeon Bronze 3204 6C 85W 1.9GHz Processor | 439
7X07CTO1WW | B4LY | ThinkSystem 16GB TruDDR4 2933 MHz (1Rx4 1.2V) RDIMM | 289
7X07CTO1WW | B4NG | ThinkSystem SR530 Refresh MB | 1315
7X07CTO1WW | B4NW | Intel Xeon Silver 4214Y 12/10/8C 85W 2.2GHz Processor | 1519
7X07CTO1WW | B4P2 | Intel Xeon Gold 6238T 22C 125W 1.9GHz Processor | 4349
7X07CTO1WW | B4P3 | Intel Xeon Gold 5218T 16C 105W 2.1GHz Processor | 2399
7X07CTO1WW | B4P4 | Intel Xeon Silver 4209T 8C 70W 2.2GHz Processor | 929
7X07CTO1WW | B4P9 | Intel Xeon Gold 5215L 10C 85W 2.5GHz Processor | 17019
7X07CTO1WW | B4RQ | ThinkSystem RAID 730-8i 2GB Flash PCIe 12Gb Adapter | 879
7X07CTO1WW | B4X6 | SuperCap for Raid 730-8i 2GB | 149
7X07CTO1WW | B4XA | VMware ESXi 6.7 U1 (Factory Installed) | 0
7X07CTO1WW | B5RY | Intel Xeon Gold 6230N 20C 125W 2.3GHz Processor | 3239
7X07CTO1WW | B5RZ | Intel Xeon Platinum 8253 16C 125W 2.2GHz Processor | 5299
7X07CTO1WW | B5S1 | Intel Xeon Gold 5222 4C 105W 3.8GHz Processor | 1999
7X07CTO1WW | B5S2 | Intel Xeon Platinum 8256 4C 105W 3.8GHz Processor | 12099
7X07CTO1WW | B5T0 | ThinkSystem Broadcom 57414 10/25GbE SFP28 2-port PCIe Ethernet Adapter | 389
7X07CTO1WW | B6BS | Intel Xeon Gold 5218B 16C 125W 2.3GHz Processor | 2019
7X07CTO1WW | B6CL | Intel Xeon Gold 6226 12C 125W 2.7GHz Processor | 3299
7X07CTO1WW | B6CP | Intel Xeon Gold 6230T 20C 125W 2.1GHz Processor | 3599
7X07CTO1WW | B6CQ | Intel Xeon Gold 5220T 18C 105W 1.9GHz Processor | 3199
7X07CTO1WW | B6CV | Intel Xeon Gold 6222V 20C 115W 1.8GHz Processor | 2999
7X07CTO1WW | B6CW | Intel Xeon Gold 5220S 18C 125W 2.7GHz Processor | 3699
7X07CTO1WW | B6CX | Intel Xeon Gold 6209U 20C 125W 2.1GHz Processor | 2309
7X07CTO1WW | B6JY | ThinkSystem 3.5" PM883 1.92TB Entry SATA 6Gb Hot Swap SSD | 1159
7X07CTO1WW | B6JZ | ThinkSystem 3.5" PM883 3.84TB Entry SATA 6Gb Hot Swap SSD | 2219
7X07CTO1WW | B6TM | ThinkSystem 3.5" PM883 240GB Entry SATA 6Gb Hot Swap SSD | 239
7X07CTO1WW | B6TN | ThinkSystem 3.5" PM883 480GB Entry SATA 6Gb Hot Swap SSD | 359
7X07CTO1WW | B6TP | ThinkSystem 3.5" PM883 960GB Entry SATA 6Gb Hot Swap SSD | 599
7X07CTO1WW | B6U0 | VMware ESXi 6.5 U3 (factory installed) | 0
7X07CTO1WW | B6U1 | VMware ESXi 6.7 U2 (factory installed) | 0
7X07CTO1WW | B7EW | ThinkSystem 2.5" 5210 1.92TB Entry SATA 6Gb Hot Swap QLC SSD | 759
7X07CTO1WW | B7EX | ThinkSystem 2.5" 5210 3.84TB Entry SATA 6Gb Hot Swap QLC SSD | 1489
7X07CTO1WW | B7EY | ThinkSystem 2.5" 5210 7.68TB Entry SATA 6Gb Hot Swap QLC SSD | 2779
7X07CTO1WW | B7EZ | ThinkSystem 3.5" 16TB 7.2K SAS 12Gb Hot Swap 512e HDD | 1309
7X07CTO1WW | B7F0 | ThinkSystem 3.5" 16TB 7.2K SATA 6Gb Hot Swap 512e HDD | 1289
7X07CTO1WW | B7N3 | Intel Xeon Bronze 3206R 8C 85W 1.9GHz Processor | 559
7X07CTO1WW | B7N5 | Intel Xeon Silver 4210R 10C 100W 2.4GHz Processor | 899
7X07CTO1WW | B7N6 | Intel Xeon Silver 4214R 12C 100W 2.4GHz Processor | 1259
7X07CTO1WW | B88T | VMware ESXi 6.7 U3 (factory installed) | 0
7X07CTO1WW | B8HP | ThinkSystem 2.5" 5300 960GB Entry SATA 6Gb Hot Swap SSD | 489
7X07CTO1WW | B8HQ | ThinkSystem 3.5" 5300 3.84TB Entry SATA 6Gb Hot Swap SSD | 2179
7X07CTO1WW | B8HR | ThinkSystem 3.5" 5300 1.92TB Mainstream SATA 6Gb Hot Swap SSD | 1829
7X07CTO1WW | B8HS | ThinkSystem M.2 5300 240GB SATA 6Gbps Non-Hot Swap SSD | 359
7X07CTO1WW | B8HT | ThinkSystem 3.5" PM1645a 800GB Mainstream SAS 12Gb Hot Swap SSD | 829
7X07CTO1WW | B8HU | ThinkSystem 2.5" PM1645a 800GB Mainstream SAS 12Gb Hot Swap SSD | 819
7X07CTO1WW | B8HV | ThinkSystem 2.5" 5300 240GB Entry SATA 6Gb Hot Swap SSD | 359
7X07CTO1WW | B8HX | ThinkSystem 3.5" 5300 3.84TB Mainstream SATA 6Gb Hot Swap SSD | 3119
7X07CTO1WW | B8HY | ThinkSystem 2.5" 5300 480GB Mainstream SATA 6Gb Hot Swap SSD | 429
7X07CTO1WW | B8HZ | ThinkSystem 3.5" 5300 1.92TB Entry SATA 6Gb Hot Swap SSD | 1139
7X07CTO1WW | B8J0 | ThinkSystem 3.5" 5300 960GB Mainstream SATA 6Gb Hot Swap SSD | 929
7X07CTO1WW | B8J1 | ThinkSystem 2.5" 5300 240GB Mainstream SATA 6Gb Hot Swap SSD | 409
7X07CTO1WW | B8J2 | ThinkSystem 2.5" 5300 7.68TB Entry SATA 6Gb Hot Swap SSD | 3649
7X07CTO1WW | B8J3 | ThinkSystem 3.5" 5300 7.68TB Entry SATA 6Gb Hot Swap SSD | 4119
7X07CTO1WW | B8J4 | ThinkSystem 2.5" PM1645a 1.6TB Mainstream SAS 12Gb Hot Swap SSD | 1379
7X07CTO1WW | B8J5 | ThinkSystem 2.5" 5300 1.92TB Entry SATA 6Gb Hot Swap SSD | 939
7X07CTO1WW | B8J6 | ThinkSystem 2.5" 5300 960GB Mainstream SATA 6Gb Hot Swap SSD | 729
7X07CTO1WW | B8J7 | ThinkSystem 2.5" 5300 3.84TB Mainstream SATA 6Gb Hot Swap SSD | 2179
7X07CTO1WW | B8J9 | ThinkSystem 3.5" 5300 480GB Entry SATA 6Gb Hot Swap SSD | 379
7X07CTO1WW | B8JA | ThinkSystem 2.5" PM1645a 6.4TB Mainstream SAS 12Gb Hot Swap SSD | 6049
7X07CTO1WW | B8JB | ThinkSystem 3.5" 5300 240GB Entry SATA 6Gb Hot Swap SSD | 369
7X07CTO1WW | B8JC | ThinkSystem 3.5" 5300 960GB Entry SATA 6Gb Hot Swap SSD | 629
7X07CTO1WW | B8JD | ThinkSystem 2.5" PM1645a 3.2TB Mainstream SAS 12Gb Hot Swap SSD | 2579
7X07CTO1WW | B8JE | ThinkSystem 2.5" 5300 1.92TB Mainstream SATA 6Gb Hot Swap SSD | 1279
7X07CTO1WW | B8JF | ThinkSystem 3.5" 5300 480GB Mainstream SATA 6Gb Hot Swap SSD | 529
7X07CTO1WW | B8JG | ThinkSystem 3.5" PM1645a 6.4TB Mainstream SAS 12Gb Hot Swap SSD | 6059
7X07CTO1WW | B8JK | ThinkSystem 3.5" PM1645a 3.2TB Mainstream SAS 12Gb Hot Swap SSD | 2589
7X07CTO1WW | B8JL | ThinkSystem 3.5" 5300 240GB Mainstream SATA 6Gb Hot Swap SSD | 419
7X07CTO1WW | B8JM | ThinkSystem 2.5" 5300 480GB Entry SATA 6Gb Hot Swap SSD | 309
7X07CTO1WW | B8JN | ThinkSystem 3.5" PM1645a 1.6TB Mainstream SAS 12Gb Hot Swap SSD | 1389
7X07CTO1WW | B8JP | ThinkSystem 2.5" 5300 3.84TB Entry SATA 6Gb Hot Swap SSD | 1789
7X07CTO1WW | B919 | ThinkSystem M.2 5300 480GB SATA 6Gbps Non-Hot Swap SSD | 369
7X07CTO1WW | B91A | ThinkSystem 2.5" PM1643a 960GB Entry SAS 12Gb Hot Swap SSD | 819
7X07CTO1WW | B91B | ThinkSystem 2.5" PM1643a 1.92TB Entry SAS 12Gb Hot Swap SSD | 1379
7X07CTO1WW | B91C | ThinkSystem 2.5" PM1643a 3.84TB Entry SAS 12Gb Hot Swap SSD | 2579
7X07CTO1WW | B91D | ThinkSystem 2.5" PM1643a 7.68TB Entry SAS 12Gb Hot Swap SSD | 5019
7X07CTO1WW | B91E | ThinkSystem 3.5" PM1643a 3.84TB Entry SAS 12Gb Hot Swap SSD | 1729
7X07CTO1WW | B9AC | ThinkSystem 2.5" 5210 960GB Entry SATA 6Gb Hot Swap QLC SSD | 419
7X07CTO1WW | BAZS | Intel Xeon Gold 5218R 20C 125W 2.1GHz Processor | 2259
7X07CTO1WW | BB0P | Intel Transparent Supply Chain. Lenovo has paired our industry leading supply chain with Intel's innovative Transparent Supply Chain program to add a layer of protection to your data center and bring peace of mind that the server hardware you bring into ... | 0
7X07CTO1WW | BBZG | VMware ESXi 7.0 (Factory Installed) | 2
7X07CTO1WW | BC4R | ThinkSystem 2.5" PM1643a 15.36TB Entry SAS 12Gb Hot Swap SSD | 10029
7X07CTO1WW | BCFH | ThinkSystem 3.5" 18TB 7.2K SATA 6Gb Hot Swap 512e HDD | 1589
7X07CTO1WW | BCFP | ThinkSystem 3.5" 18TB 7.2K SAS 12Gb Hot Swap 512e HDD | 1609
7X07CTO1WW | BCTC | ThinkSystem 2.5" Multi Vendor 240GB Entry SATA 6Gb Hot Swap SSD | 219
7X07CTO1WW | BCTD | ThinkSystem 2.5" Multi Vendor 480GB Entry SATA 6Gb Hot Swap SSD | 219
7X07CTO1WW | BCTE | ThinkSystem 2.5" Multi Vendor 960GB Entry SATA 6Gb Hot Swap SSD | 659
7X07CTO1WW | BCTF | ThinkSystem 2.5" Multi Vendor 1.92TB Entry SATA 6Gb Hot Swap SSD | 1289
7X07CTO1WW | BCTG | ThinkSystem 2.5" Multi Vendor 3.84TB Entry SATA 6Gb Hot Swap SSD | 1259
7X07CTO1WW | BCTH | ThinkSystem 3.5" Multi Vendor 240GB Entry SATA 6Gb Hot Swap SSD | 229
7X07CTO1WW | BCTJ | ThinkSystem 3.5" Multi Vendor 480GB Entry SATA 6Gb Hot Swap SSD | 219
7X07CTO1WW | BCTK | ThinkSystem 3.5" Multi Vendor 960GB Entry SATA 6Gb Hot Swap SSD | 669
7X07CTO1WW | BCTL | ThinkSystem 3.5" Multi Vendor 1.92TB Entry SATA 6Gb Hot Swap SSD | 1289
7X07CTO1WW | BCTM | ThinkSystem 3.5" Multi Vendor 3.84TB Entry SATA 6Gb Hot Swap SSD | 1269
7X07CTO1WW | BE5E | VMware ESXi 7.0 U1 (Factory Installed) | 0
7X07CTO1WW | BEVK | ThinkSystem 3.5" PM1643a 7.68TB Entry SAS 12Gb Hot Swap SSD | 5589
7X07CTO1WW | BFYB | Operating mode selection for: "Maximum Performance Mode" | 0
7X07CTO1WW | BFYC | Operating mode selection for: "Minimal Power Mode" | 0
7X07CTO1WW | BFYD | Operating mode selection for: "Efficiency Favoring Power Savings Mode" | 0
7X07CTO1WW | BFYE | Operating mode selection for: "Efficiency - Favoring Performance Mode" | 0
7X07CTO1WW | BHSR | VMware ESXi 7.0 U2 (Factory Installed) | 0
7X08CTO1WW | 747 | UID Asset Tag Label | 20
7X08CTO1WW | 2300 | BladeCenter Chassis Configuration | 250
7X08CTO1WW | 2302 | RAID Configuration | 149
7X08CTO1WW | 2305 | Integration 1U Component | 59
7X08CTO1WW | 2321 | Custom MFG SVCS Fee - Small Increment | 3
7X08CTO1WW | 5053 | SFP+ SR Transceiver | 699
7X08CTO1WW | 5340 | Serial Conversion Option (SCO) | 249
7X08CTO1WW | 5341 | Virtual Media Conversion Option Gen2 (VCO2) | 129
7X08CTO1WW | 5977 | Select Storage devices - no configured RAID required | 0
7X08CTO1WW | 5978 | Select Storage devices - configured RAID | 0
7X08CTO1WW | 6201 | 1.5m, 10A/100-250V, C13 to IEC 320-C14 Rack Power Cable | 19
7X08CTO1WW | 6204 | 2.8m, 10A/100-250V, C13 to IEC 320-C20 Rack Power Cable | 19
7X08CTO1WW | 6263 | 4.3m, 10A/100-250V, C13 to IEC 320-C14 Rack Power Cable | 19
7X08CTO1WW | 6311 | 2.8m, 10A/100-250V, C13 to IEC 320-C14 Rack Power Cable | 9
7X08CTO1WW | 6313 | 2.8m, 10A/120V, C13 to NEMA 5-15P (US) Line Cord | 19
7X08CTO1WW | 6370 | 4.3m, 10A/125V, C13 to NEMA 5-15P (US) Line Cord | 10
7X08CTO1WW | 6373 | 4.3m, 10A/250V, C13 to NEMA 6-15P (US) Line Cord | 15
7X08CTO1WW | 6400 | 2.8m, 13A/100-250V, C13 to C14 Jumper Cord | 9
7X08CTO1WW | 6401 | 2.8m, 13A/120V, C13 to NEMA 5-15P (US) Line Cord | 29
7X08CTO1WW | 6570 | 2.0m, 13A/100-250V, C13 to C14 Jumper Cord | 19
7X08CTO1WW | 6583 | 4.3m, 13A/100-250V, C13 to C14 Rack Power Cable | 19
7X08CTO1WW | 7008 | Primary Array 2 HDDs | 0
7X08CTO1WW | 7009 | Primary Array 3 HDDs | 0
7X08CTO1WW | 7010 | Primary Array 4 HDDs | 0
7X08CTO1WW | 7011 | Primary Array 5 HDDs | 0
7X08CTO1WW | 7012 | Primary Array 6 HDDs | 0
7X08CTO1WW | 7013 | Primary Array 7 HDDs | 0
7X08CTO1WW | 7014 | Primary Array 8 HDDs | 0
7X08CTO1WW | 7015 | Secondary Array 2 HDDs | 0
7X08CTO1WW | 7016 | Secondary Array 3 HDDs | 0
7X08CTO1WW | 7017 | Secondary Array 4 HDDs | 0
7X08CTO1WW | 7057 | Secondary Array 5 HDDs | 0
7X08CTO1WW | 7058 | Secondary Array 6 HDDs | 0
7X08CTO1WW | 7059 | Secondary Array 7 HDDs | 0
7X08CTO1WW | 7060 | Secondary Array 8 HDDs | 0
7X08CTO1WW | 7831 | Customer Solution Center Services | 0
7X08CTO1WW | 8034 | LeSI Solution Component | 0
7X08CTO1WW | 8067 | TAA Compliant Order | 0
7X08CTO1WW | 8072 | General Racking Solution | 0
7X08CTO1WW | 8086 | No Publications Selected | 0
7X08CTO1WW | 8971 | Integrate in manufacturing | 0
7X08CTO1WW | 8972 | Ship Uninstalled (Safety) | 0
7X08CTO1WW | 9013 | Hot Spare | 0
7X08CTO1WW | 9016 | Memory Sparing | 0
7X08CTO1WW | 9017 | Enable Memory Mirroring | 0
7X08CTO1WW | A102 | Advanced Grouping | 0
7X08CTO1WW | A103 | System x Cluster Upgrade | 0
7X08CTO1WW | A1NN | High Performance Analytics Appliance | 0
7X08CTO1WW | A1PH | 1m Passive DAC SFP+ Cable | 69
7X08CTO1WW | A1PJ | 3m Passive DAC SFP+ Cable | 89
7X08CTO1WW | A1PK | 5m Passive DAC SFP+ Cable | 159
7X08CTO1WW | A1RF | 2.8m, 10A/250V, C13 to NEMA 6-15P Line Cord | 15
7X08CTO1WW | A2K6 | Primary Array - RAID 0 | 0
7X08CTO1WW | A2K7 | Primary Array - RAID 1 | 0
7X08CTO1WW | A2K9 | Primary Array - RAID 5 | 0
7X08CTO1WW | A2KA | Primary Array - RAID 6 | 0
7X08CTO1WW | A2KB | Primary Array - RAID 10 | 0
7X08CTO1WW | A2KF | Secondary Array - RAID 0 | 0
7X08CTO1WW | A2KG | Secondary Array - RAID 1 | 0
7X08CTO1WW | A2KJ | Secondary Array - RAID 5 | 0
7X08CTO1WW | A2KK | Secondary Array - RAID 6 | 0
7X08CTO1WW | A2KL | Secondary Array - RAID 10 | 0
7X08CTO1WW | A3RG | 0.5m Passive DAC SFP+ Cable | 79
7X08CTO1WW | A3RH | 7m Passive DAC SFP+ Cable | 179
7X08CTO1WW | A3SW | 1.2m, 16A/100-250V, 2 Short C13s to Short C20 Rack Power Cable | 55
7X08CTO1WW | A3SX | 2.5m, 16A/100-250V, 2 Long C13s to Short C20 Rack Power Cable | 75
7X08CTO1WW | A3SY | 2.8m, 16A/100-250V, 2 Short C13s to Long C20 Rack Power Cable | 79
7X08CTO1WW | A3SZ | 4.1m, 16A/100-250V, 2 Long C13s to Long C20 Rack Power Cable | 85
7X08CTO1WW | A4VP | 1.0m, 10A/100-250V, C13 to IEC 320-C14 Rack Power Cable | 19
7X08CTO1WW | A51N | 1.5m Passive DAC SFP+ Cable | 89
7X08CTO1WW | A51P | 2m Passive DAC SFP+ Cable | 89
7X08CTO1WW | A5DL | SFP 1000Base-T (RJ-45) Transceiver | 89
7X08CTO1WW | A5U1 | SKLM for System x w/SEDs - FoD per Install w/1Yr S&S | 199
7X08CTO1WW | AS6C | SKLM for System x w/SEDs - FoD per Install w/3Yr S&S | 299
7X08CTO1WW | ASR5 | Lenovo 0.5m LC-LC OM3 MMF Cable | 24
7X08CTO1WW | ASR6 | Lenovo 1m LC-LC OM3 MMF Cable | 24
7X08CTO1WW | ASR7 | Lenovo 3m LC-LC OM3 MMF Cable | 24
7X08CTO1WW | ASR8 | Lenovo 5m LC-LC OM3 MMF Cable | 29
7X08CTO1WW | ASR9 | Lenovo 10m LC-LC OM3 MMF Cable | 39
7X08CTO1WW | ASRA | Lenovo 15m LC-LC OM3 MMF Cable | 45
7X08CTO1WW | ASRB | Lenovo 25m LC-LC OM3 MMF Cable | 54
7X08CTO1WW | AT2R | Lenovo 1m Active DAC SFP+ Cables | 129
7X08CTO1WW | AT2S | Lenovo 3m Active DAC SFP+ Cables | 139
7X08CTO1WW | AT2T | Lenovo 5m Active DAC SFP+ Cables | 159
7X08CTO1WW | AT7S | Emulex VFA5.2 2x10 GbE SFP+ PCIe Adapter | 449
7X08CTO1WW | AT7T | Emulex VFA5.2 2x10 GbE SFP+ Adapter and FCoE/iSCSI SW | 1319
7X08CTO1WW | ATPX | Intel X550-T2 Dual Port 10GBase-T Adapter | 599
7X08CTO1WW | ATRH | Intel X710-DA2 ML2 2x10GbE SFP+ Adapter | 499
7X08CTO1WW | ATYX | Lenovo 1m SFP+ to SFP+ Active Optical Cable | 104
7X08CTO1WW | ATYY | Lenovo 3m SFP+ to SFP+ Active Optical Cable | 99
7X08CTO1WW | ATYZ | Lenovo 5m SFP+ to SFP+ Active Optical Cable | 114
7X08CTO1WW | ATZ0 | Lenovo 7m SFP+ to SFP+ Active Optical Cable | 129
7X08CTO1WW | ATZ1 | Lenovo 15m SFP+ to SFP+ Active Optical Cable | 169
7X08CTO1WW | ATZ2 | Lenovo 20m SFP+ to SFP+ Active Optical Cable | 169
7X08CTO1WW | ATZB | QLogic 16Gb Enhanced Gen5 FC Single-port HBA | 979
7X08CTO1WW | ATZC | QLogic 16Gb Enhanced Gen5 FC Dual-port HBA | 1339
7X08CTO1WW | ATZU | Emulex 16Gb Gen6 FC Single-port HBA | 949
7X08CTO1WW | ATZV | Emulex 16Gb Gen6 FC Dual-port HBA | 1309
7X08CTO1WW | AU0B | Intel OPA 100 Series Single-port PCIe 3.0 x16 HFA | 1069
7X08CTO1WW | AU0E | 0.5m Intel OPA 100 Series Passive Copper QSFP28 Cable | 79
7X08CTO1WW | AU0F | 0.75m Intel OPA Passive Copper QSFP28 Cable | 139
7X08CTO1WW | AU0G | 1m Intel OPA 100 Series Passive Copper QSFP28 Cable | 99
7X08CTO1WW | AU0H | 1.25m Intel OPA 100 Series Passive Copper QSFP28 Cable | 159
7X08CTO1WW | AU0J | 1.5m Intel OPA 100 Series Passive Copper QSFP28 Cable | 109
7X08CTO1WW | AU0K | 2m Intel OPA 100 Series Passive Copper QSFP28 Cable | 129
7X08CTO1WW | AU0M | 5m Intel OPA 100 Series Active Optical QSFP28 Cable | 899
7X08CTO1WW | AU0P | 15m Intel OPA 100 Series Active Optical QSFP28 Cable | 949
7X08CTO1WW | AU7Z | Emulex VFA5.2 ML2 2x10 GbE SFP+ Adapter and FCoE/iSCSI SW | 399
7X08CTO1WW | AUK7 | TPM 2.0 and Secure Boot | 0
7X08CTO1WW | AUKG | ThinkSystem 1Gb 2-port RJ45 LOM | 79
7X08CTO1WW | AUKJ | ThinkSystem 10Gb 2-port SFP+ LOM | 169
7X08CTO1WW | AUKL | ThinkSystem 10Gb 2-port Base-T LOM | 259
7X08CTO1WW | AUKN | ThinkSystem Emulex OCe14104B-NX PCIe 10Gb 4-Port SFP+ Ethernet Adapter | 539
7X08CTO1WW | AUKP | ThinkSystem Broadcom 57416 10GBASE-T 2-Port PCIe Ethernet Adapter | 479
7X08CTO1WW | AUKQ | ThinkSystem Broadcom NX-E ML2 10Gb 2-Port Base-T Ethernet Adapter | 529
7X08CTO1WW | AUKS | ThinkSystem Broadcom 57412 25GbE SFP28 1-Port PCIe Ethernet Adapter | 489
7X08CTO1WW | AUKX | ThinkSystem Intel X710-DA2 PCIe 10Gb 2-Port SFP+ Ethernet Adapter | 459
7X08CTO1WW | AULV | ThinkSystem 2.5" 300GB 15K SAS 12Gb Hot Swap 512n HDD | 339
7X08CTO1WW | AULW | ThinkSystem 2.5" 600GB 15K SAS 12Gb Hot Swap 512n HDD | 469
7X08CTO1WW | AULX | ThinkSystem 2.5" 900GB 15K SAS 12Gb Hot Swap 512e HDD | 639
7X08CTO1WW | AULY | ThinkSystem 2.5" 300GB 10K SAS 12Gb Hot Swap 512n HDD | 289
7X08CTO1WW | AULZ | ThinkSystem 2.5" 600GB 10K SAS 12Gb Hot Swap 512n HDD | 319
7X08CTO1WW | AUM0 | ThinkSystem 2.5" 900GB 10K SAS 12Gb Hot Swap 512n HDD | 389
7X08CTO1WW | AUM1 | ThinkSystem 2.5" 1.2TB 10K SAS 12Gb Hot Swap 512n HDD | 389
7X08CTO1WW | AUM2 | ThinkSystem 2.5" 1.8TB 10K SAS 12Gb Hot Swap 512e HDD | 589
7X08CTO1WW | AUM4 | ThinkSystem 2.5" 300GB 10K SAS 12Gb Hot Swap 512n HDD SED | 339
7X08CTO1WW | AUM5 | ThinkSystem 2.5" 600GB 10K SAS 12Gb Hot Swap 512n HDD SED | 635
7X08CTO1WW | AUM6 | ThinkSystem 2.5" 1TB 7.2K SAS 12Gb Hot Swap 512n HDD | 469
7X08CTO1WW | AUM7 | ThinkSystem 2.5" 2TB 7.2K SAS 12Gb Hot Swap 512n HDD | 839
7X08CTO1WW | AUMU | ThinkSystem M.2 Enablement Kit | 39
7X08CTO1WW | AUMV | ThinkSystem M.2 with Mirroring Enablement Kit | 149
7X08CTO1WW | AUNB | ThinkSystem 16GB TruDDR4 2666 MHz (1Rx4 1.2V) RDIMM | 289
7X08CTO1WW | AUNC | ThinkSystem 16GB TruDDR4 2666 MHz (2Rx8 1.2V) RDIMM | 319
7X08CTO1WW | AUND | ThinkSystem 32GB TruDDR4 2666 MHz (2Rx4 1.2V) RDIMM | 609
7X08CTO1WW | AUNE | ThinkSystem 64GB TruDDR4 2666 MHz (4Rx4 1.2V) LRDIMM | 1259
7X08CTO1WW | AUNG | ThinkSystem RAID 530-8i PCIe 12Gb Adapter | 299
7X08CTO1WW | AUNJ | ThinkSystem RAID 930-8i 2GB Flash PCIe 12Gb Adapter | 1009
7X08CTO1WW | AUNK | ThinkSystem RAID 930-16i 4GB Flash PCIe 12Gb Adapter | 1529
7X08CTO1WW | AUNL | ThinkSystem 430-8i SAS/SATA 12Gb HBA | 299
7X08CTO1WW | AUNN | ThinkSystem 430-16e SAS/SATA 12Gb HBA | 609
7X08CTO1WW | AUNP | FBU345 SuperCap | 135
7X08CTO1WW | AUNQ | ThinkSystem RAID 930-8e 4GB Flash PCIe 12Gb Adapter | 1689
7X08CTO1WW | AUNR | ThinkSystem 430-8e SAS/SATA 12Gb HBA | 299
7X08CTO1WW | AUPW | ThinkSystem XClarity Controller Standard to Enterprise Upgrade | 100
7X08CTO1WW | AURR | ThinkSystem M3.5 Screw for Riser 2x2pcs and Planar 5pcs | 0
7X08CTO1WW | AUSL | ThinkSystem COM Port Upgrade Kit | 19
7X08CTO1WW | AUU1 | ThinkSystem 8GB TruDDR4 2666 MHz (1Rx8 1.2V) RDIMM | 189
7X08CTO1WW | AUU2 | ThinkSystem 3.5" 300GB 15K SAS 12Gb Hot Swap 512n HDD | 359
7X08CTO1WW | AUU3 | ThinkSystem 3.5" 600GB 15K SAS 12Gb Hot Swap 512n HDD | 479
7X08CTO1WW | AUU4 | ThinkSystem 3.5" 1TB 7.2K SAS 12Gb Hot Swap 512n HDD | 299
7X08CTO1WW | AUU5 | ThinkSystem 3.5" 2TB 7.2K SAS 12Gb Hot Swap 512n HDD | 339
7X08CTO1WW | AUU6 | ThinkSystem 3.5" 4TB 7.2K SAS 12Gb Hot Swap 512n HDD | 419
7X08CTO1WW | AUU7 | ThinkSystem 3.5" 6TB 7.2K SAS 12Gb Hot Swap 512e HDD | 549
7X08CTO1WW | AUU8 | ThinkSystem 3.5" 4TB 7.2K SATA 6Gb Hot Swap 512n HDD | 389
7X08CTO1WW | AUU9 | ThinkSystem 3.5" 8TB 7.2K SATA 6Gb Hot Swap 512e HDD | 599
7X08CTO1WW | AUUA | ThinkSystem 3.5" 6TB 7.2K SATA 6Gb Hot Swap 512e HDD | 529
7X08CTO1WW | AUUB | ThinkSystem 3.5" 10TB 7.2K SATA 6Gb Hot Swap 512e HDD | 829
7X08CTO1WW | AUUC | ThinkSystem 3.5" 900GB 15K SAS 12Gb Hot Swap 512e HDD | 679
7X08CTO1WW | AUUD | ThinkSystem 3.5" 2TB 7.2K SATA 6Gb Hot Swap 512n HDD | 319
7X08CTO1WW | AUUE | ThinkSystem 2.5" 1TB 7.2K SATA 6Gb Hot Swap 512n HDD | 469
7X08CTO1WW | AUUF | ThinkSystem 3.5" 1TB 7.2K SATA 6Gb Hot Swap 512n HDD | 269
7X08CTO1WW | AUUG | ThinkSystem 3.5" 10TB 7.2K SAS 12Gb Hot Swap 512e HDD | 849
7X08CTO1WW | AUUH | ThinkSystem 3.5" 4TB 7.2K SAS 12Gb Hot Swap 512n HDD FIPS | 829
7X08CTO1WW | AUUJ | ThinkSystem 2.5" 2TB 7.2K SATA 6Gb Hot Swap 512e HDD | 849
7X08CTO1WW | AUUL | ThinkSystem M.2 32GB SATA 6Gbps Non-Hot Swap SSD | 109
7X08CTO1WW | AUUV | ThinkSystem M.2 128GB SATA 6Gbps Non-Hot Swap SSD | 159
7X08CTO1WW | AUW8 | ThinkSystem 3.5" SATA/SAS 4-Bay Backplane | 90
7X08CTO1WW | AUWA | ThinkSystem SR530/SR570/SR630 x16 PCIe LP Riser 2 Kit | 35
7X08CTO1WW | AUWB | ThinkSystem SR530/SR630/SR570 2.5" SATA/SAS 8-Bay Backplane | 100
7X08CTO1WW | AUWC | ThinkSystem SR530/SR570/SR630 x8/x16 PCIe LP+LP Riser 1 Kit | 39
7X08CTO1WW | AUWN | Lenovo ThinkSystem 1U LP Riser Bracket | 10
7X08CTO1WW | AUWQ | Lenovo ThinkSystem 1U LP+LP BF Riser Bracket | 10
7X08CTO1WW | AUWR | ThinkSystem 1U Security Bezel | 49
7X08CTO1WW | AUWS | Lenovo ThinkSystem 1U LP+FH BF Riser Bracket | 15
7X08CTO1WW | AUWW | Front VGA Connector Upgrade Kit for 1U 2.5" | 25
7X08CTO1WW | AUZS | ThinkSystem 1TB 7.2K 6Gbps SATA 3.5" Simple Swap 512n HDD | 229
7X08CTO1WW | AUZT | ThinkSystem 2TB 7.2K 6Gbps SATA 3.5" Simple Swap 512n HDD | 429
7X08CTO1WW | AUZU | ThinkSystem 4TB 7.2K 6Gbps SATA 3.5" Simple Swap 512n HDD | 599
7X08CTO1WW | AUZV | ThinkSystem Broadcom 5719 1GbE RJ45 4-Port PCIe Ethernet Adapter | 159
7X08CTO1WW | AUZW | ThinkSystem I350-T4 PCIe 1Gb 4-Port RJ45 Ethernet Adapter | 379
7X08CTO1WW | AUZX | ThinkSystem Broadcom 5720 1GbE RJ45 2-Port PCIe Ethernet Adapter | 129
7X08CTO1WW | AUZY | ThinkSystem I350-T2 PCIe 1Gb 2-Port RJ45 Ethernet Adapter | 179
7X08CTO1WW | AUZZ | ThinkSystem I350-F1 PCIe 1Gb 1-Port SFP Ethernet Adapter | 379
7X08CTO1WW | AV06 | ThinkSystem SR530/SR630 2.5" SATA/SAS 8-Bay Backplane Kit | 159
7X08CTO1WW | AV0S | ThinkSystem SR530 2.5" Chassis with 8 Bays | 860
7X08CTO1WW | AV0T | ThinkSystem SR530 3.5" Chassis with 4 Bays | 880
7X08CTO1WW | AV0W | ThinkSystem SR530/SR570 x8 PCIe LP Riser 2 Kit | 39
7X08CTO1WW | AV0X | ThinkSystem SR530/SR570 x8/x8ML2 PCIe LP+LP Riser 1 Kit | 69
7X08CTO1WW | AV0Y | ThinkSystem 1U 3.5" SATA 4-Bay Simple Swap Backplane | 45
7X08CTO1WW | AV1B | Lenovo 25GBase-SR SFP28 Transceiver | 449
7X08CTO1WW | AV1F | Lenovo 3m 25G SFP28 Active Optical Cable | 489
7X08CTO1WW | AV1G | Lenovo 5m 25G SFP28 Active Optical Cable | 489
7X08CTO1WW | AV1H | Lenovo 10m 25G SFP28 Active Optical Cable | 499
7X08CTO1WW | AV1J | Lenovo 15m 25G SFP28 Active Optical Cable | 497
7X08CTO1WW | AV1K | Lenovo 20m 25G SFP28 Active Optical Cable | 519
7X08CTO1WW | AV1W | Lenovo 1m Passive 25G SFP28 DAC Cable | 69
7X08CTO1WW | AV1X | Lenovo 3m Passive 25G SFP28 DAC Cable | 79
7X08CTO1WW | AV1Y | Lenovo 5m Passive 25G SFP28 DAC Cable | 159
7X08CTO1WW | AVUT | ThinkSystem XClarity Controller Standard to Advanced Upgrade | 50
7X08CTO1WW | AVUX | On Board SATA AHCI Mode | 0
7X08CTO1WW | AVV0 | On Board SATA Software RAID Mode | 0
7X08CTO1WW | AVV5 | ThinkSystem 750W (230V) Titanium Hot-Swap Power Supply | 549
7X08CTO1WW | AVV6 | ThinkSystem 550W(230V/115V) Platinum Hot-Swap Power Supply | 349
7X08CTO1WW | AVV7 | ThinkSystem 750W(230/115V) Platinum Hot-Swap Power Supply | 399
7X08CTO1WW | AVV8 | ThinkSystem External USB DVD-RW Optical Disk Drive | 79
7X08CTO1WW | AWAU | SAP HANA SW Stack for ThinkSystem | 0
7X08CTO1WW | AWDZ | Intel Xeon Gold 6138 20C 125W 2.0GHz Processor | 4099
7X08CTO1WW | AWE4 | Intel Xeon Gold 6130T 16C 125W 2.1GHz Processor | 3129
7X08CTO1WW | AWE5 | Intel Xeon Gold 6126T 12C 125W 2.6GHz Processor | 2979
7X08CTO1WW | AWE8 | Intel Xeon Gold 5120T 14C 105W 2.2GHz Processor | 2699
7X08CTO1WW | AWEA | Intel Xeon Silver 4116T 12C 85W 2.1GHz Processor | 1979
7X08CTO1WW | AWEE | Intel Xeon Silver 4110 8C 85W 2.1GHz Processor | 909
7X08CTO1WW | AWEH | Intel Xeon Bronze 3106 8C 85W 1.7GHz Processor | 599
7X08CTO1WW | AWEL | Intel Xeon Gold 6126 12C 125W 2.6GHz Processor | 2869
7X08CTO1WW | AWEM | Intel Xeon Gold 6138T 20C 125W 2.0GHz Processor | 4349
7X08CTO1WW | AWEN | Intel Xeon Gold 6130 16C 125W 2.1GHz Processor | 2999
7X08CTO1WW | AWEP | Intel Xeon Gold 5118 12C 105W 2.3GHz Processor | 2019
7X08CTO1WW | AWEQ | Intel Xeon Gold 5119T 14C 85W 2.0GHz Processor | 2549
7X08CTO1WW | AWER | Intel Xeon Silver 4116 12C 85W 2.1GHz Processor | 1649
7X08CTO1WW | AWES | Intel Xeon Silver 4114T 10C 85W 2.2GHz Processor | 1369
7X08CTO1WW | AWET | Intel Xeon Silver 4109T 8C 70W 2.0GHz Processor | 949
7X08CTO1WW | AX8A | 4.3m, 13A/120V, C13 to NEMA 5-15P (US) Line Cord | 19
7X08CTO1WW | AXC6 | ThinkSystem 8TB 7.2K 6Gbps SATA 3.5" Simple Swap 512e HDD | 1199
7X08CTO1WW | AXC7 | ThinkSystem 6TB 7.2K 6Gbps SATA 3.5" Simple Swap 512e HDD | 999
7X08CTO1WW | AXC8 | ThinkSystem 3.5" 10TB 7.2K SATA 6Gb Simple Swap 512e HDD | 1499
7X08CTO1WW | AXCA | ThinkSystem Toolless Slide Rail | 99
7X08CTO1WW | AXCB | ThinkSystem Toolless Slide Rail Kit with 1U CMA | 145
7X08CTO1WW | AXFJ | ThinkSystem SR530 MB | 1315
7X08CTO1WW | AXFM | ThinkSystem Toolless Friction Rail | 69
7X08CTO1WW | AXFN | ThinkSystem Screw-in Slide Rail | 129
7X08CTO1WW | AXFP | ThinkSystem 1U CMA Upgrade Kit for Screw-in Slide Rail | 40
7X08CTO1WW | AXFS | VMware ESXi 6.0 U3 (factory installed) | 0
7X08CTO1WW | AXFT | VMware ESXi 6.5 U1 (factory installed) | 0
7X08CTO1WW | B0ML | Feature Enable TPM on MB | 0
7X08CTO1WW | B0N4 | 2.0m, 10A/100-250V, C13 to IEC 320-C14 Rack Power Cable | 29
7X08CTO1WW | B0N5 | 1.0m, 13A/100-250V, C13 to C14 Jumper Cord | 25
7X08CTO1WW | B0N6 | 1.5m, 13A/100-250V, C13 to C14 Jumper Cord | 29
7X08CTO1WW | B0RJ | 10GBASE-LR SFP+Transceiver | 350
7X08CTO1WW | B0TE | ThinkSystem Screw-in Slide Rail Kit with 1U CMA | 145
7X08CTO1WW | B0YR | ThinkSystem 3.5" 8TB 7.2K SAS 12Gb Hot Swap 512e HDD | 659
7X08CTO1WW | B0YS | ThinkSystem 2.5" 2.4TB 10K SAS 12Gb Hot Swap 512e HDD | 629
7X08CTO1WW | B0Z0 | ThinkSystem 2.5" Intel S4500 960GB Entry SATA 6Gb Hot Swap SSD | 1219
7X08CTO1WW | B0Z5 | ThinkSystem 3.5" Intel S4500 960GB Entry SATA 6Gb Hot Swap SSD | 1199
7X08CTO1WW | B117 | ThinkSystem 3.5" 12TB 7.2K SAS 12Gb Hot Swap 512e HDD | 949
7X08CTO1WW | B118 | ThinkSystem 3.5" 12TB 7.2K SATA 6Gb Hot Swap 512e HDD | 1829
7X08CTO1WW | B136 | ThinkSystem 1U CMA Upgrade Kit for Toolless Slide Rail | 55
7X08CTO1WW | B173 | Companion Part for XClarity Controller Standard to Enterprise Upgrade in Factory | 0
7X08CTO1WW | B1JJ | ThinkSystem 3.5" 300GB 10K SAS 12Gb Hot Swap 512n HDD | 289
7X08CTO1WW | B22J | 5m Intel OPA 100 Series Active Optical QSFP28 Low Power Cable | 809
7X08CTO1WW | B22K | 10m Intel OPA 100 Series Active Optical QSFP28 Low Power Cable | 829
7X08CTO1WW | B22L | 15m Intel OPA 100 Series Active Optical QSFP28 Low Power Cable | 839
7X08CTO1WW | B22M | 20m Intel OPA 100 Series Active Optical QSFP28 Low Power Cable | 849
7X08CTO1WW | B2X4 | ThinkSystem 2.5" 5200 1.92TB Entry SATA 6Gb Hot Swap SSD | 899
7X08CTO1WW | B2X6 | ThinkSystem 2.5" 5200 7.68TB Entry SATA 6Gb Hot Swap SSD | 4999
7X08CTO1WW | B2X9 | ThinkSystem 3.5" 5200 1.92TB Entry SATA 6Gb Hot Swap SSD | 909
7X08CTO1WW | B2XB | ThinkSystem 3.5" 5200 7.68TB Entry SATA 6Gb Hot Swap SSD | 4999
7X08CTO1WW | B30W | Custom MFG SVCS Fee - Medium Increment | 30
7X08CTO1WW | B30X | Custom MFG SVCS Fee - Large Increment | 300
7X08CTO1WW | B31E | ThinkSystem RAID 930-16i 8GB Flash PCIe 12Gb Adapter | 2389
7X08CTO1WW | B31G | ThinkSystem QLogic QL41134 PCIe 10Gb 4-Port Base-T Ethernet Adapter | 799
7X08CTO1WW | B34H | ThinkSystem 2.5" PM883 240GB Entry SATA 6Gb Hot Swap SSD | 219
7X08CTO1WW | B34J | ThinkSystem 2.5" PM883 480GB Entry SATA 6Gb Hot Swap SSD | 279
7X08CTO1WW | B34K | ThinkSystem 2.5" PM883 960GB Entry SATA 6Gb Hot Swap SSD | 449
7X08CTO1WW | B34L | ThinkSystem 2.5" PM883 1.92TB Entry SATA 6Gb Hot Swap SSD | 889
7X08CTO1WW | B34M | ThinkSystem 2.5" PM883 3.84TB Entry SATA 6Gb Hot Swap SSD | 1739
7X08CTO1WW | B3VW | VMware ESXi 6.5 U2 (Factory Installed) | 0
7X08CTO1WW | B3VX | VMware ESXi 6.7 (Factory Installed) | 0
7X08CTO1WW | B488 | ThinkSystem 2.5" 5200 240GB Mainstream SATA 6Gb Hot Swap SSD | 469
7X08CTO1WW | B48B | ThinkSystem 2.5" 5200 1.92TB Mainstream SATA 6Gb Hot Swap SSD | 2129
7X08CTO1WW | B48C | ThinkSystem 2.5" 5200 3.84TB Mainstream SATA 6Gb Hot Swap SSD | 4869
7X08CTO1WW | B48D | ThinkSystem 3.5" 5200 240GB Mainstream SATA 6Gb Hot Swap SSD | 469
7X08CTO1WW | B48G | ThinkSystem 3.5" 5200 1.92TB Mainstream SATA 6Gb Hot Swap SSD | 2139
7X08CTO1WW | B48H | ThinkSystem 3.5" 5200 3.84TB Mainstream SATA 6Gb Hot Swap SSD | 4859
7X08CTO1WW | B496 | ThinkSystem 3.5" 14TB 7.2K SAS 12Gb Hot Swap 512e HDD | 1199
7X08CTO1WW | B497 | ThinkSystem 3.5" 14TB 7.2K SATA 6Gb Hot Swap 512e HDD | 1149
7X08CTO1WW | B498 | ThinkSystem 2.5" Intel S4510 240GB Entry SATA 6Gb Hot Swap SSD | 149
7X08CTO1WW | B499 | ThinkSystem 2.5" Intel S4510 480GB Entry SATA 6Gb Hot Swap SSD | 309
7X08CTO1WW | B49A | ThinkSystem 2.5" Intel S4510 960GB Entry SATA 6Gb Hot Swap SSD | 529
7X08CTO1WW | B49B | ThinkSystem 2.5" Intel S4510 1.92TB Entry SATA 6Gb Hot Swap SSD | 1049
7X08CTO1WW | B49C | ThinkSystem 2.5" Intel S4510 3.84TB Entry SATA 6Gb Hot Swap SSD | 1979
7X08CTO1WW | B49D | ThinkSystem 3.5" Intel S4510 240GB Entry SATA 6Gb Hot Swap SSD | 149
7X08CTO1WW | B49E | ThinkSystem 3.5" Intel S4510 480GB Entry SATA 6Gb Hot Swap SSD | 209
7X08CTO1WW | B49F | ThinkSystem 3.5" Intel S4510 960GB Entry SATA 6Gb Hot Swap SSD | 539
7X08CTO1WW | B49G | ThinkSystem 3.5" Intel S4510 1.92TB Entry SATA 6Gb Hot Swap SSD | 1059
7X08CTO1WW | B49H | ThinkSystem 3.5" Intel S4510 3.84TB Entry SATA 6Gb Hot Swap SSD | 1989
7X08CTO1WW | B49L | ThinkSystem 2.5" Intel S4610 240GB Mainstream SATA 6Gb Hot Swap SSD | 399
7X08CTO1WW | B49M | ThinkSystem 2.5" Intel S4610 480GB Mainstream SATA 6Gb Hot Swap SSD | 479
7X08CTO1WW | B49N | ThinkSystem 2.5" Intel S4610 960GB Mainstream SATA 6Gb Hot Swap SSD | 699
7X08CTO1WW | B49P | ThinkSystem 2.5" Intel S4610 1.92TB Mainstream SATA 6Gb Hot Swap SSD | 1289
7X08CTO1WW | B49Q | ThinkSystem 2.5" Intel S4610 3.84TB Mainstream SATA 6Gb Hot Swap SSD | 2499
7X08CTO1WW | B49R | ThinkSystem 3.5" Intel S4610 240GB Mainstream SATA 6Gb Hot Swap SSD | 409
7X08CTO1WW | B49S | ThinkSystem 3.5" Intel S4610 480GB Mainstream SATA 6Gb Hot Swap SSD | 309
7X08CTO1WW | B49T | ThinkSystem 3.5" Intel S4610 960GB Mainstream SATA 6Gb Hot Swap SSD | 1029
7X08CTO1WW | B49U | ThinkSystem 3.5" Intel S4610 1.92TB Mainstream SATA 6Gb Hot Swap SSD | 1799
7X08CTO1WW | B49V | ThinkSystem 3.5" Intel S4610 3.84TB Mainstream SATA 6Gb Hot Swap SSD | 3579
7X08CTO1WW | B4A2 | ThinkSystem 2.5" PM1645 3.2TB Mainstream SAS 12Gb Hot Swap SSD | 2579
7X08CTO1WW | B4A7 | ThinkSystem 2.5" PM1643 3.84TB Capacity SAS 12Gb Hot Swap SSD | 2579
7X08CTO1WW | B4A8 | ThinkSystem 3.5" PM1643 3.84TB Capacity SAS 12Gb Hot Swap SSD | 1869
7X08CTO1WW | B4D2 | ThinkSystem 2.5" PM883 7.68TB Entry SATA 6Gb Hot Swap SSD | 3379
7X08CTO1WW | B4H1 | ThinkSystem 8GB TruDDR4 2933MHz (1Rx8 1.2V) RDIMM | 219
7X08CTO1WW | B4H2 | ThinkSystem 16GB TruDDR4 2933MHz (2Rx8 1.2V) RDIMM | 319
7X08CTO1WW | B4H3 | ThinkSystem 32GB TruDDR4 2933MHz (2Rx4 1.2V) RDIMM | 619
7X08CTO1WW | B4H4 | ThinkSystem 64GB TruDDR4 2933MHz (2Rx4 1.2V) RDIMM | 1279
7X08CTO1WW | B4HJ | Intel Xeon Gold 6230 20C 125W 2.1GHz Processor | 3099
7X08CTO1WW | B4HK | Intel Xeon Gold 5220 18C 125W 2.2GHz Processor | 2599
7X08CTO1WW | B4HL | Intel Xeon Gold 5218 16C 125W 2.3GHz Processor | 2019
7X08CTO1WW | B4HM | Intel Xeon Gold 5217 8C 115W 3.0GHz Processor | 2659
7X08CTO1WW | B4HN | Intel Xeon Gold 5215 10C 85W 2.5GHz Processor | 2019
7X08CTO1WW | B4HP | Intel Xeon Silver 4216 16C 100W 2.1GHz Processor | 1649
7X08CTO1WW | B4HQ | Intel Xeon Silver 4215 8C 85W 2.5GHz Processor | 1399
7X08CTO1WW | B4HR | Intel Xeon Silver 4214 12C 85W 2.2GHz Processor | 1169
7X08CTO1WW | B4HS | Intel Xeon Silver 4210 10C 85W 2.2GHz Processor | 859
7X08CTO1WW | B4HT | Intel Xeon Silver 4208 8C 85W 2.1GHz Processor | 799
7X08CTO1WW | B4HU | Intel Xeon Bronze 3204 6C 85W 1.9GHz Processor | 439
7X08CTO1WW | B4LY | ThinkSystem 16GB TruDDR4 2933 MHz (1Rx4 1.2V) RDIMM | 289
7X08CTO1WW | B4NG | ThinkSystem SR530 Refresh MB | 1315
7X08CTO1WW | B4NW | Intel Xeon Silver 4214Y 12/10/8C 85W 2.2GHz Processor | 1519
7X08CTO1WW | B4P2 | Intel Xeon Gold 6238T 22C 125W 1.9GHz Processor | 4349
7X08CTO1WW | B4P3 | Intel Xeon Gold 5218T 16C 105W 2.1GHz Processor | 2399
7X08CTO1WW | B4P4 | Intel Xeon Silver 4209T 8C 70W 2.2GHz Processor | 929
7X08CTO1WW | B4P9 | Intel Xeon Gold 5215L 10C 85W 2.5GHz Processor | 17019
7X08CTO1WW | B4RQ | ThinkSystem RAID 730-8i 2GB Flash PCIe 12Gb Adapter | 879
7X08CTO1WW | B4X6 | SuperCap for Raid 730-8i 2GB | 149
7X08CTO1WW | B4XA | VMware ESXi 6.7 U1 (Factory Installed) | 0
7X08CTO1WW | B5RY | Intel Xeon Gold 6230N 20C 125W 2.3GHz Processor | 3239
7X08CTO1WW | B5RZ | Intel Xeon Platinum 8253 16C 125W 2.2GHz Processor | 5299
7X08CTO1WW | B5S1 | Intel Xeon Gold 5222 4C 105W 3.8GHz Processor | 1999
7X08CTO1WW | B5S2 | Intel Xeon Platinum 8256 4C 105W 3.8GHz Processor | 12099
7X08CTO1WW | B5T0 | ThinkSystem Broadcom 57414 10/25GbE SFP28 2-port PCIe Ethernet Adapter | 389
7X08CTO1WW | B6BS | Intel Xeon Gold 5218B 16C 125W 2.3GHz Processor | 2019
7X08CTO1WW | B6CL | Intel Xeon Gold 6226 12C 125W 2.7GHz Processor | 3299
7X08CTO1WW | B6CP | Intel Xeon Gold 6230T 20C 125W 2.1GHz Processor | 3599
7X08CTO1WW | B6CQ | Intel Xeon Gold 5220T 18C 105W 1.9GHz Processor | 3199
7X08CTO1WW | B6CV | Intel Xeon Gold 6222V 20C 115W 1.8GHz Processor | 2999
7X08CTO1WW | B6CW | Intel Xeon Gold 5220S 18C 125W 2.7GHz Processor | 3699
7X08CTO1WW | B6CX | Intel Xeon Gold 6209U 20C 125W 2.1GHz Processor | 2309
7X08CTO1WW | B6JY | ThinkSystem 3.5" PM883 1.92TB Entry SATA 6Gb Hot Swap SSD | 1159
7X08CTO1WW | B6JZ | ThinkSystem 3.5" PM883 3.84TB Entry SATA 6Gb Hot Swap SSD | 2219
7X08CTO1WW | B6TM | ThinkSystem 3.5" PM883 240GB Entry SATA 6Gb Hot Swap SSD | 239
7X08CTO1WW | B6TN | ThinkSystem 3.5" PM883 480GB Entry SATA 6Gb Hot Swap SSD | 359
7X08CTO1WW | B6TP | ThinkSystem 3.5" PM883 960GB Entry SATA 6Gb Hot Swap SSD | 599
7X08CTO1WW | B6U0 | VMware ESXi 6.5 U3 (factory installed) | 0
7X08CTO1WW | B6U1 | VMware ESXi 6.7 U2 (factory installed) | 0
7X08CTO1WW | B7EW | ThinkSystem 2.5" 5210 1.92TB Entry SATA 6Gb Hot Swap QLC SSD | 759
7X08CTO1WW | B7EX | ThinkSystem 2.5" 5210 3.84TB Entry SATA 6Gb Hot Swap QLC SSD | 1489
7X08CTO1WW | B7EY | ThinkSystem 2.5" 5210 7.68TB Entry SATA 6Gb Hot Swap QLC SSD | 2779
7X08CTO1WW | B7EZ | ThinkSystem 3.5" 16TB 7.2K SAS 12Gb Hot Swap 512e HDD | 1309
7X08CTO1WW | B7F0 | ThinkSystem 3.5" 16TB 7.2K SATA 6Gb Hot Swap 512e HDD | 1289
7X08CTO1WW | B7N3 | Intel Xeon Bronze 3206R 8C 85W 1.9GHz Processor | 559
7X08CTO1WW | B7N5 | Intel Xeon Silver 4210R 10C 100W 2.4GHz Processor | 899
7X08CTO1WW | B7N6 | Intel Xeon Silver 4214R 12C 100W 2.4GHz Processor | 1259
7X08CTO1WW | B88T | VMware ESXi 6.7 U3 (factory installed) | 0
7X08CTO1WW | B8HP | ThinkSystem 2.5" 5300 960GB Entry SATA 6Gb Hot Swap SSD | 489
7X08CTO1WW | B8HQ | ThinkSystem 3.5" 5300 3.84TB Entry SATA 6Gb Hot Swap SSD | 2179
7X08CTO1WW | B8HR | ThinkSystem 3.5" 5300 1.92TB Mainstream SATA 6Gb Hot Swap SSD | 1829
7X08CTO1WW | B8HS | ThinkSystem M.2 5300 240GB SATA 6Gbps Non-Hot Swap SSD | 359
7X08CTO1WW | B8HT | ThinkSystem 3.5" PM1645a 800GB Mainstream SAS 12Gb Hot Swap SSD | 829
7X08CTO1WW | B8HU | ThinkSystem 2.5" PM1645a 800GB Mainstream SAS 12Gb Hot Swap SSD | 819
7X08CTO1WW | B8HV | ThinkSystem 2.5" 5300 240GB Entry SATA 6Gb Hot Swap SSD | 359
7X08CTO1WW | B8HX | ThinkSystem 3.5" 5300 3.84TB Mainstream SATA 6Gb Hot Swap SSD | 3119
7X08CTO1WW | B8HY | ThinkSystem 2.5" 5300 480GB Mainstream SATA 6Gb Hot Swap SSD | 429
7X08CTO1WW | B8HZ | ThinkSystem 3.5" 5300 1.92TB Entry SATA 6Gb Hot Swap SSD | 1139
7X08CTO1WW | B8J0 | ThinkSystem 3.5" 5300 960GB Mainstream SATA 6Gb Hot Swap SSD | 929
7X08CTO1WW | B8J1 | ThinkSystem 2.5" 5300 240GB Mainstream SATA 6Gb Hot Swap SSD | 409
7X08CTO1WW | B8J2 | ThinkSystem 2.5" 5300 7.68TB Entry SATA 6Gb Hot Swap SSD | 3649
7X08CTO1WW | B8J3 | ThinkSystem 3.5" 5300 7.68TB Entry SATA 6Gb Hot Swap SSD | 4119
7X08CTO1WW | B8J4 | ThinkSystem 2.5" PM1645a 1.6TB Mainstream SAS 12Gb Hot Swap SSD | 1379
7X08CTO1WW | B8J5 | ThinkSystem 2.5" 5300 1.92TB Entry SATA 6Gb Hot Swap SSD | 939
7X08CTO1WW | B8J6 | ThinkSystem 2.5" 5300 960GB Mainstream SATA 6Gb Hot Swap SSD | 729
7X08CTO1WW | B8J7 | ThinkSystem 2.5" 5300 3.84TB Mainstream SATA 6Gb Hot Swap SSD | 2179
7X08CTO1WW | B8J9 | ThinkSystem 3.5" 5300 480GB Entry SATA 6Gb Hot Swap SSD | 379
7X08CTO1WW | B8JA | ThinkSystem 2.5" PM1645a 6.4TB Mainstream SAS 12Gb Hot Swap SSD | 6049
7X08CTO1WW | B8JB | ThinkSystem 3.5" 5300 240GB Entry SATA 6Gb Hot Swap SSD | 369
7X08CTO1WW | B8JC | ThinkSystem 3.5" 5300 960GB Entry SATA 6Gb Hot Swap SSD | 629
7X08CTO1WW | B8JD | ThinkSystem 2.5" PM1645a 3.2TB Mainstream SAS 12Gb Hot Swap SSD | 2579
7X08CTO1WW | B8JE | ThinkSystem 2.5" 5300 1.92TB Mainstream SATA 6Gb Hot Swap SSD | 1279
7X08CTO1WW | B8JF | ThinkSystem 3.5" 5300 480GB Mainstream SATA 6Gb Hot Swap SSD | 529
7X08CTO1WW | B8JG | ThinkSystem 3.5" PM1645a 6.4TB Mainstream SAS 12Gb Hot Swap SSD | 6059
7X08CTO1WW | B8JK | ThinkSystem 3.5" PM1645a 3.2TB Mainstream SAS 12Gb Hot Swap SSD | 2589
7X08CTO1WW | B8JL | ThinkSystem 3.5" 5300 240GB Mainstream SATA 6Gb Hot Swap SSD | 419
7X08CTO1WW | B8JM | ThinkSystem 2.5" 5300 480GB Entry SATA 6Gb Hot Swap SSD | 309
7X08CTO1WW | B8JN | ThinkSystem 3.5" PM1645a 1.6TB Mainstream SAS 12Gb Hot Swap SSD | 1389
7X08CTO1WW | B8JP | ThinkSystem 2.5" 5300 3.84TB Entry SATA 6Gb Hot Swap SSD | 1789
7X08CTO1WW | B919 | ThinkSystem M.2 5300 480GB SATA 6Gbps Non-Hot Swap SSD | 369
7X08CTO1WW | B91A | ThinkSystem 2.5" PM1643a 960GB Entry SAS 12Gb Hot Swap SSD | 819
7X08CTO1WW | B91B | ThinkSystem 2.5" PM1643a 1.92TB Entry SAS 12Gb Hot Swap SSD | 1379
7X08CTO1WW | B91C | ThinkSystem 2.5" PM1643a 3.84TB Entry SAS 12Gb Hot Swap SSD | 2579
7X08CTO1WW | B91D | ThinkSystem 2.5" PM1643a 7.68TB Entry SAS 12Gb Hot Swap SSD | 5019
7X08CTO1WW | B91E | ThinkSystem 3.5" PM1643a 3.84TB Entry SAS 12Gb Hot Swap SSD | 1729
7X08CTO1WW | B9AC | ThinkSystem 2.5" 5210 960GB Entry SATA 6Gb Hot Swap QLC SSD | 419
7X08CTO1WW | BAZS | Intel Xeon Gold 5218R 20C 125W 2.1GHz Processor | 2259
7X08CTO1WW | BB0P | Intel Transparent Supply Chain. Lenovo has paired our industry leading supply chain with Intel's innovative Transparent Supply Chain program to add a layer of protection to your data center and bring peace of mind that the server hardware you bring into ... | 0
7X08CTO1WW | BBZG | VMware ESXi 7.0 (Factory Installed) | 2
7X08CTO1WW | BC4R | ThinkSystem 2.5" PM1643a 15.36TB Entry SAS 12Gb Hot Swap SSD | 10029
7X08CTO1WW | BCFH | ThinkSystem 3.5" 18TB 7.2K SATA 6Gb Hot Swap 512e HDD | 1589
7X08CTO1WW | BCFP | ThinkSystem 3.5" 18TB 7.2K SAS 12Gb Hot Swap 512e HDD | 1609
7X08CTO1WW | BCTC | ThinkSystem 2.5" Multi Vendor 240GB Entry SATA 6Gb Hot Swap SSD | 219
7X08CTO1WW | BCTD | ThinkSystem 2.5" Multi Vendor 480GB Entry SATA 6Gb Hot Swap SSD | 219
7X08CTO1WW | BCTE | ThinkSystem 2.5" Multi Vendor 960GB Entry SATA 6Gb Hot Swap SSD | 659
7X08CTO1WW | BCTF | ThinkSystem 2.5" Multi Vendor 1.92TB Entry SATA 6Gb Hot Swap SSD | 1289
7X08CTO1WW | BCTG | ThinkSystem 2.5" Multi Vendor 3.84TB Entry SATA 6Gb Hot Swap SSD | 1259
7X08CTO1WW | BCTH | ThinkSystem 3.5" Multi Vendor 240GB Entry SATA 6Gb Hot Swap SSD | 229
7X08CTO1WW | BCTJ | ThinkSystem 3.5" Multi Vendor 480GB Entry SATA 6Gb Hot Swap SSD | 219
7X08CTO1WW | BCTK | ThinkSystem 3.5" Multi Vendor 960GB Entry SATA 6Gb Hot Swap SSD | 669
7X08CTO1WW | BCTL | ThinkSystem 3.5" Multi Vendor 1.92TB Entry SATA 6Gb Hot Swap SSD | 1289
7X08CTO1WW | BCTM | ThinkSystem 3.5" Multi Vendor 3.84TB Entry SATA 6Gb Hot Swap SSD | 1269
7X08CTO1WW | BE5E | VMware ESXi 7.0 U1 (Factory Installed) | 0
7X08CTO1WW | BEVK | ThinkSystem 3.5" PM1643a 7.68TB Entry SAS 12Gb Hot Swap SSD | 5589
7X08CTO1WW | BFYB | Operating mode selection for: "Maximum Performance Mode" | 0
7X08CTO1WW | BFYC | Operating mode selection for: "Minimal Power Mode" | 0
7X08CTO1WW | BFYD | Operating mode selection for: "Efficiency Favoring Power Savings Mode" | 0
7X08CTO1WW | BFYE | Operating mode selection for: "Efficiency - Favoring Performance Mode" | 0
7X08CTO1WW | BHSR | VMware ESXi 7.0 U2 (Factory Installed) | 0
7X08CTO2WW | 2321 | Custom MFG SVCS Fee - Small Increment | 3
7X08CTO2WW | 5977 | Select Storage devices - no configured RAID required | 0
7X08CTO2WW | 6311 | 2.8m, 10A/100-250V, C13 to IEC 320-C14 Rack Power Cable | 9
7X08CTO2WW | 7831 | Customer Solution Center Services | 0
7X08CTO2WW | ATZB | QLogic 16Gb Enhanced Gen5 FC Single-port HBA | 979
7X08CTO2WW | AUNB | ThinkSystem 16GB TruDDR4 2666 MHz (1Rx4 1.2V) RDIMM | 289
7X08CTO2WW | AUNJ | ThinkSystem RAID 930-8i 2GB Flash PCIe 12Gb Adapter | 1009
7X08CTO2WW | AUNP | FBU345 SuperCap | 135
7X08CTO2WW | AUPW | ThinkSystem XClarity Controller Standard to Enterprise Upgrade | 100
7X08CTO2WW | AURR | ThinkSystem M3.5 Screw for Riser 2x2pcs and Planar 5pcs | 0
7X08CTO2WW | AUUE | ThinkSystem 2.5" 1TB 7.2K SATA 6Gb Hot Swap 512n HDD | 469
7X08CTO2WW | AUWB | ThinkSystem SR530/SR630/SR570 2.5" SATA/SAS 8-Bay Backplane | 100
7X08CTO2WW | AUWC | ThinkSystem SR530/SR570/SR630 x8/x16 PCIe LP+LP Riser 1 Kit | 39
7X08CTO2WW | AUWN | Lenovo ThinkSystem 1U LP Riser Bracket | 10
7X08CTO2WW | AUWQ | Lenovo ThinkSystem 1U LP+LP BF Riser Bracket | 10
7X08CTO2WW | AUWW | Front VGA Connector Upgrade Kit for 1U 2.5" | 25
7X08CTO2WW | AV06 | ThinkSystem SR530/SR630 2.5" SATA/SAS 8-Bay Backplane Kit | 159
7X08CTO2WW | AV0S | ThinkSystem SR530 2.5" Chassis with 8 Bays | 860
7X08CTO2WW | AV0W | ThinkSystem SR530/SR570 x8 PCIe LP Riser 2 Kit | 39
7X08CTO2WW | AVV7 | ThinkSystem 750W(230/115V) Platinum Hot-Swap Power Supply | 399
7X08CTO2WW | AWEJ | Intel Xeon Bronze 3104 6C 85W 1.7GHz Processor | 439
7X08CTO2WW | AXCB | ThinkSystem Toolless Slide Rail Kit with 1U CMA | 145
7X08CTO2WW | AXFJ | ThinkSystem SR530 MB | 1315
7X08CTO2WW | B0ML | Feature Enable TPM on MB | 0
7X08CTO2WW | B173 | Companion Part for XClarity Controller Standard to Enterprise Upgrade in Factory | 0
7X08CTO2WW | B4HU | Intel Xeon Bronze 3204 6C 85W 1.9GHz Processor | 439
7X08CTO2WW | B4NG | ThinkSystem SR530 Refresh MB | 1315
7X08CTO2WW | B62E | QLogic 16Gb Enhanced Gen5 FC Single-port HBA | 1799
7X08CTO2WW | B62F | ThinkSystem 16GB TruDDR4 2666 MHz (1Rx4 1.2V) RDIMM | 529
7X08CTO2WW | B62G | ThinkSystem RAID 930-8i 2GB Flash PCIe 12Gb Adapter | 399
7X08CTO2WW | B62H | ThinkSystem 2.5" 1TB 7.2K SATA 6Gb Hot Swap 512n HDD | 379
7X08CTO2WW | B62J | ThinkSystem SR530/SR570/SR630 x8/x16 PCIe LP+LP Riser 1 Kit | 49
7X08CTO2WW | B62K | ThinkSystem SR530/SR570 x8 PCIe LP Riser 2 Kit | 39
7X08CTO2WW | B62L | ThinkSystem Toolless Slide Rail Kit with 1U CMA | 99
7X08CTO2WW | B7A3 | Cobalt Custom Image | 0
7X08CTO2WW | B87W | Cobalt 7X06/7X08/7X19 Support ATE | 0
7X08CTOLWW | 747 | UID Asset Tag Label | 20
7X08CTOLWW | 2300 | BladeCenter Chassis Configuration | 250
7X08CTOLWW | 2302 | RAID Configuration | 149
7X08CTOLWW | 2305 | Integration 1U Component | 59
7X08CTOLWW | 2321 | Custom MFG SVCS Fee - Small Increment | 3
7X08CTOLWW | 5053 | SFP+ SR Transceiver | 699
7X08CTOLWW | 5340 | Serial Conversion Option (SCO) | 249
7X08CTOLWW | 5341 | Virtual Media Conversion Option Gen2 (VCO2) | 129
7X08CTOLWW | 5977 | Select Storage devices - no configured RAID required | 0
7X08CTOLWW | 5978 | Select Storage devices - configured RAID | 0
7X08CTOLWW | 6201 | 1.5m, 10A/100-250V, C13 to IEC 320-C14 Rack Power Cable | 19
7X08CTOLWW | 6204 | 2.8m, 10A/100-250V, C13 to IEC 320-C20 Rack Power Cable | 19
7X08CTOLWW | 6263 | 4.3m, 10A/100-250V, C13 to IEC 320-C14 Rack Power Cable | 19
7X08CTOLWW | 6311 | 2.8m, 10A/100-250V, C13 to IEC 320-C14 Rack Power Cable | 9
7X08CTOLWW | 6313 | 2.8m, 10A/120V, C13 to NEMA 5-15P (US) Line Cord | 19
7X08CTOLWW | 6370 | 4.3m, 10A/125V, C13 to NEMA 5-15P (US) Line Cord | 10
7X08CTOLWW | 6373 | 4.3m, 10A/250V, C13 to NEMA 6-15P (US) Line Cord | 15
7X08CTOLWW | 6400 | 2.8m, 13A/100-250V, C13 to C14 Jumper Cord | 9
7X08CTOLWW | 6401 | 2.8m, 13A/120V, C13 to NEMA 5-15P (US) Line Cord | 29
7X08CTOLWW | 6570 | 2.0m, 13A/100-250V, C13 to C14 Jumper Cord | 19
7X08CTOLWW | 6583 | 4.3m, 13A/100-250V, C13 to C14 Rack Power Cable | 19
7X08CTOLWW | 7008 | Primary Array 2 HDDs | 0
7X08CTOLWW | 7009 | Primary Array 3 HDDs | 0
7X08CTOLWW | 7010 | Primary Array 4 HDDs | 0
7X08CTOLWW | 7011 | Primary Array 5 HDDs | 0
7X08CTOLWW | 7012 | Primary Array 6 HDDs | 0
7X08CTOLWW | 7013 | Primary Array 7 HDDs | 0
7X08CTOLWW | 7014 | Primary Array 8 HDDs | 0
7X08CTOLWW | 7015 | Secondary Array 2 HDDs | 0
7X08CTOLWW | 7016 | Secondary Array 3 HDDs | 0
7X08CTOLWW | 7017 | Secondary Array 4 HDDs | 0
7X08CTOLWW | 7057 | Secondary Array 5 HDDs | 0
7X08CTOLWW | 7058 | Secondary Array 6 HDDs | 0
7X08CTOLWW | 7059 | Secondary Array 7 HDDs | 0
7X08CTOLWW | 7060 | Secondary Array 8 HDDs | 0
7X08CTOLWW | 7831 | Customer Solution Center Services | 0
7X08CTOLWW | 8034 | LeSI Solution Component | 0
7X08CTOLWW | 8067 | TAA Compliant Order | 0
7X08CTOLWW | 8072 | General Racking Solution | 0
7X08CTOLWW | 8086 | No Publications Selected | 0
7X08CTOLWW | 8971 | Integrate in manufacturing | 0
7X08CTOLWW | 8972 | Ship Uninstalled (Safety) | 0
7X08CTOLWW | 9013 | Hot Spare | 0
7X08CTOLWW | 9016 | Memory Sparing | 0
7X08CTOLWW | 9017 | Enable Memory Mirroring | 0
7X08CTOLWW | A102 | Advanced Grouping | 0
7X08CTOLWW | A103 | System x Cluster Upgrade | 0
7X08CTOLWW | A1NN | High Performance Analytics Appliance | 0
7X08CTOLWW | A1PH | 1m Passive DAC SFP+ Cable | 69
7X08CTOLWW | A1PJ | 3m Passive DAC SFP+ Cable | 89
7X08CTOLWW | A1PK | 5m Passive DAC SFP+ Cable | 159
7X08CTOLWW | A1RF | 2.8m, 10A/250V, C13 to NEMA 6-15P Line Cord | 15
7X08CTOLWW | A2K6 | Primary Array - RAID 0 | 0
7X08CTOLWW | A2K7 | Primary Array - RAID 1 | 0
7X08CTOLWW | A2K9 | Primary Array - RAID 5 | 0
7X08CTOLWW | A2KA | Primary Array - RAID 6 | 0
7X08CTOLWW | A2KB | Primary Array - RAID 10 | 0
7X08CTOLWW | A2KF | Secondary Array - RAID 0 | 0
7X08CTOLWW | A2KG | Secondary Array - RAID 1 | 0
7X08CTOLWW | A2KJ | Secondary Array - RAID 5 | 0
7X08CTOLWW | A2KK | Secondary Array - RAID 6 | 0
7X08CTOLWW | A2KL | Secondary Array - RAID 10 | 0
7X08CTOLWW | A3RG | 0.5m Passive DAC SFP+ Cable | 79
7X08CTOLWW | A3RH | 7m Passive DAC SFP+ Cable | 179
7X08CTOLWW | A3SW | 1.2m, 16A/100-250V, 2 Short C13s to Short C20 Rack Power Cable | 55
7X08CTOLWW | A3SX | 2.5m, 16A/100-250V, 2 Long C13s to Short C20 Rack Power Cable | 75
7X08CTOLWW | A3SY | 2.8m, 16A/100-250V, 2 Short C13s to Long C20 Rack Power Cable | 79
7X08CTOLWW | A3SZ | 4.1m, 16A/100-250V, 2 Long C13s to Long C20 Rack Power Cable | 85
7X08CTOLWW | A4VP | 1.0m, 10A/100-250V, C13 to IEC 320-C14 Rack Power Cable | 19
7X08CTOLWW | A51N | 1.5m Passive DAC SFP+ Cable | 89
7X08CTOLWW | A51P | 2m Passive DAC SFP+ Cable | 89
7X08CTOLWW | A5DL | SFP 1000Base-T (RJ-45) Transceiver | 89
7X08CTOLWW | A5U1 | SKLM for System x w/SEDs - FoD per Install w/1Yr S&S | 199
7X08CTOLWW | AS6C | SKLM for System x w/SEDs - FoD per Install w/3Yr S&S | 299
7X08CTOLWW | ASR5 | Lenovo 0.5m LC-LC OM3 MMF Cable | 24
7X08CTOLWW | ASR6 | Lenovo 1m LC-LC OM3 MMF Cable | 24
7X08CTOLWW | ASR7 | Lenovo 3m LC-LC OM3 MMF Cable | 24
7X08CTOLWW | ASR8 | Lenovo 5m LC-LC OM3 MMF Cable | 29
7X08CTOLWW | ASR9 | Lenovo 10m LC-LC OM3 MMF Cable | 39
7X08CTOLWW | ASRA | Lenovo 15m LC-LC OM3 MMF Cable | 45
7X08CTOLWW | ASRB | Lenovo 25m LC-LC OM3 MMF Cable | 54
7X08CTOLWW | AT2R | Lenovo 1m Active DAC SFP+ Cables | 129
7X08CTOLWW | AT2S | Lenovo 3m Active DAC SFP+ Cables | 139
7X08CTOLWW | AT2T | Lenovo 5m Active DAC SFP+ Cables | 159
7X08CTOLWW | AT7S | Emulex VFA5.2 2x10 GbE SFP+ PCIe Adapter | 449
7X08CTOLWW | AT7T | Emulex VFA5.2 2x10 GbE SFP+ Adapter and FCoE/iSCSI SW | 1319
7X08CTOLWW | ATPX | Intel X550-T2 Dual Port 10GBase-T Adapter | 599
7X08CTOLWW | ATRH | Intel X710-DA2 ML2 2x10GbE SFP+ Adapter | 499
7X08CTOLWW | ATYX | Lenovo 1m SFP+ to SFP+ Active Optical Cable | 104
7X08CTOLWW | ATYY | Lenovo 3m SFP+ to SFP+ Active Optical Cable | 99
7X08CTOLWW | ATYZ | Lenovo 5m SFP+ to SFP+ Active Optical Cable | 114
7X08CTOLWW | ATZ0 | Lenovo 7m SFP+ to SFP+ Active Optical Cable | 129
7X08CTOLWW | ATZ1 | Lenovo 15m SFP+ to SFP+ Active Optical Cable | 169
7X08CTOLWW | ATZ2 | Lenovo 20m SFP+ to SFP+ Active Optical Cable | 169
7X08CTOLWW | ATZB | QLogic 16Gb Enhanced Gen5 FC Single-port HBA | 979
7X08CTOLWW | ATZC | QLogic 16Gb Enhanced Gen5 FC Dual-port HBA | 1339
7X08CTOLWW | ATZU | Emulex 16Gb Gen6 FC Single-port HBA | 949
7X08CTOLWW | ATZV | Emulex 16Gb Gen6 FC Dual-port HBA | 1309
7X08CTOLWW | AU0B | Intel OPA 100 Series Single-port PCIe 3.0 x16 HFA | 1069
7X08CTOLWW | AU0E | 0.5m Intel OPA 100 Series Passive Copper QSFP28 Cable | 79
7X08CTOLWW | AU0F | 0.75m Intel OPA Passive Copper QSFP28 Cable | 139
7X08CTOLWW | AU0G | 1m Intel OPA 100 Series Passive Copper QSFP28 Cable | 99
7X08CTOLWW | AU0H | 1.25m Intel OPA 100 Series Passive Copper QSFP28 Cable | 159
7X08CTOLWW | AU0J | 1.5m Intel OPA 100 Series Passive Copper QSFP28 Cable | 109
7X08CTOLWW | AU0K | 2m Intel OPA 100 Series Passive Copper QSFP28 Cable | 129
7X08CTOLWW | AU0M | 5m Intel OPA 100 Series Active Optical QSFP28 Cable | 899
7X08CTOLWW | AU0P | 15m Intel OPA 100 Series Active Optical QSFP28 Cable | 949
7X08CTOLWW | AU7Z | Emulex VFA5.2 ML2 2x10 GbE SFP+ Adapter and FCoE/iSCSI SW | 399
7X08CTOLWW | AUK7 | TPM 2.0 and Secure Boot | 0
7X08CTOLWW | AUKG | ThinkSystem 1Gb 2-port RJ45 LOM | 79
7X08CTOLWW | AUKJ | ThinkSystem 10Gb 2-port SFP+ LOM | 169
7X08CTOLWW | AUKL | ThinkSystem 10Gb 2-port Base-T LOM | 259
7X08CTOLWW | AUKN | ThinkSystem Emulex OCe14104B-NX PCIe 10Gb 4-Port SFP+ Ethernet Adapter | 539
7X08CTOLWW | AUKP | ThinkSystem Broadcom 57416 10GBASE-T 2-Port PCIe Ethernet Adapter | 479
7X08CTOLWW | AUKQ | ThinkSystem Broadcom NX-E ML2 10Gb 2-Port Base-T Ethernet Adapter | 529
7X08CTOLWW | AUKS | ThinkSystem Broadcom 57412 25GbE SFP28 1-Port PCIe Ethernet Adapter | 489
7X08CTOLWW | AUKX | ThinkSystem Intel X710-DA2 PCIe 10Gb 2-Port SFP+ Ethernet Adapter | 459
7X08CTOLWW | AULV | ThinkSystem 2.5" 300GB 15K SAS 12Gb Hot Swap 512n HDD | 339
7X08CTOLWW | AULW | ThinkSystem 2.5" 600GB 15K SAS 12Gb Hot Swap 512n HDD | 469
7X08CTOLWW | AULX | ThinkSystem 2.5" 900GB 15K SAS 12Gb Hot Swap 512e HDD | 639
7X08CTOLWW | AULY | ThinkSystem 2.5" 300GB 10K SAS 12Gb Hot Swap 512n HDD | 289
7X08CTOLWW | AULZ | ThinkSystem 2.5" 600GB 10K SAS 12Gb Hot Swap 512n HDD | 319
7X08CTOLWW | AUM0 | ThinkSystem 2.5" 900GB 10K SAS 12Gb Hot Swap 512n HDD | 389
7X08CTOLWW | AUM1 | ThinkSystem 2.5" 1.2TB 10K SAS 12Gb Hot Swap 512n HDD | 389
7X08CTOLWW | AUM2 | ThinkSystem 2.5" 1.8TB 10K SAS 12Gb Hot Swap 512e HDD | 589
7X08CTOLWW | AUM4 | ThinkSystem 2.5" 300GB 10K SAS 12Gb Hot Swap 512n HDD SED | 339
7X08CTOLWW | AUM5 | ThinkSystem 2.5" 600GB 10K SAS 12Gb Hot Swap 512n HDD SED | 635
7X08CTOLWW | AUM6 | ThinkSystem 2.5" 1TB 7.2K SAS 12Gb Hot Swap 512n HDD | 469
7X08CTOLWW | AUM7 | ThinkSystem 2.5" 2TB 7.2K SAS 12Gb Hot Swap 512n HDD | 839
7X08CTOLWW | AUMU | ThinkSystem M.2 Enablement Kit | 39
7X08CTOLWW | AUMV | ThinkSystem M.2 with Mirroring Enablement Kit | 149
7X08CTOLWW | AUNB | ThinkSystem 16GB TruDDR4 2666 MHz (1Rx4 1.2V) RDIMM | 289
7X08CTOLWW | AUNC | ThinkSystem 16GB TruDDR4 2666 MHz (2Rx8 1.2V) RDIMM | 319
7X08CTOLWW | AUND | ThinkSystem 32GB TruDDR4 2666 MHz (2Rx4 1.2V) RDIMM | 609
7X08CTOLWW | AUNE | ThinkSystem 64GB TruDDR4 2666 MHz (4Rx4 1.2V) LRDIMM | 1259
7X08CTOLWW | AUNG | ThinkSystem RAID 530-8i PCIe 12Gb Adapter | 299
7X08CTOLWW | AUNJ | ThinkSystem RAID 930-8i 2GB Flash PCIe 12Gb Adapter | 1009
7X08CTOLWW | AUNK | ThinkSystem RAID 930-16i 4GB Flash PCIe 12Gb Adapter | 1529
7X08CTOLWW | AUNL | ThinkSystem 430-8i SAS/SATA 12Gb HBA | 299
7X08CTOLWW | AUNN | ThinkSystem 430-16e SAS/SATA 12Gb HBA | 609
7X08CTOLWW | AUNP | FBU345 SuperCap | 135
7X08CTOLWW | AUNQ | ThinkSystem RAID 930-8e 4GB Flash PCIe 12Gb Adapter | 1689
7X08CTOLWW | AUNR | ThinkSystem 430-8e SAS/SATA 12Gb HBA | 299
7X08CTOLWW | AUPW | ThinkSystem XClarity Controller Standard to Enterprise Upgrade | 100
7X08CTOLWW | AURR | ThinkSystem M3.5 Screw for Riser 2x2pcs and Planar 5pcs | 0
7X08CTOLWW | AUSL | ThinkSystem COM Port Upgrade Kit | 19
7X08CTOLWW | AUU1 | ThinkSystem 8GB TruDDR4 2666 MHz (1Rx8 1.2V) RDIMM | 189
7X08CTOLWW | AUU2 | ThinkSystem 3.5" 300GB 15K SAS 12Gb Hot Swap 512n HDD | 359
7X08CTOLWW | AUU3 | ThinkSystem 3.5" 600GB 15K SAS 12Gb Hot Swap 512n HDD | 479
7X08CTOLWW | AUU4 | ThinkSystem 3.5" 1TB 7.2K SAS 12Gb Hot Swap 512n HDD | 299
7X08CTOLWW | AUU5 | ThinkSystem 3.5" 2TB 7.2K SAS 12Gb Hot Swap 512n HDD | 339
7X08CTOLWW | AUU6 | ThinkSystem 3.5" 4TB 7.2K SAS 12Gb Hot Swap 512n HDD | 419
7X08CTOLWW | AUU7 | ThinkSystem 3.5" 6TB 7.2K SAS 12Gb Hot Swap 512e HDD | 549
7X08CTOLWW | AUU8 | ThinkSystem 3.5" 4TB 7.2K SATA 6Gb Hot Swap 512n HDD | 389
7X08CTOLWW | AUU9 | ThinkSystem 3.5" 8TB 7.2K SATA 6Gb Hot Swap 512e HDD | 599
7X08CTOLWW | AUUA | ThinkSystem 3.5" 6TB 7.2K SATA 6Gb Hot Swap 512e HDD | 529
7X08CTOLWW | AUUB | ThinkSystem 3.5" 10TB 7.2K SATA 6Gb Hot Swap 512e HDD | 829
7X08CTOLWW | AUUC | ThinkSystem 3.5" 900GB 15K SAS 12Gb Hot Swap 512e HDD | 679
7X08CTOLWW | AUUD | ThinkSystem 3.5" 2TB 7.2K SATA 6Gb Hot Swap 512n HDD | 319
7X08CTOLWW | AUUE | ThinkSystem 2.5" 1TB 7.2K SATA 6Gb Hot Swap 512n HDD | 469
7X08CTOLWW | AUUF | ThinkSystem 3.5" 1TB 7.2K SATA 6Gb Hot Swap 512n HDD | 269
7X08CTOLWW | AUUG | ThinkSystem 3.5" 10TB 7.2K SAS 12Gb Hot Swap 512e HDD | 849
7X08CTOLWW | AUUH | ThinkSystem 3.5" 4TB 7.2K SAS 12Gb Hot Swap 512n HDD FIPS | 829
7X08CTOLWW | AUUJ | ThinkSystem 2.5" 2TB 7.2K SATA 6Gb Hot Swap 512e HDD | 849
7X08CTOLWW | AUUL | ThinkSystem M.2 32GB SATA 6Gbps Non-Hot Swap SSD | 109
7X08CTOLWW | AUUV | ThinkSystem M.2 128GB SATA 6Gbps Non-Hot Swap SSD | 159
7X08CTOLWW | AUW8 | ThinkSystem 3.5" SATA/SAS 4-Bay Backplane | 90
7X08CTOLWW | AUWA | ThinkSystem SR530/SR570/SR630 x16 PCIe LP Riser 2 Kit | 35
7X08CTOLWW | AUWB | ThinkSystem SR530/SR630/SR570 2.5" SATA/SAS 8-Bay Backplane | 100
7X08CTOLWW | AUWC | ThinkSystem SR530/SR570/SR630 x8/x16 PCIe LP+LP Riser 1 Kit | 39
7X08CTOLWW | AUWN | Lenovo ThinkSystem 1U LP Riser Bracket | 10
7X08CTOLWW | AUWQ | Lenovo ThinkSystem 1U LP+LP BF Riser Bracket | 10
7X08CTOLWW | AUWR | ThinkSystem 1U Security Bezel | 49
7X08CTOLWW | AUWS | Lenovo ThinkSystem 1U LP+FH BF Riser Bracket | 15
7X08CTOLWW | AUWW | Front VGA Connector Upgrade Kit for 1U 2.5" | 25
7X08CTOLWW | AUZS | ThinkSystem 1TB 7.2K 6Gbps SATA 3.5" Simple Swap 512n HDD | 229
7X08CTOLWW | AUZT | ThinkSystem 2TB 7.2K 6Gbps SATA 3.5" Simple Swap 512n HDD | 429
7X08CTOLWW | AUZU | ThinkSystem 4TB 7.2K 6Gbps SATA 3.5" Simple Swap 512n HDD | 599
7X08CTOLWW | AUZV | ThinkSystem Broadcom 5719 1GbE RJ45 4-Port PCIe Ethernet Adapter | 159
7X08CTOLWW | AUZW | ThinkSystem I350-T4 PCIe 1Gb 4-Port RJ45 Ethernet Adapter | 379
7X08CTOLWW | AUZX | ThinkSystem Broadcom 5720 1GbE RJ45 2-Port PCIe Ethernet Adapter | 129
7X08CTOLWW | AUZY | ThinkSystem I350-T2 PCIe 1Gb 2-Port RJ45 Ethernet Adapter | 179
7X08CTOLWW | AUZZ | ThinkSystem I350-F1 PCIe 1Gb 1-Port SFP Ethernet Adapter | 379
7X08CTOLWW | AV06 | ThinkSystem SR530/SR630 2.5" SATA/SAS 8-Bay Backplane Kit | 159
7X08CTOLWW | AV0S | ThinkSystem SR530 2.5" Chassis with 8 Bays | 860
7X08CTOLWW | AV0T | ThinkSystem SR530 3.5" Chassis with 4 Bays | 880
7X08CTOLWW | AV0W | ThinkSystem SR530/SR570 x8 PCIe LP Riser 2 Kit | 39
7X08CTOLWW | AV0X | ThinkSystem SR530/SR570 x8/x8ML2 PCIe LP+LP Riser 1 Kit | 69
7X08CTOLWW | AV0Y | ThinkSystem 1U 3.5" SATA 4-Bay Simple Swap Backplane | 45
7X08CTOLWW | AV1B | Lenovo 25GBase-SR SFP28 Transceiver | 449
7X08CTOLWW | AV1F | Lenovo 3m 25G SFP28 Active Optical Cable | 489
7X08CTOLWW | AV1G | Lenovo 5m 25G SFP28 Active Optical Cable | 489
7X08CTOLWW | AV1H | Lenovo 10m 25G SFP28 Active Optical Cable | 499
7X08CTOLWW | AV1J | Lenovo 15m 25G SFP28 Active Optical Cable | 497
7X08CTOLWW | AV1K | Lenovo 20m 25G SFP28 Active Optical Cable | 519
7X08CTOLWW | AV1W | Lenovo 1m Passive 25G SFP28 DAC Cable | 69
7X08CTOLWW | AV1X | Lenovo 3m Passive 25G SFP28 DAC Cable | 79
7X08CTOLWW | AV1Y | Lenovo 5m Passive 25G SFP28 DAC Cable | 159
7X08CTOLWW | AVUT | ThinkSystem XClarity Controller Standard to Advanced Upgrade | 50
7X08CTOLWW | AVUX | On Board SATA AHCI Mode | 0
7X08CTOLWW | AVV0 | On Board SATA Software RAID Mode | 0
7X08CTOLWW | AVV5 | ThinkSystem 750W (230V) Titanium Hot-Swap Power Supply | 549
7X08CTOLWW | AVV6 | ThinkSystem 550W(230V/115V) Platinum Hot-Swap Power Supply | 349
7X08CTOLWW | AVV7 | ThinkSystem 750W(230/115V) Platinum Hot-Swap Power Supply | 399
7X08CTOLWW | AVV8 | ThinkSystem External USB DVD-RW Optical Disk Drive | 79
7X08CTOLWW | AWAU | SAP HANA SW Stack for ThinkSystem | 0
7X08CTOLWW | AWDZ | Intel Xeon Gold 6138 20C 125W 2.0GHz Processor | 4099
7X08CTOLWW | AWE4 | Intel Xeon Gold 6130T 16C 125W 2.1GHz Processor | 3129
7X08CTOLWW | AWE5 | Intel Xeon Gold 6126T 12C 125W 2.6GHz Processor | 2979
7X08CTOLWW | AWE8 | Intel Xeon Gold 5120T 14C 105W 2.2GHz Processor | 2699
7X08CTOLWW | AWEA | Intel Xeon Silver 4116T 12C 85W 2.1GHz Processor | 1979
7X08CTOLWW | AWEE | Intel Xeon Silver 4110 8C 85W 2.1GHz Processor | 909
7X08CTOLWW | AWEH | Intel Xeon Bronze 3106 8C 85W 1.7GHz Processor | 599
7X08CTOLWW | AWEL | Intel Xeon Gold 6126 12C 125W 2.6GHz Processor | 2869
7X08CTOLWW | AWEM | Intel Xeon Gold 6138T 20C 125W 2.0GHz Processor | 4349
7X08CTOLWW | AWEN | Intel Xeon Gold 6130 16C 125W 2.1GHz Processor | 2999
7X08CTOLWW | AWEP | Intel Xeon Gold 5118 12C 105W 2.3GHz Processor | 2019
7X08CTOLWW | AWEQ | Intel Xeon Gold 5119T 14C 85W 2.0GHz Processor | 2549
7X08CTOLWW | AWER | Intel Xeon Silver 4116 12C 85W 2.1GHz Processor | 1649
7X08CTOLWW | AWES | Intel Xeon Silver 4114T 10C 85W 2.2GHz Processor | 1369
7X08CTOLWW | AWET | Intel Xeon Silver 4109T 8C 70W 2.0GHz Processor | 949
7X08CTOLWW | AX8A | 4.3m, 13A/120V, C13 to NEMA 5-15P (US) Line Cord | 19
7X08CTOLWW | AXC6 | ThinkSystem 8TB 7.2K 6Gbps SATA 3.5" Simple Swap 512e HDD | 1199
7X08CTOLWW | AXC7 | ThinkSystem 6TB 7.2K 6Gbps SATA 3.5" Simple Swap 512e HDD | 999
7X08CTOLWW | AXC8 | ThinkSystem 3.5" 10TB 7.2K SATA 6Gb Simple Swap 512e HDD | 1499
7X08CTOLWW | AXCA | ThinkSystem Toolless Slide Rail | 99
7X08CTOLWW | AXCB | ThinkSystem Toolless Slide Rail Kit with 1U CMA | 145
7X08CTOLWW | AXFJ | ThinkSystem SR530 MB | 1315
7X08CTOLWW | AXFM | ThinkSystem Toolless Friction Rail | 69
7X08CTOLWW | AXFN | ThinkSystem Screw-in Slide Rail | 129
7X08CTOLWW | AXFP | ThinkSystem 1U CMA Upgrade Kit for Screw-in Slide Rail | 40
7X08CTOLWW | AXFS | VMware ESXi 6.0 U3 (factory installed) | 0
7X08CTOLWW | AXFT | VMware ESXi 6.5 U1 (factory installed) | 0
7X08CTOLWW | B0ML | Feature Enable TPM on MB | 0
7X08CTOLWW | B0N4 | 2.0m, 10A/100-250V, C13 to IEC 320-C14 Rack Power Cable | 29
7X08CTOLWW | B0N5 | 1.0m, 13A/100-250V, C13 to C14 Jumper Cord | 25
7X08CTOLWW | B0N6 | 1.5m, 13A/100-250V, C13 to C14 Jumper Cord | 29
7X08CTOLWW | B0RJ | 10GBASE-LR SFP+Transceiver | 350
7X08CTOLWW | B0TE | ThinkSystem Screw-in Slide Rail Kit with 1U CMA | 145
7X08CTOLWW | B0YR | ThinkSystem 3.5" 8TB 7.2K SAS 12Gb Hot Swap 512e HDD | 659
7X08CTOLWW | B0YS | ThinkSystem 2.5" 2.4TB 10K SAS 12Gb Hot Swap 512e HDD | 629
7X08CTOLWW | B0Z0 | ThinkSystem 2.5" Intel S4500 960GB Entry SATA 6Gb Hot Swap SSD | 1219
7X08CTOLWW | B0Z5 | ThinkSystem 3.5" Intel S4500 960GB Entry SATA 6Gb Hot Swap SSD | 1199
7X08CTOLWW | B117 | ThinkSystem 3.5" 12TB 7.2K SAS 12Gb Hot Swap 512e HDD | 949
7X08CTOLWW | B118 | ThinkSystem 3.5" 12TB 7.2K SATA 6Gb Hot Swap 512e HDD | 1829
7X08CTOLWW | B136 | ThinkSystem 1U CMA Upgrade Kit for Toolless Slide Rail | 55
7X08CTOLWW | B173 | Companion Part for XClarity Controller Standard to Enterprise Upgrade in Factory | 0
7X08CTOLWW | B1JJ | ThinkSystem 3.5" 300GB 10K SAS 12Gb Hot Swap 512n HDD | 289
7X08CTOLWW | B22J | 5m Intel OPA 100 Series Active Optical QSFP28 Low Power Cable | 809
7X08CTOLWW | B22K | 10m Intel OPA 100 Series Active Optical QSFP28 Low Power Cable | 829
7X08CTOLWW | B22L | 15m Intel OPA 100 Series Active Optical QSFP28 Low Power Cable | 839
7X08CTOLWW | B22M | 20m Intel OPA 100 Series Active Optical QSFP28 Low Power Cable | 849
7X08CTOLWW | B2X4 | ThinkSystem 2.5" 5200 1.92TB Entry SATA 6Gb Hot Swap SSD | 899
7X08CTOLWW | B2X6 | ThinkSystem 2.5" 5200 7.68TB Entry SATA 6Gb Hot Swap SSD | 4999
7X08CTOLWW | B2X9 | ThinkSystem 3.5" 5200 1.92TB Entry SATA 6Gb Hot Swap SSD | 909
7X08CTOLWW | B2XB | ThinkSystem 3.5" 5200 7.68TB Entry SATA 6Gb Hot Swap SSD | 4999
7X08CTOLWW | B30W | Custom MFG SVCS Fee - Medium Increment | 30
7X08CTOLWW | B30X | Custom MFG SVCS Fee - Large Increment | 300
7X08CTOLWW | B31E | ThinkSystem RAID 930-16i 8GB Flash PCIe 12Gb Adapter | 2389
7X08CTOLWW | B31G | ThinkSystem QLogic QL41134 PCIe 10Gb 4-Port Base-T Ethernet Adapter | 799
7X08CTOLWW | B34H | ThinkSystem 2.5" PM883 240GB Entry SATA 6Gb Hot Swap SSD | 219
7X08CTOLWW | B34J | ThinkSystem 2.5" PM883 480GB Entry SATA 6Gb Hot Swap SSD | 279
7X08CTOLWW | B34K | ThinkSystem 2.5" PM883 960GB Entry SATA 6Gb Hot Swap SSD | 449
7X08CTOLWW | B34L | ThinkSystem 2.5" PM883 1.92TB Entry SATA 6Gb Hot Swap SSD | 889
7X08CTOLWW | B34M | ThinkSystem 2.5" PM883 3.84TB Entry SATA 6Gb Hot Swap SSD | 1739
7X08CTOLWW | B3VW | VMware ESXi 6.5 U2 (Factory Installed) | 0
7X08CTOLWW | B3VX | VMware ESXi 6.7 (Factory Installed) | 0
7X08CTOLWW | B488 | ThinkSystem 2.5" 5200 240GB Mainstream SATA 6Gb Hot Swap SSD | 469
7X08CTOLWW | B48B | ThinkSystem 2.5" 5200 1.92TB Mainstream SATA 6Gb Hot Swap SSD | 2129
7X08CTOLWW | B48C | ThinkSystem 2.5" 5200 3.84TB Mainstream SATA 6Gb Hot Swap SSD | 4869
7X08CTOLWW | B48D | ThinkSystem 3.5" 5200 240GB Mainstream SATA 6Gb Hot Swap SSD | 469
7X08CTOLWW | B48G | ThinkSystem 3.5" 5200 1.92TB Mainstream SATA 6Gb Hot Swap SSD | 2139
7X08CTOLWW | B48H | ThinkSystem 3.5" 5200 3.84TB Mainstream SATA 6Gb Hot Swap SSD | 4859
7X08CTOLWW | B496 | ThinkSystem 3.5" 14TB 7.2K SAS 12Gb Hot Swap 512e HDD | 1199
7X08CTOLWW | B497 | ThinkSystem 3.5" 14TB 7.2K SATA 6Gb Hot Swap 512e HDD | 1149
7X08CTOLWW | B498 | ThinkSystem 2.5" Intel S4510 240GB Entry SATA 6Gb Hot Swap SSD | 149
7X08CTOLWW | B499 | ThinkSystem 2.5" Intel S4510 480GB Entry SATA 6Gb Hot Swap SSD | 309
7X08CTOLWW | B49A | ThinkSystem 2.5" Intel S4510 960GB Entry SATA 6Gb Hot Swap SSD | 529
7X08CTOLWW | B49B | ThinkSystem 2.5" Intel S4510 1.92TB Entry SATA 6Gb Hot Swap SSD | 1049
7X08CTOLWW | B49C | ThinkSystem 2.5" Intel S4510 3.84TB Entry SATA 6Gb Hot Swap SSD | 1979
7X08CTOLWW | B49D | ThinkSystem 3.5" Intel S4510 240GB Entry SATA 6Gb Hot Swap SSD | 149
7X08CTOLWW | B49E | ThinkSystem 3.5" Intel S4510 480GB Entry SATA 6Gb Hot Swap SSD | 209
7X08CTOLWW | B49F | ThinkSystem 3.5" Intel S4510 960GB Entry SATA 6Gb Hot Swap SSD | 539
7X08CTOLWW | B49G | ThinkSystem 3.5" Intel S4510 1.92TB Entry SATA 6Gb Hot Swap SSD | 1059
7X08CTOLWW | B49H | ThinkSystem 3.5" Intel S4510 3.84TB Entry SATA 6Gb Hot Swap SSD | 1989
7X08CTOLWW | B49L | ThinkSystem 2.5" Intel S4610 240GB Mainstream SATA 6Gb Hot Swap SSD | 399
7X08CTOLWW | B49M | ThinkSystem 2.5" Intel S4610 480GB Mainstream SATA 6Gb Hot Swap SSD | 479
7X08CTOLWW | B49N | ThinkSystem 2.5" Intel S4610 960GB Mainstream SATA 6Gb Hot Swap SSD | 699
7X08CTOLWW | B49P | ThinkSystem 2.5" Intel S4610 1.92TB Mainstream SATA 6Gb Hot Swap SSD | 1289
7X08CTOLWW | B49Q | ThinkSystem 2.5" Intel S4610 3.84TB Mainstream SATA 6Gb Hot Swap SSD | 2499
7X08CTOLWW | B49R | ThinkSystem 3.5" Intel S4610 240GB Mainstream SATA 6Gb Hot Swap SSD | 409
7X08CTOLWW | B49S | ThinkSystem 3.5" Intel S4610 480GB Mainstream SATA 6Gb Hot Swap SSD | 309
7X08CTOLWW | B49T | ThinkSystem 3.5" Intel S4610 960GB Mainstream SATA 6Gb Hot Swap SSD | 1029
7X08CTOLWW | B49U | ThinkSystem 3.5" Intel S4610 1.92TB Mainstream SATA 6Gb Hot Swap SSD | 1799
7X08CTOLWW | B49V | ThinkSystem 3.5" Intel S4610 3.84TB Mainstream SATA 6Gb Hot Swap SSD | 3579
7X08CTOLWW | B4A2 | ThinkSystem 2.5" PM1645 3.2TB Mainstream SAS 12Gb Hot Swap SSD | 2579
7X08CTOLWW | B4A7 | ThinkSystem 2.5" PM1643 3.84TB Capacity SAS 12Gb Hot Swap SSD | 2579
7X08CTOLWW | B4A8 | ThinkSystem 3.5" PM1643 3.84TB Capacity SAS 12Gb Hot Swap SSD | 1869
7X08CTOLWW | B4D2 | ThinkSystem 2.5" PM883 7.68TB Entry SATA 6Gb Hot Swap SSD | 3379
7X08CTOLWW | B4H1 | ThinkSystem 8GB TruDDR4 2933MHz (1Rx8 1.2V) RDIMM | 219
7X08CTOLWW | B4H2 | ThinkSystem 16GB TruDDR4 2933MHz (2Rx8 1.2V) RDIMM | 319
7X08CTOLWW | B4H3 | ThinkSystem 32GB TruDDR4 2933MHz (2Rx4 1.2V) RDIMM | 619
7X08CTOLWW | B4H4 | ThinkSystem 64GB TruDDR4 2933MHz (2Rx4 1.2V) RDIMM | 1279
7X08CTOLWW | B4HJ | Intel Xeon Gold 6230 20C 125W 2.1GHz Processor | 3099
7X08CTOLWW | B4HK | Intel Xeon Gold 5220 18C 125W 2.2GHz Processor | 2599
7X08CTOLWW | B4HL | Intel Xeon Gold 5218 16C 125W 2.3GHz Processor | 2019
7X08CTOLWW | B4HM | Intel Xeon Gold 5217 8C 115W 3.0GHz Processor | 2659
7X08CTOLWW | B4HN | Intel Xeon Gold 5215 10C 85W 2.5GHz Processor | 2019
7X08CTOLWW | B4HP | Intel Xeon Silver 4216 16C 100W 2.1GHz Processor | 1649
7X08CTOLWW | B4HQ | Intel Xeon Silver 4215 8C 85W 2.5GHz Processor | 1399
7X08CTOLWW | B4HR | Intel Xeon Silver 4214 12C 85W 2.2GHz Processor | 1169
7X08CTOLWW | B4HS | Intel Xeon Silver 4210 10C 85W 2.2GHz Processor | 859
7X08CTOLWW | B4HT | Intel Xeon Silver 4208 8C 85W 2.1GHz Processor | 799
7X08CTOLWW | B4HU | Intel Xeon Bronze 3204 6C 85W 1.9GHz Processor | 439
7X08CTOLWW | B4LY | ThinkSystem 16GB TruDDR4 2933 MHz (1Rx4 1.2V) RDIMM | 289
7X08CTOLWW | B4NG | ThinkSystem SR530 Refresh MB | 1315
7X08CTOLWW | B4NW | Intel Xeon Silver 4214Y 12/10/8C 85W 2.2GHz Processor | 1519
7X08CTOLWW | B4P2 | Intel Xeon Gold 6238T 22C 125W 1.9GHz Processor | 4349
7X08CTOLWW | B4P3 | Intel Xeon Gold 5218T 16C 105W 2.1GHz Processor | 2399
7X08CTOLWW | B4P4 | Intel Xeon Silver 4209T 8C 70W 2.2GHz Processor | 929
7X08CTOLWW | B4P9 | Intel Xeon Gold 5215L 10C 85W 2.5GHz Processor | 17019
7X08CTOLWW | B4RQ | ThinkSystem RAID 730-8i 2GB Flash PCIe 12Gb Adapter | 879
7X08CTOLWW | B4X6 | SuperCap for Raid 730-8i 2GB | 149
7X08CTOLWW | B4XA | VMware ESXi 6.7 U1 (Factory Installed) | 0
7X08CTOLWW | B5RY | Intel Xeon Gold 6230N 20C 125W 2.3GHz Processor | 3239
7X08CTOLWW | B5RZ | Intel Xeon Platinum 8253 16C 125W 2.2GHz Processor | 5299
7X08CTOLWW | B5S1 | Intel Xeon Gold 5222 4C 105W 3.8GHz Processor | 1999
7X08CTOLWW | B5S2 | Intel Xeon Platinum 8256 4C 105W 3.8GHz Processor | 12099
7X08CTOLWW | B5T0 | ThinkSystem Broadcom 57414 10/25GbE SFP28 2-port PCIe Ethernet Adapter | 389
7X08CTOLWW | B6BS | Intel Xeon Gold 5218B 16C 125W 2.3GHz Processor | 2019
7X08CTOLWW | B6CL | Intel Xeon Gold 6226 12C 125W 2.7GHz Processor | 3299
7X08CTOLWW | B6CP | Intel Xeon Gold 6230T 20C 125W 2.1GHz Processor | 3599
7X08CTOLWW | B6CQ | Intel Xeon Gold 5220T 18C 105W 1.9GHz Processor | 3199
7X08CTOLWW | B6CV | Intel Xeon Gold 6222V 20C 115W 1.8GHz Processor | 2999
7X08CTOLWW | B6CW | Intel Xeon Gold 5220S 18C 125W 2.7GHz Processor | 3699
7X08CTOLWW | B6CX | Intel Xeon Gold 6209U 20C 125W 2.1GHz Processor | 2309
7X08CTOLWW | B6JY | ThinkSystem 3.5" PM883 1.92TB Entry SATA 6Gb Hot Swap SSD | 1159
7X08CTOLWW | B6JZ | ThinkSystem 3.5" PM883 3.84TB Entry SATA 6Gb Hot Swap SSD | 2219
7X08CTOLWW | B6TM | ThinkSystem 3.5" PM883 240GB Entry SATA 6Gb Hot Swap SSD | 239
7X08CTOLWW | B6TN | ThinkSystem 3.5" PM883 480GB Entry SATA 6Gb Hot Swap SSD | 359
7X08CTOLWW | B6TP | ThinkSystem 3.5" PM883 960GB Entry SATA 6Gb Hot Swap SSD | 599
7X08CTOLWW | B6U0 | VMware ESXi 6.5 U3 (factory installed) | 0
7X08CTOLWW | B6U1 | VMware ESXi 6.7 U2 (factory installed) | 0
7X08CTOLWW | B7EW | ThinkSystem 2.5" 5210 1.92TB Entry SATA 6Gb Hot Swap QLC SSD | 759
7X08CTOLWW | B7EX | ThinkSystem 2.5" 5210 3.84TB Entry SATA 6Gb Hot Swap QLC SSD | 1489
7X08CTOLWW | B7EY | ThinkSystem 2.5" 5210 7.68TB Entry SATA 6Gb Hot Swap QLC SSD | 2779
7X08CTOLWW | B7EZ | ThinkSystem 3.5" 16TB 7.2K SAS 12Gb Hot Swap 512e HDD | 1309
7X08CTOLWW | B7F0 | ThinkSystem 3.5" 16TB 7.2K SATA 6Gb Hot Swap 512e HDD | 1289
7X08CTOLWW | B7N3 | Intel Xeon Bronze 3206R 8C 85W 1.9GHz Processor | 559
7X08CTOLWW | B7N5 | Intel Xeon Silver 4210R 10C 100W 2.4GHz Processor | 899
7X08CTOLWW | B7N6 | Intel Xeon Silver 4214R 12C 100W 2.4GHz Processor | 1259
7X08CTOLWW | B88T | VMware ESXi 6.7 U3 (factory installed) | 0
7X08CTOLWW | B8HP | ThinkSystem 2.5" 5300 960GB Entry SATA 6Gb Hot Swap SSD | 489
7X08CTOLWW | B8HQ | ThinkSystem 3.5" 5300 3.84TB Entry SATA 6Gb Hot Swap SSD | 2179
7X08CTOLWW | B8HR | ThinkSystem 3.5" 5300 1.92TB Mainstream SATA 6Gb Hot Swap SSD | 1829
7X08CTOLWW | B8HS | ThinkSystem M.2 5300 240GB SATA 6Gbps Non-Hot Swap SSD | 359
7X08CTOLWW | B8HT | ThinkSystem 3.5" PM1645a 800GB Mainstream SAS 12Gb Hot Swap SSD | 829
7X08CTOLWW | B8HU | ThinkSystem 2.5" PM1645a 800GB Mainstream SAS 12Gb Hot Swap SSD | 819
7X08CTOLWW | B8HV | ThinkSystem 2.5" 5300 240GB Entry SATA 6Gb Hot Swap SSD | 359
7X08CTOLWW | B8HX | ThinkSystem 3.5" 5300 3.84TB Mainstream SATA 6Gb Hot Swap SSD | 3119
7X08CTOLWW | B8HY | ThinkSystem 2.5" 5300 480GB Mainstream SATA 6Gb Hot Swap SSD | 429
7X08CTOLWW | B8HZ | ThinkSystem 3.5" 5300 1.92TB Entry SATA 6Gb Hot Swap SSD | 1139
7X08CTOLWW | B8J0 | ThinkSystem 3.5" 5300 960GB Mainstream SATA 6Gb Hot Swap SSD | 929
7X08CTOLWW | B8J1 | ThinkSystem 2.5" 5300 240GB Mainstream SATA 6Gb Hot Swap SSD | 409
7X08CTOLWW | B8J2 | ThinkSystem 2.5" 5300 7.68TB Entry SATA 6Gb Hot Swap SSD | 3649
7X08CTOLWW | B8J3 | ThinkSystem 3.5" 5300 7.68TB Entry SATA 6Gb Hot Swap SSD | 4119
7X08CTOLWW | B8J4 | ThinkSystem 2.5" PM1645a 1.6TB Mainstream SAS 12Gb Hot Swap SSD | 1379
7X08CTOLWW | B8J5 | ThinkSystem 2.5" 5300 1.92TB Entry SATA 6Gb Hot Swap SSD | 939
7X08CTOLWW | B8J6 | ThinkSystem 2.5" 5300 960GB Mainstream SATA 6Gb Hot Swap SSD | 729
7X08CTOLWW | B8J7 | ThinkSystem 2.5" 5300 3.84TB Mainstream SATA 6Gb Hot Swap SSD | 2179
7X08CTOLWW | B8J9 | ThinkSystem 3.5" 5300 480GB Entry SATA 6Gb Hot Swap SSD | 379
7X08CTOLWW | B8JA | ThinkSystem 2.5" PM1645a 6.4TB Mainstream SAS 12Gb Hot Swap SSD | 6049
7X08CTOLWW | B8JB | ThinkSystem 3.5" 5300 240GB Entry SATA 6Gb Hot Swap SSD | 369
7X08CTOLWW | B8JC | ThinkSystem 3.5" 5300 960GB Entry SATA 6Gb Hot Swap SSD | 629
7X08CTOLWW | B8JD | ThinkSystem 2.5" PM1645a 3.2TB Mainstream SAS 12Gb Hot Swap SSD | 2579
7X08CTOLWW | B8JE | ThinkSystem 2.5" 5300 1.92TB Mainstream SATA 6Gb Hot Swap SSD | 1279
7X08CTOLWW | B8JF | ThinkSystem 3.5" 5300 480GB Mainstream SATA 6Gb Hot Swap SSD | 529
7X08CTOLWW | B8JG | ThinkSystem 3.5" PM1645a 6.4TB Mainstream SAS 12Gb Hot Swap SSD | 6059
7X08CTOLWW | B8JK | ThinkSystem 3.5" PM1645a 3.2TB Mainstream SAS 12Gb Hot Swap SSD | 2589
7X08CTOLWW | B8JL | ThinkSystem 3.5" 5300 240GB Mainstream SATA 6Gb Hot Swap SSD | 419
7X08CTOLWW | B8JM | ThinkSystem 2.5" 5300 480GB Entry SATA 6Gb Hot Swap SSD | 309
7X08CTOLWW | B8JN | ThinkSystem 3.5" PM1645a 1.6TB Mainstream SAS 12Gb Hot Swap SSD | 1389
7X08CTOLWW | B8JP | ThinkSystem 2.5" 5300 3.84TB Entry SATA 6Gb Hot Swap SSD | 1789
7X08CTOLWW | B919 | ThinkSystem M.2 5300 480GB SATA 6Gbps Non-Hot Swap SSD | 369
7X08CTOLWW | B91A | ThinkSystem 2.5" PM1643a 960GB Entry SAS 12Gb Hot Swap SSD | 819
7X08CTOLWW | B91B | ThinkSystem 2.5" PM1643a 1.92TB Entry SAS 12Gb Hot Swap SSD | 1379
7X08CTOLWW | B91C | ThinkSystem 2.5" PM1643a 3.84TB Entry SAS 12Gb Hot Swap SSD | 2579
7X08CTOLWW | B91D | ThinkSystem 2.5" PM1643a 7.68TB Entry SAS 12Gb Hot Swap SSD | 5019
7X08CTOLWW | B91E | ThinkSystem 3.5" PM1643a 3.84TB Entry SAS 12Gb Hot Swap SSD | 1729
7X08CTOLWW | B9AC | ThinkSystem 2.5" 5210 960GB Entry SATA 6Gb Hot Swap QLC SSD | 419
7X08CTOLWW | BAZS | Intel Xeon Gold 5218R 20C 125W 2.1GHz Processor | 2259
7X08CTOLWW | BB0P | Intel Transparent Supply Chain. Lenovo has paired our industry leading supply chain with Intel's innovative Transparent Supply Chain program to add a layer of protection to your data center and bring peace of mind that the server hardware you bring into ... | 0
7X08CTOLWW | BBZG | VMware ESXi 7.0 (Factory Installed) | 2
7X08CTOLWW | BC4R | ThinkSystem 2.5" PM1643a 15.36TB Entry SAS 12Gb Hot Swap SSD | 10029
7X08CTOLWW | BCFH | ThinkSystem 3.5" 18TB 7.2K SATA 6Gb Hot Swap 512e HDD | 1589
7X08CTOLWW | BCFP | ThinkSystem 3.5" 18TB 7.2K SAS 12Gb Hot Swap 512e HDD | 1609
7X08CTOLWW | BCTC | ThinkSystem 2.5" Multi Vendor 240GB Entry SATA 6Gb Hot Swap SSD | 219
7X08CTOLWW | BCTD | ThinkSystem 2.5" Multi Vendor 480GB Entry SATA 6Gb Hot Swap SSD | 219
7X08CTOLWW | BCTE | ThinkSystem 2.5" Multi Vendor 960GB Entry SATA 6Gb Hot Swap SSD | 659
7X08CTOLWW | BCTF | ThinkSystem 2.5" Multi Vendor 1.92TB Entry SATA 6Gb Hot Swap SSD | 1289
7X08CTOLWW | BCTG | ThinkSystem 2.5" Multi Vendor 3.84TB Entry SATA 6Gb Hot Swap SSD | 1259
7X08CTOLWW | BCTH | ThinkSystem 3.5" Multi Vendor 240GB Entry SATA 6Gb Hot Swap SSD | 229
7X08CTOLWW | BCTJ | ThinkSystem 3.5" Multi Vendor 480GB Entry SATA 6Gb Hot Swap SSD | 219
7X08CTOLWW | BCTK | ThinkSystem 3.5" Multi Vendor 960GB Entry SATA 6Gb Hot Swap SSD | 669
7X08CTOLWW | BCTL | ThinkSystem 3.5" Multi Vendor 1.92TB Entry SATA 6Gb Hot Swap SSD | 1289
7X08CTOLWW | BCTM | ThinkSystem 3.5" Multi Vendor 3.84TB Entry SATA 6Gb Hot Swap SSD | 1269
7X08CTOLWW | BE5E | VMware ESXi 7.0 U1 (Factory Installed) | 0
7X08CTOLWW | BEVK | ThinkSystem 3.5" PM1643a 7.68TB Entry SAS 12Gb Hot Swap SSD | 5589
7X08CTOLWW | BFYB | Operating mode selection for: "Maximum Performance Mode" | 0
7X08CTOLWW | BFYC | Operating mode selection for: "Minimal Power Mode" | 0
7X08CTOLWW | BFYD | Operating mode selection for: "Efficiency Favoring Power Savings Mode" | 0
7X08CTOLWW | BFYE | Operating mode selection for: "Efficiency - Favoring Performance Mode" | 0
7X08CTOLWW | BHSR | VMware ESXi 7.0 U2 (Factory Installed) | 0
7X09CTO1WW | 747 | UID Asset Tag Label | 20
7X09CTO1WW | 2300 | BladeCenter Chassis Configuration | 250
7X09CTO1WW | 2302 | RAID Configuration | 149
7X09CTO1WW | 2306 | Integration >1U Component | 125
7X09CTO1WW | 2321 | Custom MFG SVCS Fee - Small Increment | 3
7X09CTO1WW | 2400 | Primary Array 12 HDDs | 0
7X09CTO1WW | 2401 | Primary Array 13 HDDs | 0
7X09CTO1WW | 2402 | Primary Array 14 HDDs | 0
7X09CTO1WW | 2403 | Primary Array 15 HDDs | 0
7X09CTO1WW | 2404 | Primary Array 16 HDDs | 0
7X09CTO1WW | 2405 | Secondary Array 9 HDDs | 0
7X09CTO1WW | 2406 | Secondary Array 10 HDDs | 0
7X09CTO1WW | 2407 | Secondary Array 11 HDDs | 0
7X09CTO1WW | 2408 | Secondary Array 12 HDDs | 0
7X09CTO1WW | 2409 | Secondary Array 13 HDDs | 0
7X09CTO1WW | 2410 | Secondary Array 14 HDDs | 0
7X09CTO1WW | 3271 | No RAID - Secondary Array set up by customer | 0
7X09CTO1WW | 5053 | SFP+ SR Transceiver | 699
7X09CTO1WW | 5340 | Serial Conversion Option (SCO) | 249
7X09CTO1WW | 5341 | Virtual Media Conversion Option Gen2 (VCO2) | 129
7X09CTO1WW | 5977 | Select Storage devices - no configured RAID required | 0
7X09CTO1WW | 5978 | Select Storage devices - configured RAID | 0
7X09CTO1WW | 6139 | SF Instruction | 0
7X09CTO1WW | 6201 | 1.5m, 10A/100-250V, C13 to IEC 320-C14 Rack Power Cable | 19
7X09CTO1WW | 6204 | 2.8m, 10A/100-250V, C13 to IEC 320-C20 Rack Power Cable | 19
7X09CTO1WW | 6263 | 4.3m, 10A/100-250V, C13 to IEC 320-C14 Rack Power Cable | 19
7X09CTO1WW | 6311 | 2.8m, 10A/100-250V, C13 to IEC 320-C14 Rack Power Cable | 9
7X09CTO1WW | 6313 | 2.8m, 10A/120V, C13 to NEMA 5-15P (US) Line Cord | 19
7X09CTO1WW | 6370 | 4.3m, 10A/125V, C13 to NEMA 5-15P (US) Line Cord | 10
7X09CTO1WW | 6373 | 4.3m, 10A/250V, C13 to NEMA 6-15P (US) Line Cord | 15
7X09CTO1WW | 6400 | 2.8m, 13A/100-250V, C13 to C14 Jumper Cord | 9
7X09CTO1WW | 6401 | 2.8m, 13A/120V, C13 to NEMA 5-15P (US) Line Cord | 29
7X09CTO1WW | 6570 | 2.0m, 13A/100-250V, C13 to C14 Jumper Cord | 19
7X09CTO1WW | 6583 | 4.3m, 13A/100-250V, C13 to C14 Rack Power Cable | 19
7X09CTO1WW | 7008 | Primary Array 2 HDDs | 0
7X09CTO1WW | 7009 | Primary Array 3 HDDs | 0
7X09CTO1WW | 7010 | Primary Array 4 HDDs | 0
7X09CTO1WW | 7011 | Primary Array 5 HDDs | 0
7X09CTO1WW | 7012 | Primary Array 6 HDDs | 0
7X09CTO1WW | 7013 | Primary Array 7 HDDs | 0
7X09CTO1WW | 7014 | Primary Array 8 HDDs | 0
7X09CTO1WW | 7015 | Secondary Array 2 HDDs | 0
7X09CTO1WW | 7016 | Secondary Array 3 HDDs | 0
7X09CTO1WW | 7017 | Secondary Array 4 HDDs | 0
7X09CTO1WW | 7057 | Secondary Array 5 HDDs | 0
7X09CTO1WW | 7058 | Secondary Array 6 HDDs | 0
7X09CTO1WW | 7059 | Secondary Array 7 HDDs | 0
7X09CTO1WW | 7060 | Secondary Array 8 HDDs | 0
7X09CTO1WW | 7664 | Primary Array 9 HDDs | 0
7X09CTO1WW | 7831 | Customer Solution Center Services | 0
7X09CTO1WW | 8034 | LeSI Solution Component | 0
7X09CTO1WW | 8067 | TAA Compliant Order | 0
7X09CTO1WW | 8072 | General Racking Solution | 0
7X09CTO1WW | 8086 | No Publications Selected | 0
7X09CTO1WW | 8971 | Integrate in manufacturing | 0
7X09CTO1WW | 8972 | Ship Uninstalled (Safety) | 0
7X09CTO1WW | 9013 | Hot Spare | 0
7X09CTO1WW | 9016 | Memory Sparing | 0
7X09CTO1WW | 9017 | Enable Memory Mirroring | 0
7X09CTO1WW | 9714 | Primary Array 10 HDDs | 0
7X09CTO1WW | 9715 | Primary Array 11 HDDs | 0
7X09CTO1WW | A0SB | Primary Array 17 HDDs | 0
7X09CTO1WW | A0SC | Primary Array 18 HDDs | 0
7X09CTO1WW | A0SD | Primary Array 19 HDDs | 0
7X09CTO1WW | A0SE | Primary Array 20 HDDs | 0
7X09CTO1WW | A0SF | Primary Array 21 HDDs | 0
7X09CTO1WW | A0SG | Primary Array 22 HDDs | 0
7X09CTO1WW | A0SH | Primary Array 23 HDDs | 0
7X09CTO1WW | A0SJ | Primary Array 24 HDDs | 0
7X09CTO1WW | A0SK | Primary Array 25 HDDs | 0
7X09CTO1WW | A0SL | Primary Array 26 HDDs | 0
7X09CTO1WW | A0SM | Primary Array 27 HDDs | 0
7X09CTO1WW | A0SN | Primary Array 28 HDDs | 0
7X09CTO1WW | A0SP | Primary Array 29 HDDs | 0
7X09CTO1WW | A0SQ | Primary Array 30 HDDs | 0
7X09CTO1WW | A0SR | Primary Array 31 HDDs | 0
7X09CTO1WW | A0SS | Primary Array 32 HDDs | 0
7X09CTO1WW | A0ST | Secondary Array 15 HDDs | 0
7X09CTO1WW | A0SU | Secondary Array 16 HDDs | 0
7X09CTO1WW | A0SV | Secondary Array 17 HDDs | 0
7X09CTO1WW | A0SW | Secondary Array 18 HDDs | 0
7X09CTO1WW | A0SX | Secondary Array 19 HDDs | 0
7X09CTO1WW | A0SY | Secondary Array 20 HDDs | 0
7X09CTO1WW | A0SZ | Secondary Array 21 HDDs | 0
7X09CTO1WW | A0T0 | Secondary Array 22 HDDs | 0
7X09CTO1WW | A0T1 | Secondary Array 23 HDDs | 0
7X09CTO1WW | A0T2 | Secondary Array 24 HDDs | 0
7X09CTO1WW | A0T3 | Secondary Array 25 HDDs | 0
7X09CTO1WW | A0T4 | Secondary Array 26 HDDs | 0
7X09CTO1WW | A0T5 | Secondary Array 27 HDDs | 0
7X09CTO1WW | A0T6 | Secondary Array 28 HDDs | 0
7X09CTO1WW | A0T7 | Secondary Array 29 HDDs | 0
7X09CTO1WW | A0T8 | Secondary Array 30 HDDs | 0
7X09CTO1WW | A102 | Advanced Grouping | 0
7X09CTO1WW | A103 | System x Cluster Upgrade | 0
7X09CTO1WW | A1NN | High Performance Analytics Appliance | 0
7X09CTO1WW | A1PH | 1m Passive DAC SFP+ Cable | 69
7X09CTO1WW | A1PJ | 3m Passive DAC SFP+ Cable | 89
7X09CTO1WW | A1PK | 5m Passive DAC SFP+ Cable | 159
7X09CTO1WW | A1RF | 2.8m, 10A/250V, C13 to NEMA 6-15P Line Cord | 15
7X09CTO1WW | A2K6 | Primary Array - RAID 0 | 0
7X09CTO1WW | A2K7 | Primary Array - RAID 1 | 0
7X09CTO1WW | A2K9 | Primary Array - RAID 5 | 0
7X09CTO1WW | A2KA | Primary Array - RAID 6 | 0
7X09CTO1WW | A2KB | Primary Array - RAID 10 | 0
7X09CTO1WW | A2KF | Secondary Array - RAID 0 | 0
7X09CTO1WW | A2KG | Secondary Array - RAID 1 | 0
7X09CTO1WW | A2KJ | Secondary Array - RAID 5 | 0
7X09CTO1WW | A2KK | Secondary Array - RAID 6 | 0
7X09CTO1WW | A2KL | Secondary Array - RAID 10 | 0
7X09CTO1WW | A3RG | 0.5m Passive DAC SFP+ Cable | 79
7X09CTO1WW | A3RH | 7m Passive DAC SFP+ Cable | 179
7X09CTO1WW | A3SW | 1.2m, 16A/100-250V, 2 Short C13s to Short C20 Rack Power Cable | 55
7X09CTO1WW | A3SX | 2.5m, 16A/100-250V, 2 Long C13s to Short C20 Rack Power Cable | 75
7X09CTO1WW | A3SY | 2.8m, 16A/100-250V, 2 Short C13s to Long C20 Rack Power Cable | 79
7X09CTO1WW | A3SZ | 4.1m, 16A/100-250V, 2 Long C13s to Long C20 Rack Power Cable | 85
7X09CTO1WW | A4VP | 1.0m, 10A/100-250V, C13 to IEC 320-C14 Rack Power Cable | 19
7X09CTO1WW | A51N | 1.5m Passive DAC SFP+ Cable | 89
7X09CTO1WW | A51P | 2m Passive DAC SFP+ Cable | 89
7X09CTO1WW | A5DL | SFP 1000Base-T (RJ-45) Transceiver | 89
7X09CTO1WW | A5U1 | SKLM for System x w/SEDs - FoD per Install w/1Yr S&S | 199
7X09CTO1WW | AS6C | SKLM for System x w/SEDs - FoD per Install w/3Yr S&S | 299
7X09CTO1WW | ASR5 | Lenovo 0.5m LC-LC OM3 MMF Cable | 24
7X09CTO1WW | ASR6 | Lenovo 1m LC-LC OM3 MMF Cable | 24
7X09CTO1WW | ASR7 | Lenovo 3m LC-LC OM3 MMF Cable | 24
7X09CTO1WW | ASR8 | Lenovo 5m LC-LC OM3 MMF Cable | 29
7X09CTO1WW | ASR9 | Lenovo 10m LC-LC OM3 MMF Cable | 39
7X09CTO1WW | ASRA | Lenovo 15m LC-LC OM3 MMF Cable | 45
7X09CTO1WW | ASRB | Lenovo 25m LC-LC OM3 MMF Cable | 54
7X09CTO1WW | AT2R | Lenovo 1m Active DAC SFP+ Cables | 129
7X09CTO1WW | AT2S | Lenovo 3m Active DAC SFP+ Cables | 139
7X09CTO1WW | AT2T | Lenovo 5m Active DAC SFP+ Cables | 159
7X09CTO1WW | AT7S | Emulex VFA5.2 2x10 GbE SFP+ PCIe Adapter | 449
7X09CTO1WW | AT7T | Emulex VFA5.2 2x10 GbE SFP+ Adapter and FCoE/iSCSI SW | 1319
7X09CTO1WW | ATPX | Intel X550-T2 Dual Port 10GBase-T Adapter | 599
7X09CTO1WW | ATRY | Intel X550-T1 Single Port 10GBase-T Adapter | 559
7X09CTO1WW | ATYX | Lenovo 1m SFP+ to SFP+ Active Optical Cable | 104
7X09CTO1WW | ATYY | Lenovo 3m SFP+ to SFP+ Active Optical Cable | 99
7X09CTO1WW | ATYZ | Lenovo 5m SFP+ to SFP+ Active Optical Cable | 114
7X09CTO1WW | ATZ0 | Lenovo 7m SFP+ to SFP+ Active Optical Cable | 129
7X09CTO1WW | ATZ1 | Lenovo 15m SFP+ to SFP+ Active Optical Cable | 169
7X09CTO1WW | ATZ2 | Lenovo 20m SFP+ to SFP+ Active Optical Cable | 169
7X09CTO1WW | ATZB | QLogic 16Gb Enhanced Gen5 FC Single-port HBA | 979
7X09CTO1WW | ATZC | QLogic 16Gb Enhanced Gen5 FC Dual-port HBA | 1339
7X09CTO1WW | ATZU | Emulex 16Gb Gen6 FC Single-port HBA | 949
7X09CTO1WW | ATZV | Emulex 16Gb Gen6 FC Dual-port HBA | 1309
7X09CTO1WW | AUAJ | Mellanox ConnectX-4 Lx 10/25GbE SFP28 2-port PCIe Ethernet Adapter | 499
7X09CTO1WW | AUK7 | TPM 2.0 and Secure Boot | 0
7X09CTO1WW | AUKN | ThinkSystem Emulex OCe14104B-NX PCIe 10Gb 4-Port SFP+ Ethernet Adapter | 539
7X09CTO1WW | AUKP | ThinkSystem Broadcom 57416 10GBASE-T 2-Port PCIe Ethernet Adapter | 479
7X09CTO1WW | AUKX | ThinkSystem Intel X710-DA2 PCIe 10Gb 2-Port SFP+ Ethernet Adapter | 459
7X09CTO1WW | AULV | ThinkSystem 2.5" 300GB 15K SAS 12Gb Hot Swap 512n HDD | 339
7X09CTO1WW | AULW | ThinkSystem 2.5" 600GB 15K SAS 12Gb Hot Swap 512n HDD | 469
7X09CTO1WW | AULX | ThinkSystem 2.5" 900GB 15K SAS 12Gb Hot Swap 512e HDD | 639
7X09CTO1WW | AULY | ThinkSystem 2.5" 300GB 10K SAS 12Gb Hot Swap 512n HDD | 289
7X09CTO1WW | AULZ | ThinkSystem 2.5" 600GB 10K SAS 12Gb Hot Swap 512n HDD | 319
7X09CTO1WW | AUM0 | ThinkSystem 2.5" 900GB 10K SAS 12Gb Hot Swap 512n HDD | 389
7X09CTO1WW | AUM1 | ThinkSystem 2.5" 1.2TB 10K SAS 12Gb Hot Swap 512n HDD | 389
7X09CTO1WW | AUM2 | ThinkSystem 2.5" 1.8TB 10K SAS 12Gb Hot Swap 512e HDD | 589
7X09CTO1WW | AUM4 | ThinkSystem 2.5" 300GB 10K SAS 12Gb Hot Swap 512n HDD SED | 339
7X09CTO1WW | AUM5 | ThinkSystem 2.5" 600GB 10K SAS 12Gb Hot Swap 512n HDD SED | 635
7X09CTO1WW | AUM6 | ThinkSystem 2.5" 1TB 7.2K SAS 12Gb Hot Swap 512n HDD | 469
7X09CTO1WW | AUM7 | ThinkSystem 2.5" 2TB 7.2K SAS 12Gb Hot Swap 512n HDD | 839
7X09CTO1WW | AUMU | ThinkSystem M.2 Enablement Kit | 39
7X09CTO1WW | AUMV | ThinkSystem M.2 with Mirroring Enablement Kit | 149
7X09CTO1WW | AUNB | ThinkSystem 16GB TruDDR4 2666 MHz (1Rx4 1.2V) RDIMM | 289
7X09CTO1WW | AUNC | ThinkSystem 16GB TruDDR4 2666 MHz (2Rx8 1.2V) RDIMM | 319
7X09CTO1WW | AUND | ThinkSystem 32GB TruDDR4 2666 MHz (2Rx4 1.2V) RDIMM | 609
7X09CTO1WW | AUNE | ThinkSystem 64GB TruDDR4 2666 MHz (4Rx4 1.2V) LRDIMM | 1259
7X09CTO1WW | AUNG | ThinkSystem RAID 530-8i PCIe 12Gb Adapter | 299
7X09CTO1WW | AUNJ | ThinkSystem RAID 930-8i 2GB Flash PCIe 12Gb Adapter | 1009
7X09CTO1WW | AUNK | ThinkSystem RAID 930-16i 4GB Flash PCIe 12Gb Adapter | 1529
7X09CTO1WW | AUNL | ThinkSystem 430-8i SAS/SATA 12Gb HBA | 299
7X09CTO1WW | AUNM | ThinkSystem 430-16i SAS/SATA 12Gb HBA | 589
7X09CTO1WW | AUNP | FBU345 SuperCap | 135
7X09CTO1WW | AUNQ | ThinkSystem RAID 930-8e 4GB Flash PCIe 12Gb Adapter | 1689
7X09CTO1WW | AUNR | ThinkSystem 430-8e SAS/SATA 12Gb HBA | 299
7X09CTO1WW | AUPW | ThinkSystem XClarity Controller Standard to Enterprise Upgrade | 100
7X09CTO1WW | AUR5 | ThinkSystem 2U/Twr 2.5" AnyBay 8-Bay Backplane | 499
7X09CTO1WW | AURR | ThinkSystem M3.5 Screw for Riser 2x2pcs and Planar 5pcs | 0
7X09CTO1WW | AUSL | ThinkSystem COM Port Upgrade Kit | 19
7X09CTO1WW | AUU1 | ThinkSystem 8GB TruDDR4 2666 MHz (1Rx8 1.2V) RDIMM | 189
7X09CTO1WW | AUU2 | ThinkSystem 3.5" 300GB 15K SAS 12Gb Hot Swap 512n HDD | 359
7X09CTO1WW | AUU3 | ThinkSystem 3.5" 600GB 15K SAS 12Gb Hot Swap 512n HDD | 479
7X09CTO1WW | AUU4 | ThinkSystem 3.5" 1TB 7.2K SAS 12Gb Hot Swap 512n HDD | 299
7X09CTO1WW | AUU5 | ThinkSystem 3.5" 2TB 7.2K SAS 12Gb Hot Swap 512n HDD | 339
7X09CTO1WW | AUU6 | ThinkSystem 3.5" 4TB 7.2K SAS 12Gb Hot Swap 512n HDD | 419
7X09CTO1WW | AUU7 | ThinkSystem 3.5" 6TB 7.2K SAS 12Gb Hot Swap 512e HDD | 549
7X09CTO1WW | AUU8 | ThinkSystem 3.5" 4TB 7.2K SATA 6Gb Hot Swap 512n HDD | 389
7X09CTO1WW | AUU9 | ThinkSystem 3.5" 8TB 7.2K SATA 6Gb Hot Swap 512e HDD | 599
7X09CTO1WW | AUUA | ThinkSystem 3.5" 6TB 7.2K SATA 6Gb Hot Swap 512e HDD | 529
7X09CTO1WW | AUUB | ThinkSystem 3.5" 10TB 7.2K SATA 6Gb Hot Swap 512e HDD | 829
7X09CTO1WW | AUUD | ThinkSystem 3.5" 2TB 7.2K SATA 6Gb Hot Swap 512n HDD | 319
7X09CTO1WW | AUUE | ThinkSystem 2.5" 1TB 7.2K SATA 6Gb Hot Swap 512n HDD | 469
7X09CTO1WW | AUUF | ThinkSystem 3.5" 1TB 7.2K SATA 6Gb Hot Swap 512n HDD | 269
7X09CTO1WW | AUUG | ThinkSystem 3.5" 10TB 7.2K SAS 12Gb Hot Swap 512e HDD | 849
7X09CTO1WW | AUUJ | ThinkSystem 2.5" 2TB 7.2K SATA 6Gb Hot Swap 512e HDD | 849
7X09CTO1WW | AUUL | ThinkSystem M.2 32GB SATA 6Gbps Non-Hot Swap SSD | 109
7X09CTO1WW | AUUV | ThinkSystem M.2 128GB SATA 6Gbps Non-Hot Swap SSD | 159
7X09CTO1WW | AUV1 | ThinkSystem RAID 930-24i 4GB Flash PCIe 12Gb Adapter | 1699
7X09CTO1WW | AUV2 | ThinkSystem 1610-4P NVMe Switch Adapter | 929
7X09CTO1WW | AUZS | ThinkSystem 1TB 7.2K 6Gbps SATA 3.5" Simple Swap 512n HDD | 229
7X09CTO1WW | AUZT | ThinkSystem 2TB 7.2K 6Gbps SATA 3.5" Simple Swap 512n HDD | 429
7X09CTO1WW | AUZU | ThinkSystem 4TB 7.2K 6Gbps SATA 3.5" Simple Swap 512n HDD | 599
7X09CTO1WW | AUZV | ThinkSystem Broadcom 5719 1GbE RJ45 4-Port PCIe Ethernet Adapter | 159
7X09CTO1WW | AUZW | ThinkSystem I350-T4 PCIe 1Gb 4-Port RJ45 Ethernet Adapter | 379
7X09CTO1WW | AUZX | ThinkSystem Broadcom 5720 1GbE RJ45 2-Port PCIe Ethernet Adapter | 129
7X09CTO1WW | AUZY | ThinkSystem I350-T2 PCIe 1Gb 2-Port RJ45 Ethernet Adapter | 179
7X09CTO1WW | AUZZ | ThinkSystem I350-F1 PCIe 1Gb 1-Port SFP Ethernet Adapter | 379
7X09CTO1WW | AV1F | Lenovo 3m 25G SFP28 Active Optical Cable | 489
7X09CTO1WW | AV1G | Lenovo 5m 25G SFP28 Active Optical Cable | 489
7X09CTO1WW | AV1H | Lenovo 10m 25G SFP28 Active Optical Cable | 499
7X09CTO1WW | AV1J | Lenovo 15m 25G SFP28 Active Optical Cable | 497
7X09CTO1WW | AV1K | Lenovo 20m 25G SFP28 Active Optical Cable | 519
7X09CTO1WW | AV1W | Lenovo 1m Passive 25G SFP28 DAC Cable | 69
7X09CTO1WW | AV1X | Lenovo 3m Passive 25G SFP28 DAC Cable | 79
7X09CTO1WW | AV1Y | Lenovo 5m Passive 25G SFP28 DAC Cable | 159
7X09CTO1WW | AVEY | ThinkSystem Half High SATA DVD-RW Optical Disk Drive | 59
7X09CTO1WW | AVEZ | ThinkSystem Half High SATA DVD-ROM Optical Disk Drive | 49
7X09CTO1WW | AVF0 | ThinkSystem RDX 2TB Cartridge | 879
7X09CTO1WW | AVF1 | ThinkSystem RDX 1TB Cartridge | 499
7X09CTO1WW | AVF4 | ThinkSystem LTO G6 2.5TB Tape | 179
7X09CTO1WW | AVF5 | Internal LTO7 SAS Tape Drive | 6499
7X09CTO1WW | AVF6 | ThinkSystem Internal RDX USB 3.0 Dock | 329
7X09CTO1WW | AVF7 | ThinkSystem LTO G7 6TB Tape | 499
7X09CTO1WW | AVF8 | ThinkSystem RDX 500GB Cartridge | 399
7X09CTO1WW | AVRA | ThinkSystem ST550/ST558 MB | 1240
7X09CTO1WW | AVRK | ThinkSystem NVIDIA Quadro P6000 PCIe Active GPU | 11829
7X09CTO1WW | AVRL | ThinkSystem ST550/ST558 PIB | 99
7X09CTO1WW | AVRM | ThinkSystem ST550 2.5" SATA/SAS 4-Bay Backplane | 99
7X09CTO1WW | AVRN | ThinkSystem ST550 2.5" SATA/SAS 8-Bay Backplane | 129
7X09CTO1WW | AVRQ | ThinkSystem ST550 3.5" SATA/SAS 4-Bay Backplane | 75
7X09CTO1WW | AVRR | ThinkSystem ST550 4U Security Bezel | 99
7X09CTO1WW | AVRU | 4U MS 4x2.5" HDD Cage | 75
7X09CTO1WW | AVRV | Tower to Rack Conversion Kit | 129
7X09CTO1WW | AVRX | Tower to Rack Conversion Kit Bundle CMA Kit | 179
7X09CTO1WW | AVRY | ThinkSystem ST550 3.5" SATA 4-Bay Simple Swap Backplane | 99
7X09CTO1WW | AVS0 | 4U MS Reduntant PSU Cage | 39
7X09CTO1WW | AVS1 | 450W Gold AC Cable PSU | 299
7X09CTO1WW | AVS3 | ThinkSystem ST550 Front Mid Fan Module for 4x2.5" ODD conversion | 29
7X09CTO1WW | AVS4 | ThinkSystem ST550 Rear Fan Module for Redundant Fan | 29
7X09CTO1WW | AVS5 | ThinkSystem ST550 8x3.5" Chassis | 1115
7X09CTO1WW | AVS6 | ThinkSystem ST550 16x2.5" Chassis | 1395
7X09CTO1WW | AVUT | ThinkSystem XClarity Controller Standard to Advanced Upgrade | 50
7X09CTO1WW | AVUX | On Board SATA AHCI Mode | 0
7X09CTO1WW | AVV0 | On Board SATA Software RAID Mode | 0
7X09CTO1WW | AVV8 | ThinkSystem External USB DVD-RW Optical Disk Drive | 79
7X09CTO1WW | AWAU | SAP HANA SW Stack for ThinkSystem | 0
7X09CTO1WW | AWDZ | Intel Xeon Gold 6138 20C 125W 2.0GHz Processor | 4099
7X09CTO1WW | AWE4 | Intel Xeon Gold 6130T 16C 125W 2.1GHz Processor | 3129
7X09CTO1WW | AWE5 | Intel Xeon Gold 6126T 12C 125W 2.6GHz Processor | 2979
7X09CTO1WW | AWE8 | Intel Xeon Gold 5120T 14C 105W 2.2GHz Processor | 2699
7X09CTO1WW | AWEA | Intel Xeon Silver 4116T 12C 85W 2.1GHz Processor | 1979
7X09CTO1WW | AWEE | Intel Xeon Silver 4110 8C 85W 2.1GHz Processor | 909
7X09CTO1WW | AWEH | Intel Xeon Bronze 3106 8C 85W 1.7GHz Processor | 599
7X09CTO1WW | AWEL | Intel Xeon Gold 6126 12C 125W 2.6GHz Processor | 2869
7X09CTO1WW | AWEM | Intel Xeon Gold 6138T 20C 125W 2.0GHz Processor | 4349
7X09CTO1WW | AWEN | Intel Xeon Gold 6130 16C 125W 2.1GHz Processor | 2999
7X09CTO1WW | AWEP | Intel Xeon Gold 5118 12C 105W 2.3GHz Processor | 2019
7X09CTO1WW | AWEQ | Intel Xeon Gold 5119T 14C 85W 2.0GHz Processor | 2549
7X09CTO1WW | AWER | Intel Xeon Silver 4116 12C 85W 2.1GHz Processor | 1649
7X09CTO1WW | AWES | Intel Xeon Silver 4114T 10C 85W 2.2GHz Processor | 1369
7X09CTO1WW | AWET | Intel Xeon Silver 4109T 8C 70W 2.0GHz Processor | 949
7X09CTO1WW | AWFQ | ThinkSystem 1100W (230V/115V) Platinum Hot Swap Power Supply | 499
7X09CTO1WW | AWFR | ThinkSystem 750W (230V) Titanium Hot Swap Power Supply | 549
7X09CTO1WW | AWFS | ThinkSystem 750W (230/115V) Platinum Hot Swap Power Supply | 399
7X09CTO1WW | AWFT | ThinkSystem 550W (230V/115V) Platinum Hot Swap Power Supply | 349
7X09CTO1WW | AX8A | 4.3m, 13A/120V, C13 to NEMA 5-15P (US) Line Cord | 19
7X09CTO1WW | AXC6 | ThinkSystem 8TB 7.2K 6Gbps SATA 3.5" Simple Swap 512e HDD | 1199
7X09CTO1WW | AXC7 | ThinkSystem 6TB 7.2K 6Gbps SATA 3.5" Simple Swap 512e HDD | 999
7X09CTO1WW | AXC8 | ThinkSystem 3.5" 10TB 7.2K SATA 6Gb Simple Swap 512e HDD | 1499
7X09CTO1WW | AXD1 | ThinkSystem RDX 4TB Cartridge | 899
7X09CTO1WW | AXFS | VMware ESXi 6.0 U3 (factory installed) | 0
7X09CTO1WW | AXFT | VMware ESXi 6.5 U1 (factory installed) | 0
7X09CTO1WW | AXTL | ThinkSystem Pref. Pro II USB Keyboard - US English | 29
7X09CTO1WW | AXTM | ThinkSystem Pref. Pro II USB Keyboard - Arabic | 29
7X09CTO1WW | AXTN | ThinkSystem Pref. Pro II USB Keyboard - Arabic/French | 29
7X09CTO1WW | AXTP | ThinkSystem Pref. Pro II USB Keyboard - Belgium/French | 29
7X09CTO1WW | AXTQ | ThinkSystem Pref. Pro II USB Keyboard - Belgium/UK | 29
7X09CTO1WW | AXTR | ThinkSystem Pref. Pro II USB Keyboard - Brazil/Portuguese | 29
7X09CTO1WW | AXTS | ThinkSystem Pref. Pro II USB Keyboard - Bulgarian | 29
7X09CTO1WW | AXTT | ThinkSystem Pref. Pro II USB Keyboard - Trad Chinese/US | 29
7X09CTO1WW | AXTU | ThinkSystem Pref. Pro II USB Keyboard - Czech | 29
7X09CTO1WW | AXTV | ThinkSystem Pref. Pro II USB Keyboard - Danish | 29
7X09CTO1WW | AXTW | ThinkSystem Pref. Pro II USB Keyboard - Dutch | 29
7X09CTO1WW | AXTX | ThinkSystem Pref. Pro II USB Keyboard - French | 29
7X09CTO1WW | AXTY | ThinkSystem Pref. Pro II USB Keyboard - French Canadian Multilingual | 29
7X09CTO1WW | AXTZ | ThinkSystem Pref. Pro II USB Keyboard - French Canadian French | 29
7X09CTO1WW | AXU0 | ThinkSystem Pref. Pro II USB Keyboard - German | 29
7X09CTO1WW | AXU1 | ThinkSystem Pref. Pro II USB Keyboard - Greek | 29
7X09CTO1WW | AXU2 | ThinkSystem Pref. Pro II USB Keyboard - Hebrew | 29
7X09CTO1WW | AXU3 | ThinkSystem Pref. Pro II USB Keyboard - Hungarian | 29
7X09CTO1WW | AXU4 | ThinkSystem Pref. Pro II USB Keyboard - Iceland | 29
7X09CTO1WW | AXU5 | ThinkSystem Pref. Pro II USB Keyboard - Italy | 29
7X09CTO1WW | AXU6 | ThinkSystem Pref. Pro II USB Keyboard -Japanese | 29
7X09CTO1WW | AXU7 | ThinkSystem Pref. Pro II USB Keyboard - Korean | 29
7X09CTO1WW | AXU8 | ThinkSystem Pref. Pro II USB Keyboard - LA Spanish | 29
7X09CTO1WW | AXU9 | ThinkSystem Pref. Pro II USB Keyboard - Norwegian | 29
7X09CTO1WW | AXUA | ThinkSystem Pref. Pro II USB Keyboard - Polish | 29
7X09CTO1WW | AXUB | ThinkSystem Pref. Pro II USB Keyboard- Portugese | 29
7X09CTO1WW | AXUC | ThinkSystem Pref. Pro II USB Keyboard - Romanian | 29
7X09CTO1WW | AXUD | ThinkSystem Pref. Pro II USB Keyboard - Russian/Cy | 29
7X09CTO1WW | AXUE | ThinkSystem Pref. Pro II USB Keyboard - Serbian/Cyrilic | 29
7X09CTO1WW | AXUF | ThinkSystem Pref. Pro II USB Keyboard - Slovak | 29
7X09CTO1WW | AXUG | ThinkSystem Pref. Pro II USB Keyboard - Spanish | 29
7X09CTO1WW | AXUH | ThinkSystem Pref. Pro II USB Keyboard- Swedish/Finn | 29
7X09CTO1WW | AXUJ | ThinkSystem Pref. Pro II USB Keyboard - Swiss, F/G | 29
7X09CTO1WW | AXUK | ThinkSystem Pref. Pro II USB Keyboard - Thailand | 29
7X09CTO1WW | AXUL | ThinkSystem Pref. Pro II USB Keyboard - Turkish 440 | 29
7X09CTO1WW | AXUM | ThinkSystem Pref. Pro II USB Keyboard - Turkish 179 | 29
7X09CTO1WW | AXUN | ThinkSystem Pref. Pro II USB Keyboard - UK English | 29
7X09CTO1WW | AXUP | ThinkSystem Pref. Pro II USB Keyboard - US Euro | 29
7X09CTO1WW | AXUQ | ThinkSystem Pref. Pro II USB Keyboard - Slovenian | 29
7X09CTO1WW | B0LN | ThinkSystem Optical Wheel Mouse - USB | 19
7X09CTO1WW | B0ML | Feature Enable TPM on MB | 0
7X09CTO1WW | B0N4 | 2.0m, 10A/100-250V, C13 to IEC 320-C14 Rack Power Cable | 29
7X09CTO1WW | B0N5 | 1.0m, 13A/100-250V, C13 to C14 Jumper Cord | 25
7X09CTO1WW | B0N6 | 1.5m, 13A/100-250V, C13 to C14 Jumper Cord | 29
7X09CTO1WW | B0RJ | 10GBASE-LR SFP+Transceiver | 350
7X09CTO1WW | B0WY | ThinkSystem Intel XXV710-DA2 10/25GbE SFP28 2-Port PCIe Ethernet Adapter | 529
7X09CTO1WW | B0YR | ThinkSystem 3.5" 8TB 7.2K SAS 12Gb Hot Swap 512e HDD | 659
7X09CTO1WW | B0YS | ThinkSystem 2.5" 2.4TB 10K SAS 12Gb Hot Swap 512e HDD | 629
7X09CTO1WW | B0YX | ThinkSystem 2.5" 1.2TB 10K SAS 12Gb Hot Swap 512n HDD SED | 749
7X09CTO1WW | B0Z0 | ThinkSystem 2.5" Intel S4500 960GB Entry SATA 6Gb Hot Swap SSD | 1219
7X09CTO1WW | B0Z5 | ThinkSystem 3.5" Intel S4500 960GB Entry SATA 6Gb Hot Swap SSD | 1199
7X09CTO1WW | B117 | ThinkSystem 3.5" 12TB 7.2K SAS 12Gb Hot Swap 512e HDD | 949
7X09CTO1WW | B118 | ThinkSystem 3.5" 12TB 7.2K SATA 6Gb Hot Swap 512e HDD | 1829
7X09CTO1WW | B173 | Companion Part for XClarity Controller Standard to Enterprise Upgrade in Factory | 0
7X09CTO1WW | B1BK | 4U CMA for Tower to Rack Kit | 49
7X09CTO1WW | B21R | ThinkSystem QLogic QL41262 10/25GbE SFP28 2-Port PCIe Ethernet Adapter | 409
7X09CTO1WW | B2X4 | ThinkSystem 2.5" 5200 1.92TB Entry SATA 6Gb Hot Swap SSD | 899
7X09CTO1WW | B2X6 | ThinkSystem 2.5" 5200 7.68TB Entry SATA 6Gb Hot Swap SSD | 4999
7X09CTO1WW | B2X9 | ThinkSystem 3.5" 5200 1.92TB Entry SATA 6Gb Hot Swap SSD | 909
7X09CTO1WW | B2XB | ThinkSystem 3.5" 5200 7.68TB Entry SATA 6Gb Hot Swap SSD | 4999
7X09CTO1WW | B30W | Custom MFG SVCS Fee - Medium Increment | 30
7X09CTO1WW | B30X | Custom MFG SVCS Fee - Large Increment | 300
7X09CTO1WW | B31D | ThinkSystem NVIDIA Quadro P620 2GB PCIe Active GPU | 269
7X09CTO1WW | B31E | ThinkSystem RAID 930-16i 8GB Flash PCIe 12Gb Adapter | 2389
7X09CTO1WW | B31G | ThinkSystem QLogic QL41134 PCIe 10Gb 4-Port Base-T Ethernet Adapter | 799
7X09CTO1WW | B32J | ThinkSystem ST550 8x3.5" Chassis NVFF 3.0 | 1115
7X09CTO1WW | B32K | ThinkSystem ST550 16x2.5" Chassis NVFF 3.0 | 1395
7X09CTO1WW | B34H | ThinkSystem 2.5" PM883 240GB Entry SATA 6Gb Hot Swap SSD | 219
7X09CTO1WW | B34J | ThinkSystem 2.5" PM883 480GB Entry SATA 6Gb Hot Swap SSD | 279
7X09CTO1WW | B34K | ThinkSystem 2.5" PM883 960GB Entry SATA 6Gb Hot Swap SSD | 449
7X09CTO1WW | B34L | ThinkSystem 2.5" PM883 1.92TB Entry SATA 6Gb Hot Swap SSD | 889
7X09CTO1WW | B34M | ThinkSystem 2.5" PM883 3.84TB Entry SATA 6Gb Hot Swap SSD | 1739
7X09CTO1WW | B34N | ThinkSystem U.2 PM983 1.92TB Entry NVMe PCIe 3.0 x4 Hot Swap SSD | 939
7X09CTO1WW | B34P | ThinkSystem U.2 PM983 3.84TB Entry NVMe PCIe 3.0 x4 Hot Swap SSD | 1839
7X09CTO1WW | B3VW | VMware ESXi 6.5 U2 (Factory Installed) | 0
7X09CTO1WW | B3VX | VMware ESXi 6.7 (Factory Installed) | 0
7X09CTO1WW | B3YK | ThinkSystem Internal Half High LTO Gen6 SAS Tape Drive | 6399
7X09CTO1WW | B488 | ThinkSystem 2.5" 5200 240GB Mainstream SATA 6Gb Hot Swap SSD | 469
7X09CTO1WW | B48B | ThinkSystem 2.5" 5200 1.92TB Mainstream SATA 6Gb Hot Swap SSD | 2129
7X09CTO1WW | B48C | ThinkSystem 2.5" 5200 3.84TB Mainstream SATA 6Gb Hot Swap SSD | 4869
7X09CTO1WW | B48D | ThinkSystem 3.5" 5200 240GB Mainstream SATA 6Gb Hot Swap SSD | 469
7X09CTO1WW | B48G | ThinkSystem 3.5" 5200 1.92TB Mainstream SATA 6Gb Hot Swap SSD | 2139
7X09CTO1WW | B48H | ThinkSystem 3.5" 5200 3.84TB Mainstream SATA 6Gb Hot Swap SSD | 4859
7X09CTO1WW | B496 | ThinkSystem 3.5" 14TB 7.2K SAS 12Gb Hot Swap 512e HDD | 1199
7X09CTO1WW | B497 | ThinkSystem 3.5" 14TB 7.2K SATA 6Gb Hot Swap 512e HDD | 1149
7X09CTO1WW | B498 | ThinkSystem 2.5" Intel S4510 240GB Entry SATA 6Gb Hot Swap SSD | 149
7X09CTO1WW | B499 | ThinkSystem 2.5" Intel S4510 480GB Entry SATA 6Gb Hot Swap SSD | 309
7X09CTO1WW | B49A | ThinkSystem 2.5" Intel S4510 960GB Entry SATA 6Gb Hot Swap SSD | 529
7X09CTO1WW | B49B | ThinkSystem 2.5" Intel S4510 1.92TB Entry SATA 6Gb Hot Swap SSD | 1049
7X09CTO1WW | B49C | ThinkSystem 2.5" Intel S4510 3.84TB Entry SATA 6Gb Hot Swap SSD | 1979
7X09CTO1WW | B49D | ThinkSystem 3.5" Intel S4510 240GB Entry SATA 6Gb Hot Swap SSD | 149
7X09CTO1WW | B49E | ThinkSystem 3.5" Intel S4510 480GB Entry SATA 6Gb Hot Swap SSD | 209
7X09CTO1WW | B49F | ThinkSystem 3.5" Intel S4510 960GB Entry SATA 6Gb Hot Swap SSD | 539
7X09CTO1WW | B49G | ThinkSystem 3.5" Intel S4510 1.92TB Entry SATA 6Gb Hot Swap SSD | 1059
7X09CTO1WW | B49H | ThinkSystem 3.5" Intel S4510 3.84TB Entry SATA 6Gb Hot Swap SSD | 1989
7X09CTO1WW | B49L | ThinkSystem 2.5" Intel S4610 240GB Mainstream SATA 6Gb Hot Swap SSD | 399
7X09CTO1WW | B49M | ThinkSystem 2.5" Intel S4610 480GB Mainstream SATA 6Gb Hot Swap SSD | 479
7X09CTO1WW | B49N | ThinkSystem 2.5" Intel S4610 960GB Mainstream SATA 6Gb Hot Swap SSD | 699
7X09CTO1WW | B49P | ThinkSystem 2.5" Intel S4610 1.92TB Mainstream SATA 6Gb Hot Swap SSD | 1289
7X09CTO1WW | B49Q | ThinkSystem 2.5" Intel S4610 3.84TB Mainstream SATA 6Gb Hot Swap SSD | 2499
7X09CTO1WW | B49R | ThinkSystem 3.5" Intel S4610 240GB Mainstream SATA 6Gb Hot Swap SSD | 409
7X09CTO1WW | B49S | ThinkSystem 3.5" Intel S4610 480GB Mainstream SATA 6Gb Hot Swap SSD | 309
7X09CTO1WW | B49T | ThinkSystem 3.5" Intel S4610 960GB Mainstream SATA 6Gb Hot Swap SSD | 1029
7X09CTO1WW | B49U | ThinkSystem 3.5" Intel S4610 1.92TB Mainstream SATA 6Gb Hot Swap SSD | 1799
7X09CTO1WW | B49V | ThinkSystem 3.5" Intel S4610 3.84TB Mainstream SATA 6Gb Hot Swap SSD | 3579
7X09CTO1WW | B4A2 | ThinkSystem 2.5" PM1645 3.2TB Mainstream SAS 12Gb Hot Swap SSD | 2579
7X09CTO1WW | B4A7 | ThinkSystem 2.5" PM1643 3.84TB Capacity SAS 12Gb Hot Swap SSD | 2579
7X09CTO1WW | B4A8 | ThinkSystem 3.5" PM1643 3.84TB Capacity SAS 12Gb Hot Swap SSD | 1869
7X09CTO1WW | B4BM | ThinkSystem Internal Half High LTO Gen8 SAS Tape Drive | 8999
7X09CTO1WW | B4BN | ThinkSystem LTO Gen8 12TB Tape | 849
7X09CTO1WW | B4D2 | ThinkSystem 2.5" PM883 7.68TB Entry SATA 6Gb Hot Swap SSD | 3379
7X09CTO1WW | B4D3 | ThinkSystem U.2 PM983 7.68TB Entry NVMe PCIe3.0 x4 Hot Swap SSD | 4999
7X09CTO1WW | B4H1 | ThinkSystem 8GB TruDDR4 2933MHz (1Rx8 1.2V) RDIMM | 219
7X09CTO1WW | B4H2 | ThinkSystem 16GB TruDDR4 2933MHz (2Rx8 1.2V) RDIMM | 319
7X09CTO1WW | B4H3 | ThinkSystem 32GB TruDDR4 2933MHz (2Rx4 1.2V) RDIMM | 619
7X09CTO1WW | B4H4 | ThinkSystem 64GB TruDDR4 2933MHz (2Rx4 1.2V) RDIMM | 1279
7X09CTO1WW | B4HJ | Intel Xeon Gold 6230 20C 125W 2.1GHz Processor | 3099
7X09CTO1WW | B4HK | Intel Xeon Gold 5220 18C 125W 2.2GHz Processor | 2599
7X09CTO1WW | B4HL | Intel Xeon Gold 5218 16C 125W 2.3GHz Processor | 2019
7X09CTO1WW | B4HM | Intel Xeon Gold 5217 8C 115W 3.0GHz Processor | 2659
7X09CTO1WW | B4HN | Intel Xeon Gold 5215 10C 85W 2.5GHz Processor | 2019
7X09CTO1WW | B4HP | Intel Xeon Silver 4216 16C 100W 2.1GHz Processor | 1649
7X09CTO1WW | B4HQ | Intel Xeon Silver 4215 8C 85W 2.5GHz Processor | 1399
7X09CTO1WW | B4HR | Intel Xeon Silver 4214 12C 85W 2.2GHz Processor | 1169
7X09CTO1WW | B4HS | Intel Xeon Silver 4210 10C 85W 2.2GHz Processor | 859
7X09CTO1WW | B4HT | Intel Xeon Silver 4208 8C 85W 2.1GHz Processor | 799
7X09CTO1WW | B4HU | Intel Xeon Bronze 3204 6C 85W 1.9GHz Processor | 439
7X09CTO1WW | B4LY | ThinkSystem 16GB TruDDR4 2933 MHz (1Rx4 1.2V) RDIMM | 289
7X09CTO1WW | B4NJ | ThinkSystem ST550/ST558 Refresh MB | 1240
7X09CTO1WW | B4NW | Intel Xeon Silver 4214Y 12/10/8C 85W 2.2GHz Processor | 1519
7X09CTO1WW | B4P2 | Intel Xeon Gold 6238T 22C 125W 1.9GHz Processor | 4349
7X09CTO1WW | B4P3 | Intel Xeon Gold 5218T 16C 105W 2.1GHz Processor | 2399
7X09CTO1WW | B4P4 | Intel Xeon Silver 4209T 8C 70W 2.2GHz Processor | 929
7X09CTO1WW | B4P9 | Intel Xeon Gold 5215L 10C 85W 2.5GHz Processor | 17019
7X09CTO1WW | B4RQ | ThinkSystem RAID 730-8i 2GB Flash PCIe 12Gb Adapter | 879
7X09CTO1WW | B4XA | VMware ESXi 6.7 U1 (Factory Installed) | 0
7X09CTO1WW | B58F | ThinkSystem U.2 Intel P4510 1.0TB Entry NVMe PCIe3.0 x4 Hot Swap SSD | 539
7X09CTO1WW | B58G | ThinkSystem U.2 Intel P4510 2.0TB Entry NVMe PCIe3.0 x4 Hot Swap SSD | 1459
7X09CTO1WW | B59Z | FBU02 SuperCap | 149
7X09CTO1WW | B5RZ | Intel Xeon Platinum 8253 16C 125W 2.2GHz Processor | 5299
7X09CTO1WW | B5S1 | Intel Xeon Gold 5222 4C 105W 3.8GHz Processor | 1999
7X09CTO1WW | B5S2 | Intel Xeon Platinum 8256 4C 105W 3.8GHz Processor | 12099
7X09CTO1WW | B5T0 | ThinkSystem Broadcom 57414 10/25GbE SFP28 2-port PCIe Ethernet Adapter | 389
7X09CTO1WW | B6BS | Intel Xeon Gold 5218B 16C 125W 2.3GHz Processor | 2019
7X09CTO1WW | B6CG | ThinkSystem NVIDIA Quadro RTX 4000 8GB PCIe Active GP | 2219
7X09CTO1WW | B6CL | Intel Xeon Gold 6226 12C 125W 2.7GHz Processor | 3299
7X09CTO1WW | B6CP | Intel Xeon Gold 6230T 20C 125W 2.1GHz Processor | 3599
7X09CTO1WW | B6CQ | Intel Xeon Gold 5220T 18C 105W 1.9GHz Processor | 3199
7X09CTO1WW | B6CV | Intel Xeon Gold 6222V 20C 115W 1.8GHz Processor | 2999
7X09CTO1WW | B6CW | Intel Xeon Gold 5220S 18C 125W 2.7GHz Processor | 3699
7X09CTO1WW | B6CX | Intel Xeon Gold 6209U 20C 125W 2.1GHz Processor | 2309
7X09CTO1WW | B6JY | ThinkSystem 3.5" PM883 1.92TB Entry SATA 6Gb Hot Swap SSD | 1159
7X09CTO1WW | B6JZ | ThinkSystem 3.5" PM883 3.84TB Entry SATA 6Gb Hot Swap SSD | 2219
7X09CTO1WW | B6TM | ThinkSystem 3.5" PM883 240GB Entry SATA 6Gb Hot Swap SSD | 239
7X09CTO1WW | B6TN | ThinkSystem 3.5" PM883 480GB Entry SATA 6Gb Hot Swap SSD | 359
7X09CTO1WW | B6TP | ThinkSystem 3.5" PM883 960GB Entry SATA 6Gb Hot Swap SSD | 599
7X09CTO1WW | B6U0 | VMware ESXi 6.5 U3 (factory installed) | 0
7X09CTO1WW | B6U1 | VMware ESXi 6.7 U2 (factory installed) | 0
7X09CTO1WW | B7EW | ThinkSystem 2.5" 5210 1.92TB Entry SATA 6Gb Hot Swap QLC SSD | 759
7X09CTO1WW | B7EX | ThinkSystem 2.5" 5210 3.84TB Entry SATA 6Gb Hot Swap QLC SSD | 1489
7X09CTO1WW | B7EY | ThinkSystem 2.5" 5210 7.68TB Entry SATA 6Gb Hot Swap QLC SSD | 2779
7X09CTO1WW | B7EZ | ThinkSystem 3.5" 16TB 7.2K SAS 12Gb Hot Swap 512e HDD | 1309
7X09CTO1WW | B7F0 | ThinkSystem 3.5" 16TB 7.2K SATA 6Gb Hot Swap 512e HDD | 1289
7X09CTO1WW | B7JW | ThinkSystem NVIDIA Quadro P2200 5GB PCIe Active GPU | 1009
7X09CTO1WW | B7N3 | Intel Xeon Bronze 3206R 8C 85W 1.9GHz Processor | 559
7X09CTO1WW | B7N5 | Intel Xeon Silver 4210R 10C 100W 2.4GHz Processor | 899
7X09CTO1WW | B7N6 | Intel Xeon Silver 4214R 12C 100W 2.4GHz Processor | 1259
7X09CTO1WW | B88T | VMware ESXi 6.7 U3 (factory installed) | 0
7X09CTO1WW | B8HP | ThinkSystem 2.5" 5300 960GB Entry SATA 6Gb Hot Swap SSD | 489
7X09CTO1WW | B8HQ | ThinkSystem 3.5" 5300 3.84TB Entry SATA 6Gb Hot Swap SSD | 2179
7X09CTO1WW | B8HR | ThinkSystem 3.5" 5300 1.92TB Mainstream SATA 6Gb Hot Swap SSD | 1829
7X09CTO1WW | B8HS | ThinkSystem M.2 5300 240GB SATA 6Gbps Non-Hot Swap SSD | 359
7X09CTO1WW | B8HT | ThinkSystem 3.5" PM1645a 800GB Mainstream SAS 12Gb Hot Swap SSD | 829
7X09CTO1WW | B8HU | ThinkSystem 2.5" PM1645a 800GB Mainstream SAS 12Gb Hot Swap SSD | 819
7X09CTO1WW | B8HV | ThinkSystem 2.5" 5300 240GB Entry SATA 6Gb Hot Swap SSD | 359
7X09CTO1WW | B8HX | ThinkSystem 3.5" 5300 3.84TB Mainstream SATA 6Gb Hot Swap SSD | 3119
7X09CTO1WW | B8HY | ThinkSystem 2.5" 5300 480GB Mainstream SATA 6Gb Hot Swap SSD | 429
7X09CTO1WW | B8HZ | ThinkSystem 3.5" 5300 1.92TB Entry SATA 6Gb Hot Swap SSD | 1139
7X09CTO1WW | B8J0 | ThinkSystem 3.5" 5300 960GB Mainstream SATA 6Gb Hot Swap SSD | 929
7X09CTO1WW | B8J1 | ThinkSystem 2.5" 5300 240GB Mainstream SATA 6Gb Hot Swap SSD | 409
7X09CTO1WW | B8J2 | ThinkSystem 2.5" 5300 7.68TB Entry SATA 6Gb Hot Swap SSD | 3649
7X09CTO1WW | B8J3 | ThinkSystem 3.5" 5300 7.68TB Entry SATA 6Gb Hot Swap SSD | 4119
7X09CTO1WW | B8J4 | ThinkSystem 2.5" PM1645a 1.6TB Mainstream SAS 12Gb Hot Swap SSD | 1379
7X09CTO1WW | B8J5 | ThinkSystem 2.5" 5300 1.92TB Entry SATA 6Gb Hot Swap SSD | 939
7X09CTO1WW | B8J6 | ThinkSystem 2.5" 5300 960GB Mainstream SATA 6Gb Hot Swap SSD | 729
7X09CTO1WW | B8J7 | ThinkSystem 2.5" 5300 3.84TB Mainstream SATA 6Gb Hot Swap SSD | 2179
7X09CTO1WW | B8J9 | ThinkSystem 3.5" 5300 480GB Entry SATA 6Gb Hot Swap SSD | 379
7X09CTO1WW | B8JA | ThinkSystem 2.5" PM1645a 6.4TB Mainstream SAS 12Gb Hot Swap SSD | 6049
7X09CTO1WW | B8JB | ThinkSystem 3.5" 5300 240GB Entry SATA 6Gb Hot Swap SSD | 369
7X09CTO1WW | B8JC | ThinkSystem 3.5" 5300 960GB Entry SATA 6Gb Hot Swap SSD | 629
7X09CTO1WW | B8JD | ThinkSystem 2.5" PM1645a 3.2TB Mainstream SAS 12Gb Hot Swap SSD | 2579
7X09CTO1WW | B8JE | ThinkSystem 2.5" 5300 1.92TB Mainstream SATA 6Gb Hot Swap SSD | 1279
7X09CTO1WW | B8JF | ThinkSystem 3.5" 5300 480GB Mainstream SATA 6Gb Hot Swap SSD | 529
7X09CTO1WW | B8JG | ThinkSystem 3.5" PM1645a 6.4TB Mainstream SAS 12Gb Hot Swap SSD | 6059
7X09CTO1WW | B8JK | ThinkSystem 3.5" PM1645a 3.2TB Mainstream SAS 12Gb Hot Swap SSD | 2589
7X09CTO1WW | B8JL | ThinkSystem 3.5" 5300 240GB Mainstream SATA 6Gb Hot Swap SSD | 419
7X09CTO1WW | B8JM | ThinkSystem 2.5" 5300 480GB Entry SATA 6Gb Hot Swap SSD | 309
7X09CTO1WW | B8JN | ThinkSystem 3.5" PM1645a 1.6TB Mainstream SAS 12Gb Hot Swap SSD | 1389
7X09CTO1WW | B8JP | ThinkSystem 2.5" 5300 3.84TB Entry SATA 6Gb Hot Swap SSD | 1789
7X09CTO1WW | B919 | ThinkSystem M.2 5300 480GB SATA 6Gbps Non-Hot Swap SSD | 369
7X09CTO1WW | B91A | ThinkSystem 2.5" PM1643a 960GB Entry SAS 12Gb Hot Swap SSD | 819
7X09CTO1WW | B91B | ThinkSystem 2.5" PM1643a 1.92TB Entry SAS 12Gb Hot Swap SSD | 1379
7X09CTO1WW | B91C | ThinkSystem 2.5" PM1643a 3.84TB Entry SAS 12Gb Hot Swap SSD | 2579
7X09CTO1WW | B91D | ThinkSystem 2.5" PM1643a 7.68TB Entry SAS 12Gb Hot Swap SSD | 5019
7X09CTO1WW | B91E | ThinkSystem 3.5" PM1643a 3.84TB Entry SAS 12Gb Hot Swap SSD | 1729
7X09CTO1WW | B9AC | ThinkSystem 2.5" 5210 960GB Entry SATA 6Gb Hot Swap QLC SSD | 419
7X09CTO1WW | BAZS | Intel Xeon Gold 5218R 20C 125W 2.1GHz Processor | 2259
7X09CTO1WW | BBZG | VMware ESXi 7.0 (Factory Installed) | 2
7X09CTO1WW | BCFH | ThinkSystem 3.5" 18TB 7.2K SATA 6Gb Hot Swap 512e HDD | 1589
7X09CTO1WW | BCFP | ThinkSystem 3.5" 18TB 7.2K SAS 12Gb Hot Swap 512e HDD | 1609
7X09CTO1WW | BCTC | ThinkSystem 2.5" Multi Vendor 240GB Entry SATA 6Gb Hot Swap SSD | 219
7X09CTO1WW | BCTD | ThinkSystem 2.5" Multi Vendor 480GB Entry SATA 6Gb Hot Swap SSD | 219
7X09CTO1WW | BCTE | ThinkSystem 2.5" Multi Vendor 960GB Entry SATA 6Gb Hot Swap SSD | 659
7X09CTO1WW | BCTF | ThinkSystem 2.5" Multi Vendor 1.92TB Entry SATA 6Gb Hot Swap SSD | 1289
7X09CTO1WW | BCTG | ThinkSystem 2.5" Multi Vendor 3.84TB Entry SATA 6Gb Hot Swap SSD | 1259
7X09CTO1WW | BCTH | ThinkSystem 3.5" Multi Vendor 240GB Entry SATA 6Gb Hot Swap SSD | 229
7X09CTO1WW | BCTJ | ThinkSystem 3.5" Multi Vendor 480GB Entry SATA 6Gb Hot Swap SSD | 219
7X09CTO1WW | BCTK | ThinkSystem 3.5" Multi Vendor 960GB Entry SATA 6Gb Hot Swap SSD | 669
7X09CTO1WW | BCTL | ThinkSystem 3.5" Multi Vendor 1.92TB Entry SATA 6Gb Hot Swap SSD | 1289
7X09CTO1WW | BCTM | ThinkSystem 3.5" Multi Vendor 3.84TB Entry SATA 6Gb Hot Swap SSD | 1269
7X09CTO1WW | BE5E | VMware ESXi 7.0 U1 (Factory Installed) | 0
7X09CTO1WW | BEVK | ThinkSystem 3.5" PM1643a 7.68TB Entry SAS 12Gb Hot Swap SSD | 5589
7X09CTO1WW | BFYB | Operating mode selection for: "Maximum Performance Mode" | 0
7X09CTO1WW | BFYC | Operating mode selection for: "Minimal Power Mode" | 0
7X09CTO1WW | BFYD | Operating mode selection for: "Efficiency Favoring Power Savings Mode" | 0
7X09CTO1WW | BFYE | Operating mode selection for: "Efficiency - Favoring Performance Mode" | 0
7X09CTO1WW | BHSR | VMware ESXi 7.0 U2 (Factory Installed) | 0
7X10CTO1WW | 747 | UID Asset Tag Label | 20
7X10CTO1WW | 2300 | BladeCenter Chassis Configuration | 250
7X10CTO1WW | 2302 | RAID Configuration | 149
7X10CTO1WW | 2306 | Integration >1U Component | 125
7X10CTO1WW | 2321 | Custom MFG SVCS Fee - Small Increment | 3
7X10CTO1WW | 2400 | Primary Array 12 HDDs | 0
7X10CTO1WW | 2401 | Primary Array 13 HDDs | 0
7X10CTO1WW | 2402 | Primary Array 14 HDDs | 0
7X10CTO1WW | 2403 | Primary Array 15 HDDs | 0
7X10CTO1WW | 2404 | Primary Array 16 HDDs | 0
7X10CTO1WW | 2405 | Secondary Array 9 HDDs | 0
7X10CTO1WW | 2406 | Secondary Array 10 HDDs | 0
7X10CTO1WW | 2407 | Secondary Array 11 HDDs | 0
7X10CTO1WW | 2408 | Secondary Array 12 HDDs | 0
7X10CTO1WW | 2409 | Secondary Array 13 HDDs | 0
7X10CTO1WW | 2410 | Secondary Array 14 HDDs | 0
7X10CTO1WW | 3271 | No RAID - Secondary Array set up by customer | 0
7X10CTO1WW | 5053 | SFP+ SR Transceiver | 699
7X10CTO1WW | 5340 | Serial Conversion Option (SCO) | 249
7X10CTO1WW | 5341 | Virtual Media Conversion Option Gen2 (VCO2) | 129
7X10CTO1WW | 5977 | Select Storage devices - no configured RAID required | 0
7X10CTO1WW | 5978 | Select Storage devices - configured RAID | 0
7X10CTO1WW | 6139 | SF Instruction | 0
7X10CTO1WW | 6201 | 1.5m, 10A/100-250V, C13 to IEC 320-C14 Rack Power Cable | 19
7X10CTO1WW | 6204 | 2.8m, 10A/100-250V, C13 to IEC 320-C20 Rack Power Cable | 19
7X10CTO1WW | 6263 | 4.3m, 10A/100-250V, C13 to IEC 320-C14 Rack Power Cable | 19
7X10CTO1WW | 6311 | 2.8m, 10A/100-250V, C13 to IEC 320-C14 Rack Power Cable | 9
7X10CTO1WW | 6313 | 2.8m, 10A/120V, C13 to NEMA 5-15P (US) Line Cord | 19
7X10CTO1WW | 6370 | 4.3m, 10A/125V, C13 to NEMA 5-15P (US) Line Cord | 10
7X10CTO1WW | 6373 | 4.3m, 10A/250V, C13 to NEMA 6-15P (US) Line Cord | 15
7X10CTO1WW | 6400 | 2.8m, 13A/100-250V, C13 to C14 Jumper Cord | 9
7X10CTO1WW | 6401 | 2.8m, 13A/120V, C13 to NEMA 5-15P (US) Line Cord | 29
7X10CTO1WW | 6570 | 2.0m, 13A/100-250V, C13 to C14 Jumper Cord | 19
7X10CTO1WW | 6583 | 4.3m, 13A/100-250V, C13 to C14 Rack Power Cable | 19
7X10CTO1WW | 7008 | Primary Array 2 HDDs | 0
7X10CTO1WW | 7009 | Primary Array 3 HDDs | 0
7X10CTO1WW | 7010 | Primary Array 4 HDDs | 0
7X10CTO1WW | 7011 | Primary Array 5 HDDs | 0
7X10CTO1WW | 7012 | Primary Array 6 HDDs | 0
7X10CTO1WW | 7013 | Primary Array 7 HDDs | 0
7X10CTO1WW | 7014 | Primary Array 8 HDDs | 0
7X10CTO1WW | 7015 | Secondary Array 2 HDDs | 0
7X10CTO1WW | 7016 | Secondary Array 3 HDDs | 0
7X10CTO1WW | 7017 | Secondary Array 4 HDDs | 0
7X10CTO1WW | 7057 | Secondary Array 5 HDDs | 0
7X10CTO1WW | 7058 | Secondary Array 6 HDDs | 0
7X10CTO1WW | 7059 | Secondary Array 7 HDDs | 0
7X10CTO1WW | 7060 | Secondary Array 8 HDDs | 0
7X10CTO1WW | 7664 | Primary Array 9 HDDs | 0
7X10CTO1WW | 7831 | Customer Solution Center Services | 0
7X10CTO1WW | 8034 | LeSI Solution Component | 0
7X10CTO1WW | 8067 | TAA Compliant Order | 0
7X10CTO1WW | 8072 | General Racking Solution | 0
7X10CTO1WW | 8086 | No Publications Selected | 0
7X10CTO1WW | 8971 | Integrate in manufacturing | 0
7X10CTO1WW | 8972 | Ship Uninstalled (Safety) | 0
7X10CTO1WW | 9013 | Hot Spare | 0
7X10CTO1WW | 9016 | Memory Sparing | 0
7X10CTO1WW | 9017 | Enable Memory Mirroring | 0
7X10CTO1WW | 9714 | Primary Array 10 HDDs | 0
7X10CTO1WW | 9715 | Primary Array 11 HDDs | 0
7X10CTO1WW | A0SB | Primary Array 17 HDDs | 0
7X10CTO1WW | A0SC | Primary Array 18 HDDs | 0
7X10CTO1WW | A0SD | Primary Array 19 HDDs | 0
7X10CTO1WW | A0SE | Primary Array 20 HDDs | 0
7X10CTO1WW | A0SF | Primary Array 21 HDDs | 0
7X10CTO1WW | A0SG | Primary Array 22 HDDs | 0
7X10CTO1WW | A0SH | Primary Array 23 HDDs | 0
7X10CTO1WW | A0SJ | Primary Array 24 HDDs | 0
7X10CTO1WW | A0SK | Primary Array 25 HDDs | 0
7X10CTO1WW | A0SL | Primary Array 26 HDDs | 0
7X10CTO1WW | A0SM | Primary Array 27 HDDs | 0
7X10CTO1WW | A0SN | Primary Array 28 HDDs | 0
7X10CTO1WW | A0SP | Primary Array 29 HDDs | 0
7X10CTO1WW | A0SQ | Primary Array 30 HDDs | 0
7X10CTO1WW | A0SR | Primary Array 31 HDDs | 0
7X10CTO1WW | A0SS | Primary Array 32 HDDs | 0
7X10CTO1WW | A0ST | Secondary Array 15 HDDs | 0
7X10CTO1WW | A0SU | Secondary Array 16 HDDs | 0
7X10CTO1WW | A0SV | Secondary Array 17 HDDs | 0
7X10CTO1WW | A0SW | Secondary Array 18 HDDs | 0
7X10CTO1WW | A0SX | Secondary Array 19 HDDs | 0
7X10CTO1WW | A0SY | Secondary Array 20 HDDs | 0
7X10CTO1WW | A0SZ | Secondary Array 21 HDDs | 0
7X10CTO1WW | A0T0 | Secondary Array 22 HDDs | 0
7X10CTO1WW | A0T1 | Secondary Array 23 HDDs | 0
7X10CTO1WW | A0T2 | Secondary Array 24 HDDs | 0
7X10CTO1WW | A0T3 | Secondary Array 25 HDDs | 0
7X10CTO1WW | A0T4 | Secondary Array 26 HDDs | 0
7X10CTO1WW | A0T5 | Secondary Array 27 HDDs | 0
7X10CTO1WW | A0T6 | Secondary Array 28 HDDs | 0
7X10CTO1WW | A0T7 | Secondary Array 29 HDDs | 0
7X10CTO1WW | A0T8 | Secondary Array 30 HDDs | 0
7X10CTO1WW | A102 | Advanced Grouping | 0
7X10CTO1WW | A103 | System x Cluster Upgrade | 0
7X10CTO1WW | A1NN | High Performance Analytics Appliance | 0
7X10CTO1WW | A1PH | 1m Passive DAC SFP+ Cable | 69
7X10CTO1WW | A1PJ | 3m Passive DAC SFP+ Cable | 89
7X10CTO1WW | A1PK | 5m Passive DAC SFP+ Cable | 159
7X10CTO1WW | A1RF | 2.8m, 10A/250V, C13 to NEMA 6-15P Line Cord | 15
7X10CTO1WW | A2K6 | Primary Array - RAID 0 | 0
7X10CTO1WW | A2K7 | Primary Array - RAID 1 | 0
7X10CTO1WW | A2K9 | Primary Array - RAID 5 | 0
7X10CTO1WW | A2KA | Primary Array - RAID 6 | 0
7X10CTO1WW | A2KB | Primary Array - RAID 10 | 0
7X10CTO1WW | A2KF | Secondary Array - RAID 0 | 0
7X10CTO1WW | A2KG | Secondary Array - RAID 1 | 0
7X10CTO1WW | A2KJ | Secondary Array - RAID 5 | 0
7X10CTO1WW | A2KK | Secondary Array - RAID 6 | 0
7X10CTO1WW | A2KL | Secondary Array - RAID 10 | 0
7X10CTO1WW | A3RG | 0.5m Passive DAC SFP+ Cable | 79
7X10CTO1WW | A3RH | 7m Passive DAC SFP+ Cable | 179
7X10CTO1WW | A3SW | 1.2m, 16A/100-250V, 2 Short C13s to Short C20 Rack Power Cable | 55
7X10CTO1WW | A3SX | 2.5m, 16A/100-250V, 2 Long C13s to Short C20 Rack Power Cable | 75
7X10CTO1WW | A3SY | 2.8m, 16A/100-250V, 2 Short C13s to Long C20 Rack Power Cable | 79
7X10CTO1WW | A3SZ | 4.1m, 16A/100-250V, 2 Long C13s to Long C20 Rack Power Cable | 85
7X10CTO1WW | A4VP | 1.0m, 10A/100-250V, C13 to IEC 320-C14 Rack Power Cable | 19
7X10CTO1WW | A51N | 1.5m Passive DAC SFP+ Cable | 89
7X10CTO1WW | A51P | 2m Passive DAC SFP+ Cable | 89
7X10CTO1WW | A5DL | SFP 1000Base-T (RJ-45) Transceiver | 89
7X10CTO1WW | A5U1 | SKLM for System x w/SEDs - FoD per Install w/1Yr S&S | 199
7X10CTO1WW | AS6C | SKLM for System x w/SEDs - FoD per Install w/3Yr S&S | 299
7X10CTO1WW | ASR5 | Lenovo 0.5m LC-LC OM3 MMF Cable | 24
7X10CTO1WW | ASR6 | Lenovo 1m LC-LC OM3 MMF Cable | 24
7X10CTO1WW | ASR7 | Lenovo 3m LC-LC OM3 MMF Cable | 24
7X10CTO1WW | ASR8 | Lenovo 5m LC-LC OM3 MMF Cable | 29
7X10CTO1WW | ASR9 | Lenovo 10m LC-LC OM3 MMF Cable | 39
7X10CTO1WW | ASRA | Lenovo 15m LC-LC OM3 MMF Cable | 45
7X10CTO1WW | ASRB | Lenovo 25m LC-LC OM3 MMF Cable | 54
7X10CTO1WW | AT2R | Lenovo 1m Active DAC SFP+ Cables | 129
7X10CTO1WW | AT2S | Lenovo 3m Active DAC SFP+ Cables | 139
7X10CTO1WW | AT2T | Lenovo 5m Active DAC SFP+ Cables | 159
7X10CTO1WW | AT7S | Emulex VFA5.2 2x10 GbE SFP+ PCIe Adapter | 449
7X10CTO1WW | AT7T | Emulex VFA5.2 2x10 GbE SFP+ Adapter and FCoE/iSCSI SW | 1319
7X10CTO1WW | ATPX | Intel X550-T2 Dual Port 10GBase-T Adapter | 599
7X10CTO1WW | ATRY | Intel X550-T1 Single Port 10GBase-T Adapter | 559
7X10CTO1WW | ATYX | Lenovo 1m SFP+ to SFP+ Active Optical Cable | 104
7X10CTO1WW | ATYY | Lenovo 3m SFP+ to SFP+ Active Optical Cable | 99
7X10CTO1WW | ATYZ | Lenovo 5m SFP+ to SFP+ Active Optical Cable | 114
7X10CTO1WW | ATZ0 | Lenovo 7m SFP+ to SFP+ Active Optical Cable | 129
7X10CTO1WW | ATZ1 | Lenovo 15m SFP+ to SFP+ Active Optical Cable | 169
7X10CTO1WW | ATZ2 | Lenovo 20m SFP+ to SFP+ Active Optical Cable | 169
7X10CTO1WW | ATZB | QLogic 16Gb Enhanced Gen5 FC Single-port HBA | 979
7X10CTO1WW | ATZC | QLogic 16Gb Enhanced Gen5 FC Dual-port HBA | 1339
7X10CTO1WW | ATZU | Emulex 16Gb Gen6 FC Single-port HBA | 949
7X10CTO1WW | ATZV | Emulex 16Gb Gen6 FC Dual-port HBA | 1309
7X10CTO1WW | AUAJ | Mellanox ConnectX-4 Lx 10/25GbE SFP28 2-port PCIe Ethernet Adapter | 499
7X10CTO1WW | AUK7 | TPM 2.0 and Secure Boot | 0
7X10CTO1WW | AUKN | ThinkSystem Emulex OCe14104B-NX PCIe 10Gb 4-Port SFP+ Ethernet Adapter | 539
7X10CTO1WW | AUKP | ThinkSystem Broadcom 57416 10GBASE-T 2-Port PCIe Ethernet Adapter | 479
7X10CTO1WW | AUKX | ThinkSystem Intel X710-DA2 PCIe 10Gb 2-Port SFP+ Ethernet Adapter | 459
7X10CTO1WW | AULV | ThinkSystem 2.5" 300GB 15K SAS 12Gb Hot Swap 512n HDD | 339
7X10CTO1WW | AULW | ThinkSystem 2.5" 600GB 15K SAS 12Gb Hot Swap 512n HDD | 469
7X10CTO1WW | AULX | ThinkSystem 2.5" 900GB 15K SAS 12Gb Hot Swap 512e HDD | 639
7X10CTO1WW | AULY | ThinkSystem 2.5" 300GB 10K SAS 12Gb Hot Swap 512n HDD | 289
7X10CTO1WW | AULZ | ThinkSystem 2.5" 600GB 10K SAS 12Gb Hot Swap 512n HDD | 319
7X10CTO1WW | AUM0 | ThinkSystem 2.5" 900GB 10K SAS 12Gb Hot Swap 512n HDD | 389
7X10CTO1WW | AUM1 | ThinkSystem 2.5" 1.2TB 10K SAS 12Gb Hot Swap 512n HDD | 389
7X10CTO1WW | AUM2 | ThinkSystem 2.5" 1.8TB 10K SAS 12Gb Hot Swap 512e HDD | 589
7X10CTO1WW | AUM4 | ThinkSystem 2.5" 300GB 10K SAS 12Gb Hot Swap 512n HDD SED | 339
7X10CTO1WW | AUM5 | ThinkSystem 2.5" 600GB 10K SAS 12Gb Hot Swap 512n HDD SED | 635
7X10CTO1WW | AUM6 | ThinkSystem 2.5" 1TB 7.2K SAS 12Gb Hot Swap 512n HDD | 469
7X10CTO1WW | AUM7 | ThinkSystem 2.5" 2TB 7.2K SAS 12Gb Hot Swap 512n HDD | 839
7X10CTO1WW | AUMU | ThinkSystem M.2 Enablement Kit | 39
7X10CTO1WW | AUMV | ThinkSystem M.2 with Mirroring Enablement Kit | 149
7X10CTO1WW | AUNB | ThinkSystem 16GB TruDDR4 2666 MHz (1Rx4 1.2V) RDIMM | 289
7X10CTO1WW | AUNC | ThinkSystem 16GB TruDDR4 2666 MHz (2Rx8 1.2V) RDIMM | 319
7X10CTO1WW | AUND | ThinkSystem 32GB TruDDR4 2666 MHz (2Rx4 1.2V) RDIMM | 609
7X10CTO1WW | AUNE | ThinkSystem 64GB TruDDR4 2666 MHz (4Rx4 1.2V) LRDIMM | 1259
7X10CTO1WW | AUNG | ThinkSystem RAID 530-8i PCIe 12Gb Adapter | 299
7X10CTO1WW | AUNJ | ThinkSystem RAID 930-8i 2GB Flash PCIe 12Gb Adapter | 1009
7X10CTO1WW | AUNK | ThinkSystem RAID 930-16i 4GB Flash PCIe 12Gb Adapter | 1529
7X10CTO1WW | AUNL | ThinkSystem 430-8i SAS/SATA 12Gb HBA | 299
7X10CTO1WW | AUNM | ThinkSystem 430-16i SAS/SATA 12Gb HBA | 589
7X10CTO1WW | AUNP | FBU345 SuperCap | 135
7X10CTO1WW | AUNQ | ThinkSystem RAID 930-8e 4GB Flash PCIe 12Gb Adapter | 1689
7X10CTO1WW | AUNR | ThinkSystem 430-8e SAS/SATA 12Gb HBA | 299
7X10CTO1WW | AUPW | ThinkSystem XClarity Controller Standard to Enterprise Upgrade | 100
7X10CTO1WW | AUR5 | ThinkSystem 2U/Twr 2.5" AnyBay 8-Bay Backplane | 499
7X10CTO1WW | AURR | ThinkSystem M3.5 Screw for Riser 2x2pcs and Planar 5pcs | 0
7X10CTO1WW | AUSL | ThinkSystem COM Port Upgrade Kit | 19
7X10CTO1WW | AUU1 | ThinkSystem 8GB TruDDR4 2666 MHz (1Rx8 1.2V) RDIMM | 189
7X10CTO1WW | AUU2 | ThinkSystem 3.5" 300GB 15K SAS 12Gb Hot Swap 512n HDD | 359
7X10CTO1WW | AUU3 | ThinkSystem 3.5" 600GB 15K SAS 12Gb Hot Swap 512n HDD | 479
7X10CTO1WW | AUU4 | ThinkSystem 3.5" 1TB 7.2K SAS 12Gb Hot Swap 512n HDD | 299
7X10CTO1WW | AUU5 | ThinkSystem 3.5" 2TB 7.2K SAS 12Gb Hot Swap 512n HDD | 339
7X10CTO1WW | AUU6 | ThinkSystem 3.5" 4TB 7.2K SAS 12Gb Hot Swap 512n HDD | 419
7X10CTO1WW | AUU7 | ThinkSystem 3.5" 6TB 7.2K SAS 12Gb Hot Swap 512e HDD | 549
7X10CTO1WW | AUU8 | ThinkSystem 3.5" 4TB 7.2K SATA 6Gb Hot Swap 512n HDD | 389
7X10CTO1WW | AUU9 | ThinkSystem 3.5" 8TB 7.2K SATA 6Gb Hot Swap 512e HDD | 599
7X10CTO1WW | AUUA | ThinkSystem 3.5" 6TB 7.2K SATA 6Gb Hot Swap 512e HDD | 529
7X10CTO1WW | AUUB | ThinkSystem 3.5" 10TB 7.2K SATA 6Gb Hot Swap 512e HDD | 829
7X10CTO1WW | AUUD | ThinkSystem 3.5" 2TB 7.2K SATA 6Gb Hot Swap 512n HDD | 319
7X10CTO1WW | AUUE | ThinkSystem 2.5" 1TB 7.2K SATA 6Gb Hot Swap 512n HDD | 469
7X10CTO1WW | AUUF | ThinkSystem 3.5" 1TB 7.2K SATA 6Gb Hot Swap 512n HDD | 269
7X10CTO1WW | AUUG | ThinkSystem 3.5" 10TB 7.2K SAS 12Gb Hot Swap 512e HDD | 849
7X10CTO1WW | AUUJ | ThinkSystem 2.5" 2TB 7.2K SATA 6Gb Hot Swap 512e HDD | 849
7X10CTO1WW | AUUL | ThinkSystem M.2 32GB SATA 6Gbps Non-Hot Swap SSD | 109
7X10CTO1WW | AUUV | ThinkSystem M.2 128GB SATA 6Gbps Non-Hot Swap SSD | 159
7X10CTO1WW | AUV1 | ThinkSystem RAID 930-24i 4GB Flash PCIe 12Gb Adapter | 1699
7X10CTO1WW | AUV2 | ThinkSystem 1610-4P NVMe Switch Adapter | 929
7X10CTO1WW | AUZS | ThinkSystem 1TB 7.2K 6Gbps SATA 3.5" Simple Swap 512n HDD | 229
7X10CTO1WW | AUZT | ThinkSystem 2TB 7.2K 6Gbps SATA 3.5" Simple Swap 512n HDD | 429
7X10CTO1WW | AUZU | ThinkSystem 4TB 7.2K 6Gbps SATA 3.5" Simple Swap 512n HDD | 599
7X10CTO1WW | AUZV | ThinkSystem Broadcom 5719 1GbE RJ45 4-Port PCIe Ethernet Adapter | 159
7X10CTO1WW | AUZW | ThinkSystem I350-T4 PCIe 1Gb 4-Port RJ45 Ethernet Adapter | 379
7X10CTO1WW | AUZX | ThinkSystem Broadcom 5720 1GbE RJ45 2-Port PCIe Ethernet Adapter | 129
7X10CTO1WW | AUZY | ThinkSystem I350-T2 PCIe 1Gb 2-Port RJ45 Ethernet Adapter | 179
7X10CTO1WW | AUZZ | ThinkSystem I350-F1 PCIe 1Gb 1-Port SFP Ethernet Adapter | 379
7X10CTO1WW | AV1F | Lenovo 3m 25G SFP28 Active Optical Cable | 489
7X10CTO1WW | AV1G | Lenovo 5m 25G SFP28 Active Optical Cable | 489
7X10CTO1WW | AV1H | Lenovo 10m 25G SFP28 Active Optical Cable | 499
7X10CTO1WW | AV1J | Lenovo 15m 25G SFP28 Active Optical Cable | 497
7X10CTO1WW | AV1K | Lenovo 20m 25G SFP28 Active Optical Cable | 519
7X10CTO1WW | AV1W | Lenovo 1m Passive 25G SFP28 DAC Cable | 69
7X10CTO1WW | AV1X | Lenovo 3m Passive 25G SFP28 DAC Cable | 79
7X10CTO1WW | AV1Y | Lenovo 5m Passive 25G SFP28 DAC Cable | 159
7X10CTO1WW | AVEY | ThinkSystem Half High SATA DVD-RW Optical Disk Drive | 59
7X10CTO1WW | AVEZ | ThinkSystem Half High SATA DVD-ROM Optical Disk Drive | 49
7X10CTO1WW | AVF0 | ThinkSystem RDX 2TB Cartridge | 879
7X10CTO1WW | AVF1 | ThinkSystem RDX 1TB Cartridge | 499
7X10CTO1WW | AVF4 | ThinkSystem LTO G6 2.5TB Tape | 179
7X10CTO1WW | AVF5 | Internal LTO7 SAS Tape Drive | 6499
7X10CTO1WW | AVF6 | ThinkSystem Internal RDX USB 3.0 Dock | 329
7X10CTO1WW | AVF7 | ThinkSystem LTO G7 6TB Tape | 499
7X10CTO1WW | AVF8 | ThinkSystem RDX 500GB Cartridge | 399
7X10CTO1WW | AVRA | ThinkSystem ST550/ST558 MB | 1240
7X10CTO1WW | AVRK | ThinkSystem NVIDIA Quadro P6000 PCIe Active GPU | 11829
7X10CTO1WW | AVRL | ThinkSystem ST550/ST558 PIB | 99
7X10CTO1WW | AVRM | ThinkSystem ST550 2.5" SATA/SAS 4-Bay Backplane | 99
7X10CTO1WW | AVRN | ThinkSystem ST550 2.5" SATA/SAS 8-Bay Backplane | 129
7X10CTO1WW | AVRQ | ThinkSystem ST550 3.5" SATA/SAS 4-Bay Backplane | 75
7X10CTO1WW | AVRR | ThinkSystem ST550 4U Security Bezel | 99
7X10CTO1WW | AVRU | 4U MS 4x2.5" HDD Cage | 75
7X10CTO1WW | AVRV | Tower to Rack Conversion Kit | 129
7X10CTO1WW | AVRX | Tower to Rack Conversion Kit Bundle CMA Kit | 179
7X10CTO1WW | AVRY | ThinkSystem ST550 3.5" SATA 4-Bay Simple Swap Backplane | 99
7X10CTO1WW | AVS0 | 4U MS Reduntant PSU Cage | 39
7X10CTO1WW | AVS1 | 450W Gold AC Cable PSU | 299
7X10CTO1WW | AVS3 | ThinkSystem ST550 Front Mid Fan Module for 4x2.5" ODD conversion | 29
7X10CTO1WW | AVS4 | ThinkSystem ST550 Rear Fan Module for Redundant Fan | 29
7X10CTO1WW | AVS5 | ThinkSystem ST550 8x3.5" Chassis | 1115
7X10CTO1WW | AVS6 | ThinkSystem ST550 16x2.5" Chassis | 1395
7X10CTO1WW | AVUT | ThinkSystem XClarity Controller Standard to Advanced Upgrade | 50
7X10CTO1WW | AVUX | On Board SATA AHCI Mode | 0
7X10CTO1WW | AVV0 | On Board SATA Software RAID Mode | 0
7X10CTO1WW | AVV8 | ThinkSystem External USB DVD-RW Optical Disk Drive | 79
7X10CTO1WW | AWAU | SAP HANA SW Stack for ThinkSystem | 0
7X10CTO1WW | AWDZ | Intel Xeon Gold 6138 20C 125W 2.0GHz Processor | 4099
7X10CTO1WW | AWE4 | Intel Xeon Gold 6130T 16C 125W 2.1GHz Processor | 3129
7X10CTO1WW | AWE5 | Intel Xeon Gold 6126T 12C 125W 2.6GHz Processor | 2979
7X10CTO1WW | AWE8 | Intel Xeon Gold 5120T 14C 105W 2.2GHz Processor | 2699
7X10CTO1WW | AWEA | Intel Xeon Silver 4116T 12C 85W 2.1GHz Processor | 1979
7X10CTO1WW | AWEE | Intel Xeon Silver 4110 8C 85W 2.1GHz Processor | 909
7X10CTO1WW | AWEH | Intel Xeon Bronze 3106 8C 85W 1.7GHz Processor | 599
7X10CTO1WW | AWEL | Intel Xeon Gold 6126 12C 125W 2.6GHz Processor | 2869
7X10CTO1WW | AWEM | Intel Xeon Gold 6138T 20C 125W 2.0GHz Processor | 4349
7X10CTO1WW | AWEN | Intel Xeon Gold 6130 16C 125W 2.1GHz Processor | 2999
7X10CTO1WW | AWEP | Intel Xeon Gold 5118 12C 105W 2.3GHz Processor | 2019
7X10CTO1WW | AWEQ | Intel Xeon Gold 5119T 14C 85W 2.0GHz Processor | 2549
7X10CTO1WW | AWER | Intel Xeon Silver 4116 12C 85W 2.1GHz Processor | 1649
7X10CTO1WW | AWES | Intel Xeon Silver 4114T 10C 85W 2.2GHz Processor | 1369
7X10CTO1WW | AWET | Intel Xeon Silver 4109T 8C 70W 2.0GHz Processor | 949
7X10CTO1WW | AWFQ | ThinkSystem 1100W (230V/115V) Platinum Hot Swap Power Supply | 499
7X10CTO1WW | AWFR | ThinkSystem 750W (230V) Titanium Hot Swap Power Supply | 549
7X10CTO1WW | AWFS | ThinkSystem 750W (230/115V) Platinum Hot Swap Power Supply | 399
7X10CTO1WW | AWFT | ThinkSystem 550W (230V/115V) Platinum Hot Swap Power Supply | 349
7X10CTO1WW | AX8A | 4.3m, 13A/120V, C13 to NEMA 5-15P (US) Line Cord | 19
7X10CTO1WW | AXC6 | ThinkSystem 8TB 7.2K 6Gbps SATA 3.5" Simple Swap 512e HDD | 1199
7X10CTO1WW | AXC7 | ThinkSystem 6TB 7.2K 6Gbps SATA 3.5" Simple Swap 512e HDD | 999
7X10CTO1WW | AXC8 | ThinkSystem 3.5" 10TB 7.2K SATA 6Gb Simple Swap 512e HDD | 1499
7X10CTO1WW | AXD1 | ThinkSystem RDX 4TB Cartridge | 899
7X10CTO1WW | AXFS | VMware ESXi 6.0 U3 (factory installed) | 0
7X10CTO1WW | AXFT | VMware ESXi 6.5 U1 (factory installed) | 0
7X10CTO1WW | AXTL | ThinkSystem Pref. Pro II USB Keyboard - US English | 29
7X10CTO1WW | AXTM | ThinkSystem Pref. Pro II USB Keyboard - Arabic | 29
7X10CTO1WW | AXTN | ThinkSystem Pref. Pro II USB Keyboard - Arabic/French | 29
7X10CTO1WW | AXTP | ThinkSystem Pref. Pro II USB Keyboard - Belgium/French | 29
7X10CTO1WW | AXTQ | ThinkSystem Pref. Pro II USB Keyboard - Belgium/UK | 29
7X10CTO1WW | AXTR | ThinkSystem Pref. Pro II USB Keyboard - Brazil/Portuguese | 29
7X10CTO1WW | AXTS | ThinkSystem Pref. Pro II USB Keyboard - Bulgarian | 29
7X10CTO1WW | AXTT | ThinkSystem Pref. Pro II USB Keyboard - Trad Chinese/US | 29
7X10CTO1WW | AXTU | ThinkSystem Pref. Pro II USB Keyboard - Czech | 29
7X10CTO1WW | AXTV | ThinkSystem Pref. Pro II USB Keyboard - Danish | 29
7X10CTO1WW | AXTW | ThinkSystem Pref. Pro II USB Keyboard - Dutch | 29
7X10CTO1WW | AXTX | ThinkSystem Pref. Pro II USB Keyboard - French | 29
7X10CTO1WW | AXTY | ThinkSystem Pref. Pro II USB Keyboard - French Canadian Multilingual | 29
7X10CTO1WW | AXTZ | ThinkSystem Pref. Pro II USB Keyboard - French Canadian French | 29
7X10CTO1WW | AXU0 | ThinkSystem Pref. Pro II USB Keyboard - German | 29
7X10CTO1WW | AXU1 | ThinkSystem Pref. Pro II USB Keyboard - Greek | 29
7X10CTO1WW | AXU2 | ThinkSystem Pref. Pro II USB Keyboard - Hebrew | 29
7X10CTO1WW | AXU3 | ThinkSystem Pref. Pro II USB Keyboard - Hungarian | 29
7X10CTO1WW | AXU4 | ThinkSystem Pref. Pro II USB Keyboard - Iceland | 29
7X10CTO1WW | AXU5 | ThinkSystem Pref. Pro II USB Keyboard - Italy | 29
7X10CTO1WW | AXU6 | ThinkSystem Pref. Pro II USB Keyboard -Japanese | 29
7X10CTO1WW | AXU7 | ThinkSystem Pref. Pro II USB Keyboard - Korean | 29
7X10CTO1WW | AXU8 | ThinkSystem Pref. Pro II USB Keyboard - LA Spanish | 29
7X10CTO1WW | AXU9 | ThinkSystem Pref. Pro II USB Keyboard - Norwegian | 29
7X10CTO1WW | AXUA | ThinkSystem Pref. Pro II USB Keyboard - Polish | 29
7X10CTO1WW | AXUB | ThinkSystem Pref. Pro II USB Keyboard- Portugese | 29
7X10CTO1WW | AXUC | ThinkSystem Pref. Pro II USB Keyboard - Romanian | 29
7X10CTO1WW | AXUD | ThinkSystem Pref. Pro II USB Keyboard - Russian/Cy | 29
7X10CTO1WW | AXUE | ThinkSystem Pref. Pro II USB Keyboard - Serbian/Cyrilic | 29
7X10CTO1WW | AXUF | ThinkSystem Pref. Pro II USB Keyboard - Slovak | 29
7X10CTO1WW | AXUG | ThinkSystem Pref. Pro II USB Keyboard - Spanish | 29
7X10CTO1WW | AXUH | ThinkSystem Pref. Pro II USB Keyboard- Swedish/Finn | 29
7X10CTO1WW | AXUJ | ThinkSystem Pref. Pro II USB Keyboard - Swiss, F/G | 29
7X10CTO1WW | AXUK | ThinkSystem Pref. Pro II USB Keyboard - Thailand | 29
7X10CTO1WW | AXUL | ThinkSystem Pref. Pro II USB Keyboard - Turkish 440 | 29
7X10CTO1WW | AXUM | ThinkSystem Pref. Pro II USB Keyboard - Turkish 179 | 29
7X10CTO1WW | AXUN | ThinkSystem Pref. Pro II USB Keyboard - UK English | 29
7X10CTO1WW | AXUP | ThinkSystem Pref. Pro II USB Keyboard - US Euro | 29
7X10CTO1WW | AXUQ | ThinkSystem Pref. Pro II USB Keyboard - Slovenian | 29
7X10CTO1WW | B0LN | ThinkSystem Optical Wheel Mouse - USB | 19
7X10CTO1WW | B0ML | Feature Enable TPM on MB | 0
7X10CTO1WW | B0N4 | 2.0m, 10A/100-250V, C13 to IEC 320-C14 Rack Power Cable | 29
7X10CTO1WW | B0N5 | 1.0m, 13A/100-250V, C13 to C14 Jumper Cord | 25
7X10CTO1WW | B0N6 | 1.5m, 13A/100-250V, C13 to C14 Jumper Cord | 29
7X10CTO1WW | B0RJ | 10GBASE-LR SFP+Transceiver | 350
7X10CTO1WW | B0WY | ThinkSystem Intel XXV710-DA2 10/25GbE SFP28 2-Port PCIe Ethernet Adapter | 529
7X10CTO1WW | B0YR | ThinkSystem 3.5" 8TB 7.2K SAS 12Gb Hot Swap 512e HDD | 659
7X10CTO1WW | B0YS | ThinkSystem 2.5" 2.4TB 10K SAS 12Gb Hot Swap 512e HDD | 629
7X10CTO1WW | B0YX | ThinkSystem 2.5" 1.2TB 10K SAS 12Gb Hot Swap 512n HDD SED | 749
7X10CTO1WW | B0Z0 | ThinkSystem 2.5" Intel S4500 960GB Entry SATA 6Gb Hot Swap SSD | 1219
7X10CTO1WW | B0Z5 | ThinkSystem 3.5" Intel S4500 960GB Entry SATA 6Gb Hot Swap SSD | 1199
7X10CTO1WW | B117 | ThinkSystem 3.5" 12TB 7.2K SAS 12Gb Hot Swap 512e HDD | 949
7X10CTO1WW | B118 | ThinkSystem 3.5" 12TB 7.2K SATA 6Gb Hot Swap 512e HDD | 1829
7X10CTO1WW | B173 | Companion Part for XClarity Controller Standard to Enterprise Upgrade in Factory | 0
7X10CTO1WW | B1BK | 4U CMA for Tower to Rack Kit | 49
7X10CTO1WW | B21R | ThinkSystem QLogic QL41262 10/25GbE SFP28 2-Port PCIe Ethernet Adapter | 409
7X10CTO1WW | B2X4 | ThinkSystem 2.5" 5200 1.92TB Entry SATA 6Gb Hot Swap SSD | 899
7X10CTO1WW | B2X6 | ThinkSystem 2.5" 5200 7.68TB Entry SATA 6Gb Hot Swap SSD | 4999
7X10CTO1WW | B2X9 | ThinkSystem 3.5" 5200 1.92TB Entry SATA 6Gb Hot Swap SSD | 909
7X10CTO1WW | B2XB | ThinkSystem 3.5" 5200 7.68TB Entry SATA 6Gb Hot Swap SSD | 4999
7X10CTO1WW | B30W | Custom MFG SVCS Fee - Medium Increment | 30
7X10CTO1WW | B30X | Custom MFG SVCS Fee - Large Increment | 300
7X10CTO1WW | B31D | ThinkSystem NVIDIA Quadro P620 2GB PCIe Active GPU | 269
7X10CTO1WW | B31E | ThinkSystem RAID 930-16i 8GB Flash PCIe 12Gb Adapter | 2389
7X10CTO1WW | B31G | ThinkSystem QLogic QL41134 PCIe 10Gb 4-Port Base-T Ethernet Adapter | 799
7X10CTO1WW | B32J | ThinkSystem ST550 8x3.5" Chassis NVFF 3.0 | 1115
7X10CTO1WW | B32K | ThinkSystem ST550 16x2.5" Chassis NVFF 3.0 | 1395
7X10CTO1WW | B34H | ThinkSystem 2.5" PM883 240GB Entry SATA 6Gb Hot Swap SSD | 219
7X10CTO1WW | B34J | ThinkSystem 2.5" PM883 480GB Entry SATA 6Gb Hot Swap SSD | 279
7X10CTO1WW | B34K | ThinkSystem 2.5" PM883 960GB Entry SATA 6Gb Hot Swap SSD | 449
7X10CTO1WW | B34L | ThinkSystem 2.5" PM883 1.92TB Entry SATA 6Gb Hot Swap SSD | 889
7X10CTO1WW | B34M | ThinkSystem 2.5" PM883 3.84TB Entry SATA 6Gb Hot Swap SSD | 1739
7X10CTO1WW | B34N | ThinkSystem U.2 PM983 1.92TB Entry NVMe PCIe 3.0 x4 Hot Swap SSD | 939
7X10CTO1WW | B34P | ThinkSystem U.2 PM983 3.84TB Entry NVMe PCIe 3.0 x4 Hot Swap SSD | 1839
7X10CTO1WW | B3VW | VMware ESXi 6.5 U2 (Factory Installed) | 0
7X10CTO1WW | B3VX | VMware ESXi 6.7 (Factory Installed) | 0
7X10CTO1WW | B3YK | ThinkSystem Internal Half High LTO Gen6 SAS Tape Drive | 6399
7X10CTO1WW | B488 | ThinkSystem 2.5" 5200 240GB Mainstream SATA 6Gb Hot Swap SSD | 469
7X10CTO1WW | B48B | ThinkSystem 2.5" 5200 1.92TB Mainstream SATA 6Gb Hot Swap SSD | 2129
7X10CTO1WW | B48C | ThinkSystem 2.5" 5200 3.84TB Mainstream SATA 6Gb Hot Swap SSD | 4869
7X10CTO1WW | B48D | ThinkSystem 3.5" 5200 240GB Mainstream SATA 6Gb Hot Swap SSD | 469
7X10CTO1WW | B48G | ThinkSystem 3.5" 5200 1.92TB Mainstream SATA 6Gb Hot Swap SSD | 2139
7X10CTO1WW | B48H | ThinkSystem 3.5" 5200 3.84TB Mainstream SATA 6Gb Hot Swap SSD | 4859
7X10CTO1WW | B496 | ThinkSystem 3.5" 14TB 7.2K SAS 12Gb Hot Swap 512e HDD | 1199
7X10CTO1WW | B497 | ThinkSystem 3.5" 14TB 7.2K SATA 6Gb Hot Swap 512e HDD | 1149
7X10CTO1WW | B498 | ThinkSystem 2.5" Intel S4510 240GB Entry SATA 6Gb Hot Swap SSD | 149
7X10CTO1WW | B499 | ThinkSystem 2.5" Intel S4510 480GB Entry SATA 6Gb Hot Swap SSD | 309
7X10CTO1WW | B49A | ThinkSystem 2.5" Intel S4510 960GB Entry SATA 6Gb Hot Swap SSD | 529
7X10CTO1WW | B49B | ThinkSystem 2.5" Intel S4510 1.92TB Entry SATA 6Gb Hot Swap SSD | 1049
7X10CTO1WW | B49C | ThinkSystem 2.5" Intel S4510 3.84TB Entry SATA 6Gb Hot Swap SSD | 1979
7X10CTO1WW | B49D | ThinkSystem 3.5" Intel S4510 240GB Entry SATA 6Gb Hot Swap SSD | 149
7X10CTO1WW | B49E | ThinkSystem 3.5" Intel S4510 480GB Entry SATA 6Gb Hot Swap SSD | 209
7X10CTO1WW | B49F | ThinkSystem 3.5" Intel S4510 960GB Entry SATA 6Gb Hot Swap SSD | 539
7X10CTO1WW | B49G | ThinkSystem 3.5" Intel S4510 1.92TB Entry SATA 6Gb Hot Swap SSD | 1059
7X10CTO1WW | B49H | ThinkSystem 3.5" Intel S4510 3.84TB Entry SATA 6Gb Hot Swap SSD | 1989
7X10CTO1WW | B49L | ThinkSystem 2.5" Intel S4610 240GB Mainstream SATA 6Gb Hot Swap SSD | 399
7X10CTO1WW | B49M | ThinkSystem 2.5" Intel S4610 480GB Mainstream SATA 6Gb Hot Swap SSD | 479
7X10CTO1WW | B49N | ThinkSystem 2.5" Intel S4610 960GB Mainstream SATA 6Gb Hot Swap SSD | 699
7X10CTO1WW | B49P | ThinkSystem 2.5" Intel S4610 1.92TB Mainstream SATA 6Gb Hot Swap SSD | 1289
7X10CTO1WW | B49Q | ThinkSystem 2.5" Intel S4610 3.84TB Mainstream SATA 6Gb Hot Swap SSD | 2499
7X10CTO1WW | B49R | ThinkSystem 3.5" Intel S4610 240GB Mainstream SATA 6Gb Hot Swap SSD | 409
7X10CTO1WW | B49S | ThinkSystem 3.5" Intel S4610 480GB Mainstream SATA 6Gb Hot Swap SSD | 309
7X10CTO1WW | B49T | ThinkSystem 3.5" Intel S4610 960GB Mainstream SATA 6Gb Hot Swap SSD | 1029
7X10CTO1WW | B49U | ThinkSystem 3.5" Intel S4610 1.92TB Mainstream SATA 6Gb Hot Swap SSD | 1799
7X10CTO1WW | B49V | ThinkSystem 3.5" Intel S4610 3.84TB Mainstream SATA 6Gb Hot Swap SSD | 3579
7X10CTO1WW | B4A2 | ThinkSystem 2.5" PM1645 3.2TB Mainstream SAS 12Gb Hot Swap SSD | 2579
7X10CTO1WW | B4A7 | ThinkSystem 2.5" PM1643 3.84TB Capacity SAS 12Gb Hot Swap SSD | 2579
7X10CTO1WW | B4A8 | ThinkSystem 3.5" PM1643 3.84TB Capacity SAS 12Gb Hot Swap SSD | 1869
7X10CTO1WW | B4BM | ThinkSystem Internal Half High LTO Gen8 SAS Tape Drive | 8999
7X10CTO1WW | B4BN | ThinkSystem LTO Gen8 12TB Tape | 849
7X10CTO1WW | B4D2 | ThinkSystem 2.5" PM883 7.68TB Entry SATA 6Gb Hot Swap SSD | 3379
7X10CTO1WW | B4D3 | ThinkSystem U.2 PM983 7.68TB Entry NVMe PCIe3.0 x4 Hot Swap SSD | 4999
7X10CTO1WW | B4H1 | ThinkSystem 8GB TruDDR4 2933MHz (1Rx8 1.2V) RDIMM | 219
7X10CTO1WW | B4H2 | ThinkSystem 16GB TruDDR4 2933MHz (2Rx8 1.2V) RDIMM | 319
7X10CTO1WW | B4H3 | ThinkSystem 32GB TruDDR4 2933MHz (2Rx4 1.2V) RDIMM | 619
7X10CTO1WW | B4H4 | ThinkSystem 64GB TruDDR4 2933MHz (2Rx4 1.2V) RDIMM | 1279
7X10CTO1WW | B4HJ | Intel Xeon Gold 6230 20C 125W 2.1GHz Processor | 3099
7X10CTO1WW | B4HK | Intel Xeon Gold 5220 18C 125W 2.2GHz Processor | 2599
7X10CTO1WW | B4HL | Intel Xeon Gold 5218 16C 125W 2.3GHz Processor | 2019
7X10CTO1WW | B4HM | Intel Xeon Gold 5217 8C 115W 3.0GHz Processor | 2659
7X10CTO1WW | B4HN | Intel Xeon Gold 5215 10C 85W 2.5GHz Processor | 2019
7X10CTO1WW | B4HP | Intel Xeon Silver 4216 16C 100W 2.1GHz Processor | 1649
7X10CTO1WW | B4HQ | Intel Xeon Silver 4215 8C 85W 2.5GHz Processor | 1399
7X10CTO1WW | B4HR | Intel Xeon Silver 4214 12C 85W 2.2GHz Processor | 1169
7X10CTO1WW | B4HS | Intel Xeon Silver 4210 10C 85W 2.2GHz Processor | 859
7X10CTO1WW | B4HT | Intel Xeon Silver 4208 8C 85W 2.1GHz Processor | 799
7X10CTO1WW | B4HU | Intel Xeon Bronze 3204 6C 85W 1.9GHz Processor | 439
7X10CTO1WW | B4LY | ThinkSystem 16GB TruDDR4 2933 MHz (1Rx4 1.2V) RDIMM | 289
7X10CTO1WW | B4NJ | ThinkSystem ST550/ST558 Refresh MB | 1240
7X10CTO1WW | B4NW | Intel Xeon Silver 4214Y 12/10/8C 85W 2.2GHz Processor | 1519
7X10CTO1WW | B4P2 | Intel Xeon Gold 6238T 22C 125W 1.9GHz Processor | 4349
7X10CTO1WW | B4P3 | Intel Xeon Gold 5218T 16C 105W 2.1GHz Processor | 2399
7X10CTO1WW | B4P4 | Intel Xeon Silver 4209T 8C 70W 2.2GHz Processor | 929
7X10CTO1WW | B4P9 | Intel Xeon Gold 5215L 10C 85W 2.5GHz Processor | 17019
7X10CTO1WW | B4RQ | ThinkSystem RAID 730-8i 2GB Flash PCIe 12Gb Adapter | 879
7X10CTO1WW | B4XA | VMware ESXi 6.7 U1 (Factory Installed) | 0
7X10CTO1WW | B58F | ThinkSystem U.2 Intel P4510 1.0TB Entry NVMe PCIe3.0 x4 Hot Swap SSD | 539
7X10CTO1WW | B58G | ThinkSystem U.2 Intel P4510 2.0TB Entry NVMe PCIe3.0 x4 Hot Swap SSD | 1459
7X10CTO1WW | B59Z | FBU02 SuperCap | 149
7X10CTO1WW | B5RZ | Intel Xeon Platinum 8253 16C 125W 2.2GHz Processor | 5299
7X10CTO1WW | B5S1 | Intel Xeon Gold 5222 4C 105W 3.8GHz Processor | 1999
7X10CTO1WW | B5S2 | Intel Xeon Platinum 8256 4C 105W 3.8GHz Processor | 12099
7X10CTO1WW | B5T0 | ThinkSystem Broadcom 57414 10/25GbE SFP28 2-port PCIe Ethernet Adapter | 389
7X10CTO1WW | B6BS | Intel Xeon Gold 5218B 16C 125W 2.3GHz Processor | 2019
7X10CTO1WW | B6CG | ThinkSystem NVIDIA Quadro RTX 4000 8GB PCIe Active GP | 2219
7X10CTO1WW | B6CL | Intel Xeon Gold 6226 12C 125W 2.7GHz Processor | 3299
7X10CTO1WW | B6CP | Intel Xeon Gold 6230T 20C 125W 2.1GHz Processor | 3599
7X10CTO1WW | B6CQ | Intel Xeon Gold 5220T 18C 105W 1.9GHz Processor | 3199
7X10CTO1WW | B6CV | Intel Xeon Gold 6222V 20C 115W 1.8GHz Processor | 2999
7X10CTO1WW | B6CW | Intel Xeon Gold 5220S 18C 125W 2.7GHz Processor | 3699
7X10CTO1WW | B6CX | Intel Xeon Gold 6209U 20C 125W 2.1GHz Processor | 2309
7X10CTO1WW | B6JY | ThinkSystem 3.5" PM883 1.92TB Entry SATA 6Gb Hot Swap SSD | 1159
7X10CTO1WW | B6JZ | ThinkSystem 3.5" PM883 3.84TB Entry SATA 6Gb Hot Swap SSD | 2219
7X10CTO1WW | B6TM | ThinkSystem 3.5" PM883 240GB Entry SATA 6Gb Hot Swap SSD | 239
7X10CTO1WW | B6TN | ThinkSystem 3.5" PM883 480GB Entry SATA 6Gb Hot Swap SSD | 359
7X10CTO1WW | B6TP | ThinkSystem 3.5" PM883 960GB Entry SATA 6Gb Hot Swap SSD | 599
7X10CTO1WW | B6U0 | VMware ESXi 6.5 U3 (factory installed) | 0
7X10CTO1WW | B6U1 | VMware ESXi 6.7 U2 (factory installed) | 0
7X10CTO1WW | B7EW | ThinkSystem 2.5" 5210 1.92TB Entry SATA 6Gb Hot Swap QLC SSD | 759
7X10CTO1WW | B7EX | ThinkSystem 2.5" 5210 3.84TB Entry SATA 6Gb Hot Swap QLC SSD | 1489
7X10CTO1WW | B7EY | ThinkSystem 2.5" 5210 7.68TB Entry SATA 6Gb Hot Swap QLC SSD | 2779
7X10CTO1WW | B7EZ | ThinkSystem 3.5" 16TB 7.2K SAS 12Gb Hot Swap 512e HDD | 1309
7X10CTO1WW | B7F0 | ThinkSystem 3.5" 16TB 7.2K SATA 6Gb Hot Swap 512e HDD | 1289
7X10CTO1WW | B7JW | ThinkSystem NVIDIA Quadro P2200 5GB PCIe Active GPU | 1009
7X10CTO1WW | B7N3 | Intel Xeon Bronze 3206R 8C 85W 1.9GHz Processor | 559
7X10CTO1WW | B7N5 | Intel Xeon Silver 4210R 10C 100W 2.4GHz Processor | 899
7X10CTO1WW | B7N6 | Intel Xeon Silver 4214R 12C 100W 2.4GHz Processor | 1259
7X10CTO1WW | B88T | VMware ESXi 6.7 U3 (factory installed) | 0
7X10CTO1WW | B8HP | ThinkSystem 2.5" 5300 960GB Entry SATA 6Gb Hot Swap SSD | 489
7X10CTO1WW | B8HQ | ThinkSystem 3.5" 5300 3.84TB Entry SATA 6Gb Hot Swap SSD | 2179
7X10CTO1WW | B8HR | ThinkSystem 3.5" 5300 1.92TB Mainstream SATA 6Gb Hot Swap SSD | 1829
7X10CTO1WW | B8HS | ThinkSystem M.2 5300 240GB SATA 6Gbps Non-Hot Swap SSD | 359
7X10CTO1WW | B8HT | ThinkSystem 3.5" PM1645a 800GB Mainstream SAS 12Gb Hot Swap SSD | 829
7X10CTO1WW | B8HU | ThinkSystem 2.5" PM1645a 800GB Mainstream SAS 12Gb Hot Swap SSD | 819
7X10CTO1WW | B8HV | ThinkSystem 2.5" 5300 240GB Entry SATA 6Gb Hot Swap SSD | 359
7X10CTO1WW | B8HX | ThinkSystem 3.5" 5300 3.84TB Mainstream SATA 6Gb Hot Swap SSD | 3119
7X10CTO1WW | B8HY | ThinkSystem 2.5" 5300 480GB Mainstream SATA 6Gb Hot Swap SSD | 429
7X10CTO1WW | B8HZ | ThinkSystem 3.5" 5300 1.92TB Entry SATA 6Gb Hot Swap SSD | 1139
7X10CTO1WW | B8J0 | ThinkSystem 3.5" 5300 960GB Mainstream SATA 6Gb Hot Swap SSD | 929
7X10CTO1WW | B8J1 | ThinkSystem 2.5" 5300 240GB Mainstream SATA 6Gb Hot Swap SSD | 409
7X10CTO1WW | B8J2 | ThinkSystem 2.5" 5300 7.68TB Entry SATA 6Gb Hot Swap SSD | 3649
7X10CTO1WW | B8J3 | ThinkSystem 3.5" 5300 7.68TB Entry SATA 6Gb Hot Swap SSD | 4119
7X10CTO1WW | B8J4 | ThinkSystem 2.5" PM1645a 1.6TB Mainstream SAS 12Gb Hot Swap SSD | 1379
7X10CTO1WW | B8J5 | ThinkSystem 2.5" 5300 1.92TB Entry SATA 6Gb Hot Swap SSD | 939
7X10CTO1WW | B8J6 | ThinkSystem 2.5" 5300 960GB Mainstream SATA 6Gb Hot Swap SSD | 729
7X10CTO1WW | B8J7 | ThinkSystem 2.5" 5300 3.84TB Mainstream SATA 6Gb Hot Swap SSD | 2179
7X10CTO1WW | B8J9 | ThinkSystem 3.5" 5300 480GB Entry SATA 6Gb Hot Swap SSD | 379
7X10CTO1WW | B8JA | ThinkSystem 2.5" PM1645a 6.4TB Mainstream SAS 12Gb Hot Swap SSD | 6049
7X10CTO1WW | B8JB | ThinkSystem 3.5" 5300 240GB Entry SATA 6Gb Hot Swap SSD | 369
7X10CTO1WW | B8JC | ThinkSystem 3.5" 5300 960GB Entry SATA 6Gb Hot Swap SSD | 629
7X10CTO1WW | B8JD | ThinkSystem 2.5" PM1645a 3.2TB Mainstream SAS 12Gb Hot Swap SSD | 2579
7X10CTO1WW | B8JE | ThinkSystem 2.5" 5300 1.92TB Mainstream SATA 6Gb Hot Swap SSD | 1279
7X10CTO1WW | B8JF | ThinkSystem 3.5" 5300 480GB Mainstream SATA 6Gb Hot Swap SSD | 529
7X10CTO1WW | B8JG | ThinkSystem 3.5" PM1645a 6.4TB Mainstream SAS 12Gb Hot Swap SSD | 6059
7X10CTO1WW | B8JK | ThinkSystem 3.5" PM1645a 3.2TB Mainstream SAS 12Gb Hot Swap SSD | 2589
7X10CTO1WW | B8JL | ThinkSystem 3.5" 5300 240GB Mainstream SATA 6Gb Hot Swap SSD | 419
7X10CTO1WW | B8JM | ThinkSystem 2.5" 5300 480GB Entry SATA 6Gb Hot Swap SSD | 309
7X10CTO1WW | B8JN | ThinkSystem 3.5" PM1645a 1.6TB Mainstream SAS 12Gb Hot Swap SSD | 1389
7X10CTO1WW | B8JP | ThinkSystem 2.5" 5300 3.84TB Entry SATA 6Gb Hot Swap SSD | 1789
7X10CTO1WW | B919 | ThinkSystem M.2 5300 480GB SATA 6Gbps Non-Hot Swap SSD | 369
7X10CTO1WW | B91A | ThinkSystem 2.5" PM1643a 960GB Entry SAS 12Gb Hot Swap SSD | 819
7X10CTO1WW | B91B | ThinkSystem 2.5" PM1643a 1.92TB Entry SAS 12Gb Hot Swap SSD | 1379
7X10CTO1WW | B91C | ThinkSystem 2.5" PM1643a 3.84TB Entry SAS 12Gb Hot Swap SSD | 2579
7X10CTO1WW | B91D | ThinkSystem 2.5" PM1643a 7.68TB Entry SAS 12Gb Hot Swap SSD | 5019
7X10CTO1WW | B91E | ThinkSystem 3.5" PM1643a 3.84TB Entry SAS 12Gb Hot Swap SSD | 1729
7X10CTO1WW | B9AC | ThinkSystem 2.5" 5210 960GB Entry SATA 6Gb Hot Swap QLC SSD | 419
7X10CTO1WW | BAZS | Intel Xeon Gold 5218R 20C 125W 2.1GHz Processor | 2259
7X10CTO1WW | BBZG | VMware ESXi 7.0 (Factory Installed) | 2
7X10CTO1WW | BCFH | ThinkSystem 3.5" 18TB 7.2K SATA 6Gb Hot Swap 512e HDD | 1589
7X10CTO1WW | BCFP | ThinkSystem 3.5" 18TB 7.2K SAS 12Gb Hot Swap 512e HDD | 1609
7X10CTO1WW | BCTC | ThinkSystem 2.5" Multi Vendor 240GB Entry SATA 6Gb Hot Swap SSD | 219
7X10CTO1WW | BCTD | ThinkSystem 2.5" Multi Vendor 480GB Entry SATA 6Gb Hot Swap SSD | 219
7X10CTO1WW | BCTE | ThinkSystem 2.5" Multi Vendor 960GB Entry SATA 6Gb Hot Swap SSD | 659
7X10CTO1WW | BCTF | ThinkSystem 2.5" Multi Vendor 1.92TB Entry SATA 6Gb Hot Swap SSD | 1289
7X10CTO1WW | BCTG | ThinkSystem 2.5" Multi Vendor 3.84TB Entry SATA 6Gb Hot Swap SSD | 1259
7X10CTO1WW | BCTH | ThinkSystem 3.5" Multi Vendor 240GB Entry SATA 6Gb Hot Swap SSD | 229
7X10CTO1WW | BCTJ | ThinkSystem 3.5" Multi Vendor 480GB Entry SATA 6Gb Hot Swap SSD | 219
7X10CTO1WW | BCTK | ThinkSystem 3.5" Multi Vendor 960GB Entry SATA 6Gb Hot Swap SSD | 669
7X10CTO1WW | BCTL | ThinkSystem 3.5" Multi Vendor 1.92TB Entry SATA 6Gb Hot Swap SSD | 1289
7X10CTO1WW | BCTM | ThinkSystem 3.5" Multi Vendor 3.84TB Entry SATA 6Gb Hot Swap SSD | 1269
7X10CTO1WW | BE5E | VMware ESXi 7.0 U1 (Factory Installed) | 0
7X10CTO1WW | BEVK | ThinkSystem 3.5" PM1643a 7.68TB Entry SAS 12Gb Hot Swap SSD | 5589
7X10CTO1WW | BFYB | Operating mode selection for: "Maximum Performance Mode" | 0
7X10CTO1WW | BFYC | Operating mode selection for: "Minimal Power Mode" | 0
7X10CTO1WW | BFYD | Operating mode selection for: "Efficiency Favoring Power Savings Mode" | 0
7X10CTO1WW | BFYE | Operating mode selection for: "Efficiency - Favoring Performance Mode" | 0
7X10CTO1WW | BHSR | VMware ESXi 7.0 U2 (Factory Installed) | 0
7X10CTOLWW | 747 | UID Asset Tag Label | 20
7X10CTOLWW | 2300 | BladeCenter Chassis Configuration | 250
7X10CTOLWW | 2302 | RAID Configuration | 149
7X10CTOLWW | 2306 | Integration >1U Component | 125
7X10CTOLWW | 2321 | Custom MFG SVCS Fee - Small Increment | 3
7X10CTOLWW | 2400 | Primary Array 12 HDDs | 0
7X10CTOLWW | 2401 | Primary Array 13 HDDs | 0
7X10CTOLWW | 2402 | Primary Array 14 HDDs | 0
7X10CTOLWW | 2403 | Primary Array 15 HDDs | 0
7X10CTOLWW | 2404 | Primary Array 16 HDDs | 0
7X10CTOLWW | 2405 | Secondary Array 9 HDDs | 0
7X10CTOLWW | 2406 | Secondary Array 10 HDDs | 0
7X10CTOLWW | 2407 | Secondary Array 11 HDDs | 0
7X10CTOLWW | 2408 | Secondary Array 12 HDDs | 0
7X10CTOLWW | 2409 | Secondary Array 13 HDDs | 0
7X10CTOLWW | 2410 | Secondary Array 14 HDDs | 0
7X10CTOLWW | 3271 | No RAID - Secondary Array set up by customer | 0
7X10CTOLWW | 5053 | SFP+ SR Transceiver | 699
7X10CTOLWW | 5340 | Serial Conversion Option (SCO) | 249
7X10CTOLWW | 5341 | Virtual Media Conversion Option Gen2 (VCO2) | 129
7X10CTOLWW | 5977 | Select Storage devices - no configured RAID required | 0
7X10CTOLWW | 5978 | Select Storage devices - configured RAID | 0
7X10CTOLWW | 6139 | SF Instruction | 0
7X10CTOLWW | 6201 | 1.5m, 10A/100-250V, C13 to IEC 320-C14 Rack Power Cable | 19
7X10CTOLWW | 6204 | 2.8m, 10A/100-250V, C13 to IEC 320-C20 Rack Power Cable | 19
7X10CTOLWW | 6263 | 4.3m, 10A/100-250V, C13 to IEC 320-C14 Rack Power Cable | 19
7X10CTOLWW | 6311 | 2.8m, 10A/100-250V, C13 to IEC 320-C14 Rack Power Cable | 9
7X10CTOLWW | 6313 | 2.8m, 10A/120V, C13 to NEMA 5-15P (US) Line Cord | 19
7X10CTOLWW | 6370 | 4.3m, 10A/125V, C13 to NEMA 5-15P (US) Line Cord | 10
7X10CTOLWW | 6373 | 4.3m, 10A/250V, C13 to NEMA 6-15P (US) Line Cord | 15
7X10CTOLWW | 6400 | 2.8m, 13A/100-250V, C13 to C14 Jumper Cord | 9
7X10CTOLWW | 6401 | 2.8m, 13A/120V, C13 to NEMA 5-15P (US) Line Cord | 29
7X10CTOLWW | 6570 | 2.0m, 13A/100-250V, C13 to C14 Jumper Cord | 19
7X10CTOLWW | 6583 | 4.3m, 13A/100-250V, C13 to C14 Rack Power Cable | 19
7X10CTOLWW | 7008 | Primary Array 2 HDDs | 0
7X10CTOLWW | 7009 | Primary Array 3 HDDs | 0
7X10CTOLWW | 7010 | Primary Array 4 HDDs | 0
7X10CTOLWW | 7011 | Primary Array 5 HDDs | 0
7X10CTOLWW | 7012 | Primary Array 6 HDDs | 0
7X10CTOLWW | 7013 | Primary Array 7 HDDs | 0
7X10CTOLWW | 7014 | Primary Array 8 HDDs | 0
7X10CTOLWW | 7015 | Secondary Array 2 HDDs | 0
7X10CTOLWW | 7016 | Secondary Array 3 HDDs | 0
7X10CTOLWW | 7017 | Secondary Array 4 HDDs | 0
7X10CTOLWW | 7057 | Secondary Array 5 HDDs | 0
7X10CTOLWW | 7058 | Secondary Array 6 HDDs | 0
7X10CTOLWW | 7059 | Secondary Array 7 HDDs | 0
7X10CTOLWW | 7060 | Secondary Array 8 HDDs | 0
7X10CTOLWW | 7664 | Primary Array 9 HDDs | 0
7X10CTOLWW | 7831 | Customer Solution Center Services | 0
7X10CTOLWW | 8034 | LeSI Solution Component | 0
7X10CTOLWW | 8067 | TAA Compliant Order | 0
7X10CTOLWW | 8072 | General Racking Solution | 0
7X10CTOLWW | 8086 | No Publications Selected | 0
7X10CTOLWW | 8971 | Integrate in manufacturing | 0
7X10CTOLWW | 8972 | Ship Uninstalled (Safety) | 0
7X10CTOLWW | 9013 | Hot Spare | 0
7X10CTOLWW | 9016 | Memory Sparing | 0
7X10CTOLWW | 9017 | Enable Memory Mirroring | 0
7X10CTOLWW | 9714 | Primary Array 10 HDDs | 0
7X10CTOLWW | 9715 | Primary Array 11 HDDs | 0
7X10CTOLWW | A0SB | Primary Array 17 HDDs | 0
7X10CTOLWW | A0SC | Primary Array 18 HDDs | 0
7X10CTOLWW | A0SD | Primary Array 19 HDDs | 0
7X10CTOLWW | A0SE | Primary Array 20 HDDs | 0
7X10CTOLWW | A0SF | Primary Array 21 HDDs | 0
7X10CTOLWW | A0SG | Primary Array 22 HDDs | 0
7X10CTOLWW | A0SH | Primary Array 23 HDDs | 0
7X10CTOLWW | A0SJ | Primary Array 24 HDDs | 0
7X10CTOLWW | A0SK | Primary Array 25 HDDs | 0
7X10CTOLWW | A0SL | Primary Array 26 HDDs | 0
7X10CTOLWW | A0SM | Primary Array 27 HDDs | 0
7X10CTOLWW | A0SN | Primary Array 28 HDDs | 0
7X10CTOLWW | A0SP | Primary Array 29 HDDs | 0
7X10CTOLWW | A0SQ | Primary Array 30 HDDs | 0
7X10CTOLWW | A0SR | Primary Array 31 HDDs | 0
7X10CTOLWW | A0SS | Primary Array 32 HDDs | 0
7X10CTOLWW | A0ST | Secondary Array 15 HDDs | 0
7X10CTOLWW | A0SU | Secondary Array 16 HDDs | 0
7X10CTOLWW | A0SV | Secondary Array 17 HDDs | 0
7X10CTOLWW | A0SW | Secondary Array 18 HDDs | 0
7X10CTOLWW | A0SX | Secondary Array 19 HDDs | 0
7X10CTOLWW | A0SY | Secondary Array 20 HDDs | 0
7X10CTOLWW | A0SZ | Secondary Array 21 HDDs | 0
7X10CTOLWW | A0T0 | Secondary Array 22 HDDs | 0
7X10CTOLWW | A0T1 | Secondary Array 23 HDDs | 0
7X10CTOLWW | A0T2 | Secondary Array 24 HDDs | 0
7X10CTOLWW | A0T3 | Secondary Array 25 HDDs | 0
7X10CTOLWW | A0T4 | Secondary Array 26 HDDs | 0
7X10CTOLWW | A0T5 | Secondary Array 27 HDDs | 0
7X10CTOLWW | A0T6 | Secondary Array 28 HDDs | 0
7X10CTOLWW | A0T7 | Secondary Array 29 HDDs | 0
7X10CTOLWW | A0T8 | Secondary Array 30 HDDs | 0
7X10CTOLWW | A102 | Advanced Grouping | 0
7X10CTOLWW | A103 | System x Cluster Upgrade | 0
7X10CTOLWW | A1NN | High Performance Analytics Appliance | 0
7X10CTOLWW | A1PH | 1m Passive DAC SFP+ Cable | 69
7X10CTOLWW | A1PJ | 3m Passive DAC SFP+ Cable | 89
7X10CTOLWW | A1PK | 5m Passive DAC SFP+ Cable | 159
7X10CTOLWW | A1RF | 2.8m, 10A/250V, C13 to NEMA 6-15P Line Cord | 15
7X10CTOLWW | A2K6 | Primary Array - RAID 0 | 0
7X10CTOLWW | A2K7 | Primary Array - RAID 1 | 0
7X10CTOLWW | A2K9 | Primary Array - RAID 5 | 0
7X10CTOLWW | A2KA | Primary Array - RAID 6 | 0
7X10CTOLWW | A2KB | Primary Array - RAID 10 | 0
7X10CTOLWW | A2KF | Secondary Array - RAID 0 | 0
7X10CTOLWW | A2KG | Secondary Array - RAID 1 | 0
7X10CTOLWW | A2KJ | Secondary Array - RAID 5 | 0
7X10CTOLWW | A2KK | Secondary Array - RAID 6 | 0
7X10CTOLWW | A2KL | Secondary Array - RAID 10 | 0
7X10CTOLWW | A3RG | 0.5m Passive DAC SFP+ Cable | 79
7X10CTOLWW | A3RH | 7m Passive DAC SFP+ Cable | 179
7X10CTOLWW | A3SW | 1.2m, 16A/100-250V, 2 Short C13s to Short C20 Rack Power Cable | 55
7X10CTOLWW | A3SX | 2.5m, 16A/100-250V, 2 Long C13s to Short C20 Rack Power Cable | 75
7X10CTOLWW | A3SY | 2.8m, 16A/100-250V, 2 Short C13s to Long C20 Rack Power Cable | 79
7X10CTOLWW | A3SZ | 4.1m, 16A/100-250V, 2 Long C13s to Long C20 Rack Power Cable | 85
7X10CTOLWW | A4VP | 1.0m, 10A/100-250V, C13 to IEC 320-C14 Rack Power Cable | 19
7X10CTOLWW | A51N | 1.5m Passive DAC SFP+ Cable | 89
7X10CTOLWW | A51P | 2m Passive DAC SFP+ Cable | 89
7X10CTOLWW | A5DL | SFP 1000Base-T (RJ-45) Transceiver | 89
7X10CTOLWW | A5U1 | SKLM for System x w/SEDs - FoD per Install w/1Yr S&S | 199
7X10CTOLWW | AS6C | SKLM for System x w/SEDs - FoD per Install w/3Yr S&S | 299
7X10CTOLWW | ASR5 | Lenovo 0.5m LC-LC OM3 MMF Cable | 24
7X10CTOLWW | ASR6 | Lenovo 1m LC-LC OM3 MMF Cable | 24
7X10CTOLWW | ASR7 | Lenovo 3m LC-LC OM3 MMF Cable | 24
7X10CTOLWW | ASR8 | Lenovo 5m LC-LC OM3 MMF Cable | 29
7X10CTOLWW | ASR9 | Lenovo 10m LC-LC OM3 MMF Cable | 39
7X10CTOLWW | ASRA | Lenovo 15m LC-LC OM3 MMF Cable | 45
7X10CTOLWW | ASRB | Lenovo 25m LC-LC OM3 MMF Cable | 54
7X10CTOLWW | AT2R | Lenovo 1m Active DAC SFP+ Cables | 129
7X10CTOLWW | AT2S | Lenovo 3m Active DAC SFP+ Cables | 139
7X10CTOLWW | AT2T | Lenovo 5m Active DAC SFP+ Cables | 159
7X10CTOLWW | AT7S | Emulex VFA5.2 2x10 GbE SFP+ PCIe Adapter | 449
7X10CTOLWW | AT7T | Emulex VFA5.2 2x10 GbE SFP+ Adapter and FCoE/iSCSI SW | 1319
7X10CTOLWW | ATPX | Intel X550-T2 Dual Port 10GBase-T Adapter | 599
7X10CTOLWW | ATRY | Intel X550-T1 Single Port 10GBase-T Adapter | 559
7X10CTOLWW | ATYX | Lenovo 1m SFP+ to SFP+ Active Optical Cable | 104
7X10CTOLWW | ATYY | Lenovo 3m SFP+ to SFP+ Active Optical Cable | 99
7X10CTOLWW | ATYZ | Lenovo 5m SFP+ to SFP+ Active Optical Cable | 114
7X10CTOLWW | ATZ0 | Lenovo 7m SFP+ to SFP+ Active Optical Cable | 129
7X10CTOLWW | ATZ1 | Lenovo 15m SFP+ to SFP+ Active Optical Cable | 169
7X10CTOLWW | ATZ2 | Lenovo 20m SFP+ to SFP+ Active Optical Cable | 169
7X10CTOLWW | ATZB | QLogic 16Gb Enhanced Gen5 FC Single-port HBA | 979
7X10CTOLWW | ATZC | QLogic 16Gb Enhanced Gen5 FC Dual-port HBA | 1339
7X10CTOLWW | ATZU | Emulex 16Gb Gen6 FC Single-port HBA | 949
7X10CTOLWW | ATZV | Emulex 16Gb Gen6 FC Dual-port HBA | 1309
7X10CTOLWW | AUAJ | Mellanox ConnectX-4 Lx 10/25GbE SFP28 2-port PCIe Ethernet Adapter | 499
7X10CTOLWW | AUK7 | TPM 2.0 and Secure Boot | 0
7X10CTOLWW | AUKN | ThinkSystem Emulex OCe14104B-NX PCIe 10Gb 4-Port SFP+ Ethernet Adapter | 539
7X10CTOLWW | AUKP | ThinkSystem Broadcom 57416 10GBASE-T 2-Port PCIe Ethernet Adapter | 479
7X10CTOLWW | AUKX | ThinkSystem Intel X710-DA2 PCIe 10Gb 2-Port SFP+ Ethernet Adapter | 459
7X10CTOLWW | AULV | ThinkSystem 2.5" 300GB 15K SAS 12Gb Hot Swap 512n HDD | 339
7X10CTOLWW | AULW | ThinkSystem 2.5" 600GB 15K SAS 12Gb Hot Swap 512n HDD | 469
7X10CTOLWW | AULX | ThinkSystem 2.5" 900GB 15K SAS 12Gb Hot Swap 512e HDD | 639
7X10CTOLWW | AULY | ThinkSystem 2.5" 300GB 10K SAS 12Gb Hot Swap 512n HDD | 289
7X10CTOLWW | AULZ | ThinkSystem 2.5" 600GB 10K SAS 12Gb Hot Swap 512n HDD | 319
7X10CTOLWW | AUM0 | ThinkSystem 2.5" 900GB 10K SAS 12Gb Hot Swap 512n HDD | 389
7X10CTOLWW | AUM1 | ThinkSystem 2.5" 1.2TB 10K SAS 12Gb Hot Swap 512n HDD | 389
7X10CTOLWW | AUM2 | ThinkSystem 2.5" 1.8TB 10K SAS 12Gb Hot Swap 512e HDD | 589
7X10CTOLWW | AUM4 | ThinkSystem 2.5" 300GB 10K SAS 12Gb Hot Swap 512n HDD SED | 339
7X10CTOLWW | AUM5 | ThinkSystem 2.5" 600GB 10K SAS 12Gb Hot Swap 512n HDD SED | 635
7X10CTOLWW | AUM6 | ThinkSystem 2.5" 1TB 7.2K SAS 12Gb Hot Swap 512n HDD | 469
7X10CTOLWW | AUM7 | ThinkSystem 2.5" 2TB 7.2K SAS 12Gb Hot Swap 512n HDD | 839
7X10CTOLWW | AUMU | ThinkSystem M.2 Enablement Kit | 39
7X10CTOLWW | AUMV | ThinkSystem M.2 with Mirroring Enablement Kit | 149
7X10CTOLWW | AUNB | ThinkSystem 16GB TruDDR4 2666 MHz (1Rx4 1.2V) RDIMM | 289
7X10CTOLWW | AUNC | ThinkSystem 16GB TruDDR4 2666 MHz (2Rx8 1.2V) RDIMM | 319
7X10CTOLWW | AUND | ThinkSystem 32GB TruDDR4 2666 MHz (2Rx4 1.2V) RDIMM | 609
7X10CTOLWW | AUNE | ThinkSystem 64GB TruDDR4 2666 MHz (4Rx4 1.2V) LRDIMM | 1259
7X10CTOLWW | AUNG | ThinkSystem RAID 530-8i PCIe 12Gb Adapter | 299
7X10CTOLWW | AUNJ | ThinkSystem RAID 930-8i 2GB Flash PCIe 12Gb Adapter | 1009
7X10CTOLWW | AUNK | ThinkSystem RAID 930-16i 4GB Flash PCIe 12Gb Adapter | 1529
7X10CTOLWW | AUNL | ThinkSystem 430-8i SAS/SATA 12Gb HBA | 299
7X10CTOLWW | AUNM | ThinkSystem 430-16i SAS/SATA 12Gb HBA | 589
7X10CTOLWW | AUNP | FBU345 SuperCap | 135
7X10CTOLWW | AUNQ | ThinkSystem RAID 930-8e 4GB Flash PCIe 12Gb Adapter | 1689
7X10CTOLWW | AUNR | ThinkSystem 430-8e SAS/SATA 12Gb HBA | 299
7X10CTOLWW | AUPW | ThinkSystem XClarity Controller Standard to Enterprise Upgrade | 100
7X10CTOLWW | AUR5 | ThinkSystem 2U/Twr 2.5" AnyBay 8-Bay Backplane | 499
7X10CTOLWW | AURR | ThinkSystem M3.5 Screw for Riser 2x2pcs and Planar 5pcs | 0
7X10CTOLWW | AUSL | ThinkSystem COM Port Upgrade Kit | 19
7X10CTOLWW | AUU1 | ThinkSystem 8GB TruDDR4 2666 MHz (1Rx8 1.2V) RDIMM | 189
7X10CTOLWW | AUU2 | ThinkSystem 3.5" 300GB 15K SAS 12Gb Hot Swap 512n HDD | 359
7X10CTOLWW | AUU3 | ThinkSystem 3.5" 600GB 15K SAS 12Gb Hot Swap 512n HDD | 479
7X10CTOLWW | AUU4 | ThinkSystem 3.5" 1TB 7.2K SAS 12Gb Hot Swap 512n HDD | 299
7X10CTOLWW | AUU5 | ThinkSystem 3.5" 2TB 7.2K SAS 12Gb Hot Swap 512n HDD | 339
7X10CTOLWW | AUU6 | ThinkSystem 3.5" 4TB 7.2K SAS 12Gb Hot Swap 512n HDD | 419
7X10CTOLWW | AUU7 | ThinkSystem 3.5" 6TB 7.2K SAS 12Gb Hot Swap 512e HDD | 549
7X10CTOLWW | AUU8 | ThinkSystem 3.5" 4TB 7.2K SATA 6Gb Hot Swap 512n HDD | 389
7X10CTOLWW | AUU9 | ThinkSystem 3.5" 8TB 7.2K SATA 6Gb Hot Swap 512e HDD | 599
7X10CTOLWW | AUUA | ThinkSystem 3.5" 6TB 7.2K SATA 6Gb Hot Swap 512e HDD | 529
7X10CTOLWW | AUUB | ThinkSystem 3.5" 10TB 7.2K SATA 6Gb Hot Swap 512e HDD | 829
7X10CTOLWW | AUUD | ThinkSystem 3.5" 2TB 7.2K SATA 6Gb Hot Swap 512n HDD | 319
7X10CTOLWW | AUUE | ThinkSystem 2.5" 1TB 7.2K SATA 6Gb Hot Swap 512n HDD | 469
7X10CTOLWW | AUUF | ThinkSystem 3.5" 1TB 7.2K SATA 6Gb Hot Swap 512n HDD | 269
7X10CTOLWW | AUUG | ThinkSystem 3.5" 10TB 7.2K SAS 12Gb Hot Swap 512e HDD | 849
7X10CTOLWW | AUUJ | ThinkSystem 2.5" 2TB 7.2K SATA 6Gb Hot Swap 512e HDD | 849
7X10CTOLWW | AUUL | ThinkSystem M.2 32GB SATA 6Gbps Non-Hot Swap SSD | 109
7X10CTOLWW | AUUV | ThinkSystem M.2 128GB SATA 6Gbps Non-Hot Swap SSD | 159
7X10CTOLWW | AUV1 | ThinkSystem RAID 930-24i 4GB Flash PCIe 12Gb Adapter | 1699
7X10CTOLWW | AUV2 | ThinkSystem 1610-4P NVMe Switch Adapter | 929
7X10CTOLWW | AUZS | ThinkSystem 1TB 7.2K 6Gbps SATA 3.5" Simple Swap 512n HDD | 229
7X10CTOLWW | AUZT | ThinkSystem 2TB 7.2K 6Gbps SATA 3.5" Simple Swap 512n HDD | 429
7X10CTOLWW | AUZU | ThinkSystem 4TB 7.2K 6Gbps SATA 3.5" Simple Swap 512n HDD | 599
7X10CTOLWW | AUZV | ThinkSystem Broadcom 5719 1GbE RJ45 4-Port PCIe Ethernet Adapter | 159
7X10CTOLWW | AUZW | ThinkSystem I350-T4 PCIe 1Gb 4-Port RJ45 Ethernet Adapter | 379
7X10CTOLWW | AUZX | ThinkSystem Broadcom 5720 1GbE RJ45 2-Port PCIe Ethernet Adapter | 129
7X10CTOLWW | AUZY | ThinkSystem I350-T2 PCIe 1Gb 2-Port RJ45 Ethernet Adapter | 179
7X10CTOLWW | AUZZ | ThinkSystem I350-F1 PCIe 1Gb 1-Port SFP Ethernet Adapter | 379
7X10CTOLWW | AV1F | Lenovo 3m 25G SFP28 Active Optical Cable | 489
7X10CTOLWW | AV1G | Lenovo 5m 25G SFP28 Active Optical Cable | 489
7X10CTOLWW | AV1H | Lenovo 10m 25G SFP28 Active Optical Cable | 499
7X10CTOLWW | AV1J | Lenovo 15m 25G SFP28 Active Optical Cable | 497
7X10CTOLWW | AV1K | Lenovo 20m 25G SFP28 Active Optical Cable | 519
7X10CTOLWW | AV1W | Lenovo 1m Passive 25G SFP28 DAC Cable | 69
7X10CTOLWW | AV1X | Lenovo 3m Passive 25G SFP28 DAC Cable | 79
7X10CTOLWW | AV1Y | Lenovo 5m Passive 25G SFP28 DAC Cable | 159
7X10CTOLWW | AVEY | ThinkSystem Half High SATA DVD-RW Optical Disk Drive | 59
7X10CTOLWW | AVEZ | ThinkSystem Half High SATA DVD-ROM Optical Disk Drive | 49
7X10CTOLWW | AVF0 | ThinkSystem RDX 2TB Cartridge | 879
7X10CTOLWW | AVF1 | ThinkSystem RDX 1TB Cartridge | 499
7X10CTOLWW | AVF4 | ThinkSystem LTO G6 2.5TB Tape | 179
7X10CTOLWW | AVF5 | Internal LTO7 SAS Tape Drive | 6499
7X10CTOLWW | AVF6 | ThinkSystem Internal RDX USB 3.0 Dock | 329
7X10CTOLWW | AVF7 | ThinkSystem LTO G7 6TB Tape | 499
7X10CTOLWW | AVF8 | ThinkSystem RDX 500GB Cartridge | 399
7X10CTOLWW | AVRA | ThinkSystem ST550/ST558 MB | 1240
7X10CTOLWW | AVRK | ThinkSystem NVIDIA Quadro P6000 PCIe Active GPU | 11829
7X10CTOLWW | AVRL | ThinkSystem ST550/ST558 PIB | 99
7X10CTOLWW | AVRM | ThinkSystem ST550 2.5" SATA/SAS 4-Bay Backplane | 99
7X10CTOLWW | AVRN | ThinkSystem ST550 2.5" SATA/SAS 8-Bay Backplane | 129
7X10CTOLWW | AVRQ | ThinkSystem ST550 3.5" SATA/SAS 4-Bay Backplane | 75
7X10CTOLWW | AVRR | ThinkSystem ST550 4U Security Bezel | 99
7X10CTOLWW | AVRU | 4U MS 4x2.5" HDD Cage | 75
7X10CTOLWW | AVRV | Tower to Rack Conversion Kit | 129
7X10CTOLWW | AVRX | Tower to Rack Conversion Kit Bundle CMA Kit | 179
7X10CTOLWW | AVRY | ThinkSystem ST550 3.5" SATA 4-Bay Simple Swap Backplane | 99
7X10CTOLWW | AVS0 | 4U MS Reduntant PSU Cage | 39
7X10CTOLWW | AVS1 | 450W Gold AC Cable PSU | 299
7X10CTOLWW | AVS3 | ThinkSystem ST550 Front Mid Fan Module for 4x2.5" ODD conversion | 29
7X10CTOLWW | AVS4 | ThinkSystem ST550 Rear Fan Module for Redundant Fan | 29
7X10CTOLWW | AVS5 | ThinkSystem ST550 8x3.5" Chassis | 1115
7X10CTOLWW | AVS6 | ThinkSystem ST550 16x2.5" Chassis | 1395
7X10CTOLWW | AVUT | ThinkSystem XClarity Controller Standard to Advanced Upgrade | 50
7X10CTOLWW | AVUX | On Board SATA AHCI Mode | 0
7X10CTOLWW | AVV0 | On Board SATA Software RAID Mode | 0
7X10CTOLWW | AVV8 | ThinkSystem External USB DVD-RW Optical Disk Drive | 79
7X10CTOLWW | AWAU | SAP HANA SW Stack for ThinkSystem | 0
7X10CTOLWW | AWDZ | Intel Xeon Gold 6138 20C 125W 2.0GHz Processor | 4099
7X10CTOLWW | AWE4 | Intel Xeon Gold 6130T 16C 125W 2.1GHz Processor | 3129
7X10CTOLWW | AWE5 | Intel Xeon Gold 6126T 12C 125W 2.6GHz Processor | 2979
7X10CTOLWW | AWE8 | Intel Xeon Gold 5120T 14C 105W 2.2GHz Processor | 2699
7X10CTOLWW | AWEA | Intel Xeon Silver 4116T 12C 85W 2.1GHz Processor | 1979
7X10CTOLWW | AWEE | Intel Xeon Silver 4110 8C 85W 2.1GHz Processor | 909
7X10CTOLWW | AWEH | Intel Xeon Bronze 3106 8C 85W 1.7GHz Processor | 599
7X10CTOLWW | AWEL | Intel Xeon Gold 6126 12C 125W 2.6GHz Processor | 2869
7X10CTOLWW | AWEM | Intel Xeon Gold 6138T 20C 125W 2.0GHz Processor | 4349
7X10CTOLWW | AWEN | Intel Xeon Gold 6130 16C 125W 2.1GHz Processor | 2999
7X10CTOLWW | AWEP | Intel Xeon Gold 5118 12C 105W 2.3GHz Processor | 2019
7X10CTOLWW | AWEQ | Intel Xeon Gold 5119T 14C 85W 2.0GHz Processor | 2549
7X10CTOLWW | AWER | Intel Xeon Silver 4116 12C 85W 2.1GHz Processor | 1649
7X10CTOLWW | AWES | Intel Xeon Silver 4114T 10C 85W 2.2GHz Processor | 1369
7X10CTOLWW | AWET | Intel Xeon Silver 4109T 8C 70W 2.0GHz Processor | 949
7X10CTOLWW | AWFQ | ThinkSystem 1100W (230V/115V) Platinum Hot Swap Power Supply | 499
7X10CTOLWW | AWFR | ThinkSystem 750W (230V) Titanium Hot Swap Power Supply | 549
7X10CTOLWW | AWFS | ThinkSystem 750W (230/115V) Platinum Hot Swap Power Supply | 399
7X10CTOLWW | AWFT | ThinkSystem 550W (230V/115V) Platinum Hot Swap Power Supply | 349
7X10CTOLWW | AX8A | 4.3m, 13A/120V, C13 to NEMA 5-15P (US) Line Cord | 19
7X10CTOLWW | AXC6 | ThinkSystem 8TB 7.2K 6Gbps SATA 3.5" Simple Swap 512e HDD | 1199
7X10CTOLWW | AXC7 | ThinkSystem 6TB 7.2K 6Gbps SATA 3.5" Simple Swap 512e HDD | 999
7X10CTOLWW | AXC8 | ThinkSystem 3.5" 10TB 7.2K SATA 6Gb Simple Swap 512e HDD | 1499
7X10CTOLWW | AXD1 | ThinkSystem RDX 4TB Cartridge | 899
7X10CTOLWW | AXFS | VMware ESXi 6.0 U3 (factory installed) | 0
7X10CTOLWW | AXFT | VMware ESXi 6.5 U1 (factory installed) | 0
7X10CTOLWW | AXTL | ThinkSystem Pref. Pro II USB Keyboard - US English | 29
7X10CTOLWW | AXTM | ThinkSystem Pref. Pro II USB Keyboard - Arabic | 29
7X10CTOLWW | AXTN | ThinkSystem Pref. Pro II USB Keyboard - Arabic/French | 29
7X10CTOLWW | AXTP | ThinkSystem Pref. Pro II USB Keyboard - Belgium/French | 29
7X10CTOLWW | AXTQ | ThinkSystem Pref. Pro II USB Keyboard - Belgium/UK | 29
7X10CTOLWW | AXTR | ThinkSystem Pref. Pro II USB Keyboard - Brazil/Portuguese | 29
7X10CTOLWW | AXTS | ThinkSystem Pref. Pro II USB Keyboard - Bulgarian | 29
7X10CTOLWW | AXTT | ThinkSystem Pref. Pro II USB Keyboard - Trad Chinese/US | 29
7X10CTOLWW | AXTU | ThinkSystem Pref. Pro II USB Keyboard - Czech | 29
7X10CTOLWW | AXTV | ThinkSystem Pref. Pro II USB Keyboard - Danish | 29
7X10CTOLWW | AXTW | ThinkSystem Pref. Pro II USB Keyboard - Dutch | 29
7X10CTOLWW | AXTX | ThinkSystem Pref. Pro II USB Keyboard - French | 29
7X10CTOLWW | AXTY | ThinkSystem Pref. Pro II USB Keyboard - French Canadian Multilingual | 29
7X10CTOLWW | AXTZ | ThinkSystem Pref. Pro II USB Keyboard - French Canadian French | 29
7X10CTOLWW | AXU0 | ThinkSystem Pref. Pro II USB Keyboard - German | 29
7X10CTOLWW | AXU1 | ThinkSystem Pref. Pro II USB Keyboard - Greek | 29
7X10CTOLWW | AXU2 | ThinkSystem Pref. Pro II USB Keyboard - Hebrew | 29
7X10CTOLWW | AXU3 | ThinkSystem Pref. Pro II USB Keyboard - Hungarian | 29
7X10CTOLWW | AXU4 | ThinkSystem Pref. Pro II USB Keyboard - Iceland | 29
7X10CTOLWW | AXU5 | ThinkSystem Pref. Pro II USB Keyboard - Italy | 29
7X10CTOLWW | AXU6 | ThinkSystem Pref. Pro II USB Keyboard -Japanese | 29
7X10CTOLWW | AXU7 | ThinkSystem Pref. Pro II USB Keyboard - Korean | 29
7X10CTOLWW | AXU8 | ThinkSystem Pref. Pro II USB Keyboard - LA Spanish | 29
7X10CTOLWW | AXU9 | ThinkSystem Pref. Pro II USB Keyboard - Norwegian | 29
7X10CTOLWW | AXUA | ThinkSystem Pref. Pro II USB Keyboard - Polish | 29
7X10CTOLWW | AXUB | ThinkSystem Pref. Pro II USB Keyboard- Portugese | 29
7X10CTOLWW | AXUC | ThinkSystem Pref. Pro II USB Keyboard - Romanian | 29
7X10CTOLWW | AXUD | ThinkSystem Pref. Pro II USB Keyboard - Russian/Cy | 29
7X10CTOLWW | AXUE | ThinkSystem Pref. Pro II USB Keyboard - Serbian/Cyrilic | 29
7X10CTOLWW | AXUF | ThinkSystem Pref. Pro II USB Keyboard - Slovak | 29
7X10CTOLWW | AXUG | ThinkSystem Pref. Pro II USB Keyboard - Spanish | 29
7X10CTOLWW | AXUH | ThinkSystem Pref. Pro II USB Keyboard- Swedish/Finn | 29
7X10CTOLWW | AXUJ | ThinkSystem Pref. Pro II USB Keyboard - Swiss, F/G | 29
7X10CTOLWW | AXUK | ThinkSystem Pref. Pro II USB Keyboard - Thailand | 29
7X10CTOLWW | AXUL | ThinkSystem Pref. Pro II USB Keyboard - Turkish 440 | 29
7X10CTOLWW | AXUM | ThinkSystem Pref. Pro II USB Keyboard - Turkish 179 | 29
7X10CTOLWW | AXUN | ThinkSystem Pref. Pro II USB Keyboard - UK English | 29
7X10CTOLWW | AXUP | ThinkSystem Pref. Pro II USB Keyboard - US Euro | 29
7X10CTOLWW | AXUQ | ThinkSystem Pref. Pro II USB Keyboard - Slovenian | 29
7X10CTOLWW | B0LN | ThinkSystem Optical Wheel Mouse - USB | 19
7X10CTOLWW | B0ML | Feature Enable TPM on MB | 0
7X10CTOLWW | B0N4 | 2.0m, 10A/100-250V, C13 to IEC 320-C14 Rack Power Cable | 29
7X10CTOLWW | B0N5 | 1.0m, 13A/100-250V, C13 to C14 Jumper Cord | 25
7X10CTOLWW | B0N6 | 1.5m, 13A/100-250V, C13 to C14 Jumper Cord | 29
7X10CTOLWW | B0RJ | 10GBASE-LR SFP+Transceiver | 350
7X10CTOLWW | B0WY | ThinkSystem Intel XXV710-DA2 10/25GbE SFP28 2-Port PCIe Ethernet Adapter | 529
7X10CTOLWW | B0YR | ThinkSystem 3.5" 8TB 7.2K SAS 12Gb Hot Swap 512e HDD | 659
7X10CTOLWW | B0YS | ThinkSystem 2.5" 2.4TB 10K SAS 12Gb Hot Swap 512e HDD | 629
7X10CTOLWW | B0YX | ThinkSystem 2.5" 1.2TB 10K SAS 12Gb Hot Swap 512n HDD SED | 749
7X10CTOLWW | B0Z0 | ThinkSystem 2.5" Intel S4500 960GB Entry SATA 6Gb Hot Swap SSD | 1219
7X10CTOLWW | B0Z5 | ThinkSystem 3.5" Intel S4500 960GB Entry SATA 6Gb Hot Swap SSD | 1199
7X10CTOLWW | B117 | ThinkSystem 3.5" 12TB 7.2K SAS 12Gb Hot Swap 512e HDD | 949
7X10CTOLWW | B118 | ThinkSystem 3.5" 12TB 7.2K SATA 6Gb Hot Swap 512e HDD | 1829
7X10CTOLWW | B173 | Companion Part for XClarity Controller Standard to Enterprise Upgrade in Factory | 0
7X10CTOLWW | B1BK | 4U CMA for Tower to Rack Kit | 49
7X10CTOLWW | B21R | ThinkSystem QLogic QL41262 10/25GbE SFP28 2-Port PCIe Ethernet Adapter | 409
7X10CTOLWW | B2X4 | ThinkSystem 2.5" 5200 1.92TB Entry SATA 6Gb Hot Swap SSD | 899
7X10CTOLWW | B2X6 | ThinkSystem 2.5" 5200 7.68TB Entry SATA 6Gb Hot Swap SSD | 4999
7X10CTOLWW | B2X9 | ThinkSystem 3.5" 5200 1.92TB Entry SATA 6Gb Hot Swap SSD | 909
7X10CTOLWW | B2XB | ThinkSystem 3.5" 5200 7.68TB Entry SATA 6Gb Hot Swap SSD | 4999
7X10CTOLWW | B30W | Custom MFG SVCS Fee - Medium Increment | 30
7X10CTOLWW | B30X | Custom MFG SVCS Fee - Large Increment | 300
7X10CTOLWW | B31D | ThinkSystem NVIDIA Quadro P620 2GB PCIe Active GPU | 269
7X10CTOLWW | B31E | ThinkSystem RAID 930-16i 8GB Flash PCIe 12Gb Adapter | 2389
7X10CTOLWW | B31G | ThinkSystem QLogic QL41134 PCIe 10Gb 4-Port Base-T Ethernet Adapter | 799
7X10CTOLWW | B32J | ThinkSystem ST550 8x3.5" Chassis NVFF 3.0 | 1115
7X10CTOLWW | B32K | ThinkSystem ST550 16x2.5" Chassis NVFF 3.0 | 1395
7X10CTOLWW | B34H | ThinkSystem 2.5" PM883 240GB Entry SATA 6Gb Hot Swap SSD | 219
7X10CTOLWW | B34J | ThinkSystem 2.5" PM883 480GB Entry SATA 6Gb Hot Swap SSD | 279
7X10CTOLWW | B34K | ThinkSystem 2.5" PM883 960GB Entry SATA 6Gb Hot Swap SSD | 449
7X10CTOLWW | B34L | ThinkSystem 2.5" PM883 1.92TB Entry SATA 6Gb Hot Swap SSD | 889
7X10CTOLWW | B34M | ThinkSystem 2.5" PM883 3.84TB Entry SATA 6Gb Hot Swap SSD | 1739
7X10CTOLWW | B34N | ThinkSystem U.2 PM983 1.92TB Entry NVMe PCIe 3.0 x4 Hot Swap SSD | 939
7X10CTOLWW | B34P | ThinkSystem U.2 PM983 3.84TB Entry NVMe PCIe 3.0 x4 Hot Swap SSD | 1839
7X10CTOLWW | B3VW | VMware ESXi 6.5 U2 (Factory Installed) | 0
7X10CTOLWW | B3VX | VMware ESXi 6.7 (Factory Installed) | 0
7X10CTOLWW | B3YK | ThinkSystem Internal Half High LTO Gen6 SAS Tape Drive | 6399
7X10CTOLWW | B488 | ThinkSystem 2.5" 5200 240GB Mainstream SATA 6Gb Hot Swap SSD | 469
7X10CTOLWW | B48B | ThinkSystem 2.5" 5200 1.92TB Mainstream SATA 6Gb Hot Swap SSD | 2129
7X10CTOLWW | B48C | ThinkSystem 2.5" 5200 3.84TB Mainstream SATA 6Gb Hot Swap SSD | 4869
7X10CTOLWW | B48D | ThinkSystem 3.5" 5200 240GB Mainstream SATA 6Gb Hot Swap SSD | 469
7X10CTOLWW | B48G | ThinkSystem 3.5" 5200 1.92TB Mainstream SATA 6Gb Hot Swap SSD | 2139
7X10CTOLWW | B48H | ThinkSystem 3.5" 5200 3.84TB Mainstream SATA 6Gb Hot Swap SSD | 4859
7X10CTOLWW | B496 | ThinkSystem 3.5" 14TB 7.2K SAS 12Gb Hot Swap 512e HDD | 1199
7X10CTOLWW | B497 | ThinkSystem 3.5" 14TB 7.2K SATA 6Gb Hot Swap 512e HDD | 1149
7X10CTOLWW | B498 | ThinkSystem 2.5" Intel S4510 240GB Entry SATA 6Gb Hot Swap SSD | 149
7X10CTOLWW | B499 | ThinkSystem 2.5" Intel S4510 480GB Entry SATA 6Gb Hot Swap SSD | 309
7X10CTOLWW | B49A | ThinkSystem 2.5" Intel S4510 960GB Entry SATA 6Gb Hot Swap SSD | 529
7X10CTOLWW | B49B | ThinkSystem 2.5" Intel S4510 1.92TB Entry SATA 6Gb Hot Swap SSD | 1049
7X10CTOLWW | B49C | ThinkSystem 2.5" Intel S4510 3.84TB Entry SATA 6Gb Hot Swap SSD | 1979
7X10CTOLWW | B49D | ThinkSystem 3.5" Intel S4510 240GB Entry SATA 6Gb Hot Swap SSD | 149
7X10CTOLWW | B49E | ThinkSystem 3.5" Intel S4510 480GB Entry SATA 6Gb Hot Swap SSD | 209
7X10CTOLWW | B49F | ThinkSystem 3.5" Intel S4510 960GB Entry SATA 6Gb Hot Swap SSD | 539
7X10CTOLWW | B49G | ThinkSystem 3.5" Intel S4510 1.92TB Entry SATA 6Gb Hot Swap SSD | 1059
7X10CTOLWW | B49H | ThinkSystem 3.5" Intel S4510 3.84TB Entry SATA 6Gb Hot Swap SSD | 1989
7X10CTOLWW | B49L | ThinkSystem 2.5" Intel S4610 240GB Mainstream SATA 6Gb Hot Swap SSD | 399
7X10CTOLWW | B49M | ThinkSystem 2.5" Intel S4610 480GB Mainstream SATA 6Gb Hot Swap SSD | 479
7X10CTOLWW | B49N | ThinkSystem 2.5" Intel S4610 960GB Mainstream SATA 6Gb Hot Swap SSD | 699
7X10CTOLWW | B49P | ThinkSystem 2.5" Intel S4610 1.92TB Mainstream SATA 6Gb Hot Swap SSD | 1289
7X10CTOLWW | B49Q | ThinkSystem 2.5" Intel S4610 3.84TB Mainstream SATA 6Gb Hot Swap SSD | 2499
7X10CTOLWW | B49R | ThinkSystem 3.5" Intel S4610 240GB Mainstream SATA 6Gb Hot Swap SSD | 409
7X10CTOLWW | B49S | ThinkSystem 3.5" Intel S4610 480GB Mainstream SATA 6Gb Hot Swap SSD | 309
7X10CTOLWW | B49T | ThinkSystem 3.5" Intel S4610 960GB Mainstream SATA 6Gb Hot Swap SSD | 1029
7X10CTOLWW | B49U | ThinkSystem 3.5" Intel S4610 1.92TB Mainstream SATA 6Gb Hot Swap SSD | 1799
7X10CTOLWW | B49V | ThinkSystem 3.5" Intel S4610 3.84TB Mainstream SATA 6Gb Hot Swap SSD | 3579
7X10CTOLWW | B4A2 | ThinkSystem 2.5" PM1645 3.2TB Mainstream SAS 12Gb Hot Swap SSD | 2579
7X10CTOLWW | B4A7 | ThinkSystem 2.5" PM1643 3.84TB Capacity SAS 12Gb Hot Swap SSD | 2579
7X10CTOLWW | B4A8 | ThinkSystem 3.5" PM1643 3.84TB Capacity SAS 12Gb Hot Swap SSD | 1869
7X10CTOLWW | B4BM | ThinkSystem Internal Half High LTO Gen8 SAS Tape Drive | 8999
7X10CTOLWW | B4BN | ThinkSystem LTO Gen8 12TB Tape | 849
7X10CTOLWW | B4D2 | ThinkSystem 2.5" PM883 7.68TB Entry SATA 6Gb Hot Swap SSD | 3379
7X10CTOLWW | B4D3 | ThinkSystem U.2 PM983 7.68TB Entry NVMe PCIe3.0 x4 Hot Swap SSD | 4999
7X10CTOLWW | B4H1 | ThinkSystem 8GB TruDDR4 2933MHz (1Rx8 1.2V) RDIMM | 219
7X10CTOLWW | B4H2 | ThinkSystem 16GB TruDDR4 2933MHz (2Rx8 1.2V) RDIMM | 319
7X10CTOLWW | B4H3 | ThinkSystem 32GB TruDDR4 2933MHz (2Rx4 1.2V) RDIMM | 619
7X10CTOLWW | B4H4 | ThinkSystem 64GB TruDDR4 2933MHz (2Rx4 1.2V) RDIMM | 1279
7X10CTOLWW | B4HJ | Intel Xeon Gold 6230 20C 125W 2.1GHz Processor | 3099
7X10CTOLWW | B4HK | Intel Xeon Gold 5220 18C 125W 2.2GHz Processor | 2599
7X10CTOLWW | B4HL | Intel Xeon Gold 5218 16C 125W 2.3GHz Processor | 2019
7X10CTOLWW | B4HM | Intel Xeon Gold 5217 8C 115W 3.0GHz Processor | 2659
7X10CTOLWW | B4HN | Intel Xeon Gold 5215 10C 85W 2.5GHz Processor | 2019
7X10CTOLWW | B4HP | Intel Xeon Silver 4216 16C 100W 2.1GHz Processor | 1649
7X10CTOLWW | B4HQ | Intel Xeon Silver 4215 8C 85W 2.5GHz Processor | 1399
7X10CTOLWW | B4HR | Intel Xeon Silver 4214 12C 85W 2.2GHz Processor | 1169
7X10CTOLWW | B4HS | Intel Xeon Silver 4210 10C 85W 2.2GHz Processor | 859
7X10CTOLWW | B4HT | Intel Xeon Silver 4208 8C 85W 2.1GHz Processor | 799
7X10CTOLWW | B4HU | Intel Xeon Bronze 3204 6C 85W 1.9GHz Processor | 439
7X10CTOLWW | B4LY | ThinkSystem 16GB TruDDR4 2933 MHz (1Rx4 1.2V) RDIMM | 289
7X10CTOLWW | B4NJ | ThinkSystem ST550/ST558 Refresh MB | 1240
7X10CTOLWW | B4NW | Intel Xeon Silver 4214Y 12/10/8C 85W 2.2GHz Processor | 1519
7X10CTOLWW | B4P2 | Intel Xeon Gold 6238T 22C 125W 1.9GHz Processor | 4349
7X10CTOLWW | B4P3 | Intel Xeon Gold 5218T 16C 105W 2.1GHz Processor | 2399
7X10CTOLWW | B4P4 | Intel Xeon Silver 4209T 8C 70W 2.2GHz Processor | 929
7X10CTOLWW | B4P9 | Intel Xeon Gold 5215L 10C 85W 2.5GHz Processor | 17019
7X10CTOLWW | B4RQ | ThinkSystem RAID 730-8i 2GB Flash PCIe 12Gb Adapter | 879
7X10CTOLWW | B4XA | VMware ESXi 6.7 U1 (Factory Installed) | 0
7X10CTOLWW | B58F | ThinkSystem U.2 Intel P4510 1.0TB Entry NVMe PCIe3.0 x4 Hot Swap SSD | 539
7X10CTOLWW | B58G | ThinkSystem U.2 Intel P4510 2.0TB Entry NVMe PCIe3.0 x4 Hot Swap SSD | 1459
7X10CTOLWW | B59Z | FBU02 SuperCap | 149
7X10CTOLWW | B5RZ | Intel Xeon Platinum 8253 16C 125W 2.2GHz Processor | 5299
7X10CTOLWW | B5S1 | Intel Xeon Gold 5222 4C 105W 3.8GHz Processor | 1999
7X10CTOLWW | B5S2 | Intel Xeon Platinum 8256 4C 105W 3.8GHz Processor | 12099
7X10CTOLWW | B5T0 | ThinkSystem Broadcom 57414 10/25GbE SFP28 2-port PCIe Ethernet Adapter | 389
7X10CTOLWW | B6BS | Intel Xeon Gold 5218B 16C 125W 2.3GHz Processor | 2019
7X10CTOLWW | B6CG | ThinkSystem NVIDIA Quadro RTX 4000 8GB PCIe Active GP | 2219
7X10CTOLWW | B6CL | Intel Xeon Gold 6226 12C 125W 2.7GHz Processor | 3299
7X10CTOLWW | B6CP | Intel Xeon Gold 6230T 20C 125W 2.1GHz Processor | 3599
7X10CTOLWW | B6CQ | Intel Xeon Gold 5220T 18C 105W 1.9GHz Processor | 3199
7X10CTOLWW | B6CV | Intel Xeon Gold 6222V 20C 115W 1.8GHz Processor | 2999
7X10CTOLWW | B6CW | Intel Xeon Gold 5220S 18C 125W 2.7GHz Processor | 3699
7X10CTOLWW | B6CX | Intel Xeon Gold 6209U 20C 125W 2.1GHz Processor | 2309
7X10CTOLWW | B6JY | ThinkSystem 3.5" PM883 1.92TB Entry SATA 6Gb Hot Swap SSD | 1159
7X10CTOLWW | B6JZ | ThinkSystem 3.5" PM883 3.84TB Entry SATA 6Gb Hot Swap SSD | 2219
7X10CTOLWW | B6TM | ThinkSystem 3.5" PM883 240GB Entry SATA 6Gb Hot Swap SSD | 239
7X10CTOLWW | B6TN | ThinkSystem 3.5" PM883 480GB Entry SATA 6Gb Hot Swap SSD | 359
7X10CTOLWW | B6TP | ThinkSystem 3.5" PM883 960GB Entry SATA 6Gb Hot Swap SSD | 599
7X10CTOLWW | B6U0 | VMware ESXi 6.5 U3 (factory installed) | 0
7X10CTOLWW | B6U1 | VMware ESXi 6.7 U2 (factory installed) | 0
7X10CTOLWW | B7EW | ThinkSystem 2.5" 5210 1.92TB Entry SATA 6Gb Hot Swap QLC SSD | 759
7X10CTOLWW | B7EX | ThinkSystem 2.5" 5210 3.84TB Entry SATA 6Gb Hot Swap QLC SSD | 1489
7X10CTOLWW | B7EY | ThinkSystem 2.5" 5210 7.68TB Entry SATA 6Gb Hot Swap QLC SSD | 2779
7X10CTOLWW | B7EZ | ThinkSystem 3.5" 16TB 7.2K SAS 12Gb Hot Swap 512e HDD | 1309
7X10CTOLWW | B7F0 | ThinkSystem 3.5" 16TB 7.2K SATA 6Gb Hot Swap 512e HDD | 1289
7X10CTOLWW | B7JW | ThinkSystem NVIDIA Quadro P2200 5GB PCIe Active GPU | 1009
7X10CTOLWW | B7N3 | Intel Xeon Bronze 3206R 8C 85W 1.9GHz Processor | 559
7X10CTOLWW | B7N5 | Intel Xeon Silver 4210R 10C 100W 2.4GHz Processor | 899
7X10CTOLWW | B7N6 | Intel Xeon Silver 4214R 12C 100W 2.4GHz Processor | 1259
7X10CTOLWW | B88T | VMware ESXi 6.7 U3 (factory installed) | 0
7X10CTOLWW | B8HP | ThinkSystem 2.5" 5300 960GB Entry SATA 6Gb Hot Swap SSD | 489
7X10CTOLWW | B8HQ | ThinkSystem 3.5" 5300 3.84TB Entry SATA 6Gb Hot Swap SSD | 2179
7X10CTOLWW | B8HR | ThinkSystem 3.5" 5300 1.92TB Mainstream SATA 6Gb Hot Swap SSD | 1829
7X10CTOLWW | B8HS | ThinkSystem M.2 5300 240GB SATA 6Gbps Non-Hot Swap SSD | 359
7X10CTOLWW | B8HT | ThinkSystem 3.5" PM1645a 800GB Mainstream SAS 12Gb Hot Swap SSD | 829
7X10CTOLWW | B8HU | ThinkSystem 2.5" PM1645a 800GB Mainstream SAS 12Gb Hot Swap SSD | 819
7X10CTOLWW | B8HV | ThinkSystem 2.5" 5300 240GB Entry SATA 6Gb Hot Swap SSD | 359
7X10CTOLWW | B8HX | ThinkSystem 3.5" 5300 3.84TB Mainstream SATA 6Gb Hot Swap SSD | 3119
7X10CTOLWW | B8HY | ThinkSystem 2.5" 5300 480GB Mainstream SATA 6Gb Hot Swap SSD | 429
7X10CTOLWW | B8HZ | ThinkSystem 3.5" 5300 1.92TB Entry SATA 6Gb Hot Swap SSD | 1139
7X10CTOLWW | B8J0 | ThinkSystem 3.5" 5300 960GB Mainstream SATA 6Gb Hot Swap SSD | 929
7X10CTOLWW | B8J1 | ThinkSystem 2.5" 5300 240GB Mainstream SATA 6Gb Hot Swap SSD | 409
7X10CTOLWW | B8J2 | ThinkSystem 2.5" 5300 7.68TB Entry SATA 6Gb Hot Swap SSD | 3649
7X10CTOLWW | B8J3 | ThinkSystem 3.5" 5300 7.68TB Entry SATA 6Gb Hot Swap SSD | 4119
7X10CTOLWW | B8J4 | ThinkSystem 2.5" PM1645a 1.6TB Mainstream SAS 12Gb Hot Swap SSD | 1379
7X10CTOLWW | B8J5 | ThinkSystem 2.5" 5300 1.92TB Entry SATA 6Gb Hot Swap SSD | 939
7X10CTOLWW | B8J6 | ThinkSystem 2.5" 5300 960GB Mainstream SATA 6Gb Hot Swap SSD | 729
7X10CTOLWW | B8J7 | ThinkSystem 2.5" 5300 3.84TB Mainstream SATA 6Gb Hot Swap SSD | 2179
7X10CTOLWW | B8J9 | ThinkSystem 3.5" 5300 480GB Entry SATA 6Gb Hot Swap SSD | 379
7X10CTOLWW | B8JA | ThinkSystem 2.5" PM1645a 6.4TB Mainstream SAS 12Gb Hot Swap SSD | 6049
7X10CTOLWW | B8JB | ThinkSystem 3.5" 5300 240GB Entry SATA 6Gb Hot Swap SSD | 369
7X10CTOLWW | B8JC | ThinkSystem 3.5" 5300 960GB Entry SATA 6Gb Hot Swap SSD | 629
7X10CTOLWW | B8JD | ThinkSystem 2.5" PM1645a 3.2TB Mainstream SAS 12Gb Hot Swap SSD | 2579
7X10CTOLWW | B8JE | ThinkSystem 2.5" 5300 1.92TB Mainstream SATA 6Gb Hot Swap SSD | 1279
7X10CTOLWW | B8JF | ThinkSystem 3.5" 5300 480GB Mainstream SATA 6Gb Hot Swap SSD | 529
7X10CTOLWW | B8JG | ThinkSystem 3.5" PM1645a 6.4TB Mainstream SAS 12Gb Hot Swap SSD | 6059
7X10CTOLWW | B8JK | ThinkSystem 3.5" PM1645a 3.2TB Mainstream SAS 12Gb Hot Swap SSD | 2589
7X10CTOLWW | B8JL | ThinkSystem 3.5" 5300 240GB Mainstream SATA 6Gb Hot Swap SSD | 419
7X10CTOLWW | B8JM | ThinkSystem 2.5" 5300 480GB Entry SATA 6Gb Hot Swap SSD | 309
7X10CTOLWW | B8JN | ThinkSystem 3.5" PM1645a 1.6TB Mainstream SAS 12Gb Hot Swap SSD | 1389
7X10CTOLWW | B8JP | ThinkSystem 2.5" 5300 3.84TB Entry SATA 6Gb Hot Swap SSD | 1789
7X10CTOLWW | B919 | ThinkSystem M.2 5300 480GB SATA 6Gbps Non-Hot Swap SSD | 369
7X10CTOLWW | B91A | ThinkSystem 2.5" PM1643a 960GB Entry SAS 12Gb Hot Swap SSD | 819
7X10CTOLWW | B91B | ThinkSystem 2.5" PM1643a 1.92TB Entry SAS 12Gb Hot Swap SSD | 1379
7X10CTOLWW | B91C | ThinkSystem 2.5" PM1643a 3.84TB Entry SAS 12Gb Hot Swap SSD | 2579
7X10CTOLWW | B91D | ThinkSystem 2.5" PM1643a 7.68TB Entry SAS 12Gb Hot Swap SSD | 5019
7X10CTOLWW | B91E | ThinkSystem 3.5" PM1643a 3.84TB Entry SAS 12Gb Hot Swap SSD | 1729
7X10CTOLWW | B9AC | ThinkSystem 2.5" 5210 960GB Entry SATA 6Gb Hot Swap QLC SSD | 419
7X10CTOLWW | BAZS | Intel Xeon Gold 5218R 20C 125W 2.1GHz Processor | 2259
7X10CTOLWW | BBZG | VMware ESXi 7.0 (Factory Installed) | 2
7X10CTOLWW | BCFH | ThinkSystem 3.5" 18TB 7.2K SATA 6Gb Hot Swap 512e HDD | 1589
7X10CTOLWW | BCFP | ThinkSystem 3.5" 18TB 7.2K SAS 12Gb Hot Swap 512e HDD | 1609
7X10CTOLWW | BCTC | ThinkSystem 2.5" Multi Vendor 240GB Entry SATA 6Gb Hot Swap SSD | 219
7X10CTOLWW | BCTD | ThinkSystem 2.5" Multi Vendor 480GB Entry SATA 6Gb Hot Swap SSD | 219
7X10CTOLWW | BCTE | ThinkSystem 2.5" Multi Vendor 960GB Entry SATA 6Gb Hot Swap SSD | 659
7X10CTOLWW | BCTF | ThinkSystem 2.5" Multi Vendor 1.92TB Entry SATA 6Gb Hot Swap SSD | 1289
7X10CTOLWW | BCTG | ThinkSystem 2.5" Multi Vendor 3.84TB Entry SATA 6Gb Hot Swap SSD | 1259
7X10CTOLWW | BCTH | ThinkSystem 3.5" Multi Vendor 240GB Entry SATA 6Gb Hot Swap SSD | 229
7X10CTOLWW | BCTJ | ThinkSystem 3.5" Multi Vendor 480GB Entry SATA 6Gb Hot Swap SSD | 219
7X10CTOLWW | BCTK | ThinkSystem 3.5" Multi Vendor 960GB Entry SATA 6Gb Hot Swap SSD | 669
7X10CTOLWW | BCTL | ThinkSystem 3.5" Multi Vendor 1.92TB Entry SATA 6Gb Hot Swap SSD | 1289
7X10CTOLWW | BCTM | ThinkSystem 3.5" Multi Vendor 3.84TB Entry SATA 6Gb Hot Swap SSD | 1269
7X10CTOLWW | BE5E | VMware ESXi 7.0 U1 (Factory Installed) | 0
7X10CTOLWW | BEVK | ThinkSystem 3.5" PM1643a 7.68TB Entry SAS 12Gb Hot Swap SSD | 5589
7X10CTOLWW | BFYB | Operating mode selection for: "Maximum Performance Mode" | 0
7X10CTOLWW | BFYC | Operating mode selection for: "Minimal Power Mode" | 0
7X10CTOLWW | BFYD | Operating mode selection for: "Efficiency Favoring Power Savings Mode" | 0
7X10CTOLWW | BFYE | Operating mode selection for: "Efficiency - Favoring Performance Mode" | 0
7X10CTOLWW | BHSR | VMware ESXi 7.0 U2 (Factory Installed) | 0
7X11CTO1WW | 64 | QLogic 10Gb SFP+ SR Optical Transceiver | 909
7X11CTO1WW | 69 | Brocade 10Gb SFP+ SR Optical Transceiver | 909
7X11CTO1WW | 747 | UID Asset Tag Label | 20
7X11CTO1WW | 2302 | RAID Configuration | 149
7X11CTO1WW | 2305 | Integration 1U Component | 59
7X11CTO1WW | 2306 | Integration >1U Component | 125
7X11CTO1WW | 2321 | Custom MFG SVCS Fee - Small Increment | 3
7X11CTO1WW | 2400 | Primary Array 12 HDDs | 0
7X11CTO1WW | 2405 | Secondary Array 9 HDDs | 0
7X11CTO1WW | 2406 | Secondary Array 10 HDDs | 0
7X11CTO1WW | 2407 | Secondary Array 11 HDDs | 0
7X11CTO1WW | 2408 | Secondary Array 12 HDDs | 0
7X11CTO1WW | 3271 | No RAID - Secondary Array set up by customer | 0
7X11CTO1WW | 3742 | 3m Console Switch Cable (USB) | 19
7X11CTO1WW | 3760 | 1.8m Black Cat5e Cable | 17
7X11CTO1WW | 3761 | 3m Black Cat5e Cable | 19
7X11CTO1WW | 3762 | 10m Black Cat5e Cable | 29
7X11CTO1WW | 3791 | 0.6m Yellow Cat5e Cable | 24
7X11CTO1WW | 3792 | 1.5m Yellow Cat5e Cable | 24
7X11CTO1WW | 3793 | 3m Yellow Cat5e Cable | 25
7X11CTO1WW | 3794 | 10m Yellow Cat5e Cable | 34
7X11CTO1WW | 3795 | 25m Yellow Cat5e Cable | 69
7X11CTO1WW | 3796 | 0.6m Green Cat5e Cable | 16
7X11CTO1WW | 3797 | 1.5m Green Cat5e Cable | 17
7X11CTO1WW | 3798 | 3m Green Cat5e Cable | 19
7X11CTO1WW | 3799 | 10m Green Cat5e Cable | 29
7X11CTO1WW | 3800 | 25m Green Cat5e Cable | 69
7X11CTO1WW | 3801 | 0.6m Blue Cat5e Cable | 24
7X11CTO1WW | 3802 | 1.5m Blue Cat5e Cable | 14
7X11CTO1WW | 3803 | 3m Blue Cat5e Cable | 25
7X11CTO1WW | 3804 | 10m Blue Cat5e Cable | 34
7X11CTO1WW | 3805 | 25m Blue Cat5e Cable | 69
7X11CTO1WW | 5053 | SFP+ SR Transceiver | 699
7X11CTO1WW | 5340 | Serial Conversion Option (SCO) | 249
7X11CTO1WW | 5341 | Virtual Media Conversion Option Gen2 (VCO2) | 129
7X11CTO1WW | 5977 | Select Storage devices - no configured RAID required | 0
7X11CTO1WW | 5978 | Select Storage devices - configured RAID | 0
7X11CTO1WW | 6124 | SOFS Solution Code MFG Instruction | 0
7X11CTO1WW | 6125 | SAP-BWA Solution Code MFG Instruction | 0
7X11CTO1WW | 6127 | GMAS Solution Code MFG Instruction | 0
7X11CTO1WW | 6128 | IBW-SSD Solution Code MFG Instruction | 0
7X11CTO1WW | 6129 | Cloudburst Solution Code MFG Instruction | 0
7X11CTO1WW | 6130 | SoNAS Solution Code MFG Instruction | 0
7X11CTO1WW | 6135 | Unique SBB for AC2/MC2 models | 0
7X11CTO1WW | 6201 | 1.5m, 10A/100-250V, C13 to IEC 320-C14 Rack Power Cable | 19
7X11CTO1WW | 6204 | 2.8m, 10A/100-250V, C13 to IEC 320-C20 Rack Power Cable | 19
7X11CTO1WW | 6218 | 2.8m, 10A/250V, C13 to SI 32 (Israel) Line Cord | 15
7X11CTO1WW | 6263 | 4.3m, 10A/100-250V, C13 to IEC 320-C14 Rack Power Cable | 19
7X11CTO1WW | 6311 | 2.8m, 10A/100-250V, C13 to IEC 320-C14 Rack Power Cable | 9
7X11CTO1WW | 6373 | 4.3m, 10A/250V, C13 to NEMA 6-15P (US) Line Cord | 15
7X11CTO1WW | 6400 | 2.8m, 13A/100-250V, C13 to C14 Jumper Cord | 9
7X11CTO1WW | 6401 | 2.8m, 13A/120V, C13 to NEMA 5-15P (US) Line Cord | 29
7X11CTO1WW | 6570 | 2.0m, 13A/100-250V, C13 to C14 Jumper Cord | 19
7X11CTO1WW | 6583 | 4.3m, 13A/100-250V, C13 to C14 Rack Power Cable | 19
7X11CTO1WW | 7008 | Primary Array 2 HDDs | 0
7X11CTO1WW | 7009 | Primary Array 3 HDDs | 0
7X11CTO1WW | 7010 | Primary Array 4 HDDs | 0
7X11CTO1WW | 7011 | Primary Array 5 HDDs | 0
7X11CTO1WW | 7012 | Primary Array 6 HDDs | 0
7X11CTO1WW | 7013 | Primary Array 7 HDDs | 0
7X11CTO1WW | 7014 | Primary Array 8 HDDs | 0
7X11CTO1WW | 7015 | Secondary Array 2 HDDs | 0
7X11CTO1WW | 7016 | Secondary Array 3 HDDs | 0
7X11CTO1WW | 7017 | Secondary Array 4 HDDs | 0
7X11CTO1WW | 7018 | System x iDataPlex Solution | 0
7X11CTO1WW | 7057 | Secondary Array 5 HDDs | 0
7X11CTO1WW | 7058 | Secondary Array 6 HDDs | 0
7X11CTO1WW | 7059 | Secondary Array 7 HDDs | 0
7X11CTO1WW | 7060 | Secondary Array 8 HDDs | 0
7X11CTO1WW | 7664 | Primary Array 9 HDDs | 0
7X11CTO1WW | 7831 | Customer Solution Center Services | 0
7X11CTO1WW | 7929 | e1350 Special Bid Solution Component | 0
7X11CTO1WW | 8034 | LeSI Solution Component | 0
7X11CTO1WW | 8067 | TAA Compliant Order | 0
7X11CTO1WW | 8072 | General Racking Solution | 0
7X11CTO1WW | 8086 | No Publications Selected | 0
7X11CTO1WW | 8971 | Integrate in manufacturing | 0
7X11CTO1WW | 8972 | Ship Uninstalled (Safety) | 0
7X11CTO1WW | 9013 | Hot Spare | 0
7X11CTO1WW | 9016 | Memory Sparing | 0
7X11CTO1WW | 9017 | Enable Memory Mirroring | 0
7X11CTO1WW | 9714 | Primary Array 10 HDDs | 0
7X11CTO1WW | 9715 | Primary Array 11 HDDs | 0
7X11CTO1WW | A102 | Advanced Grouping | 0
7X11CTO1WW | A103 | System x Cluster Upgrade | 0
7X11CTO1WW | A193 | Integrated Solutions | 0
7X11CTO1WW | A1DL | 1m QSFP+ DAC Break Out Cable | 319
7X11CTO1WW | A1DM | 3m QSFP+ DAC Break Out Cable | 419
7X11CTO1WW | A1DN | 5m QSFP+ DAC Break Out Cable | 529
7X11CTO1WW | A1DP | 1m QSFP to QSFP+ Cable | 269
7X11CTO1WW | A1DQ | 3m QSFP+ to QSFP+ Cable | 329
7X11CTO1WW | A1MS | 10m Cat6 Yellow Cable | 49
7X11CTO1WW | A1MT | 10m Green Cat6 Cable | 49
7X11CTO1WW | A1MU | 10m Cat6 Blue Cable | 49
7X11CTO1WW | A1MV | 25m Cat6 Yellow Cable | 105
7X11CTO1WW | A1MW | 25m Green Cat6 Cable | 105
7X11CTO1WW | A1MX | 25m Cat6 Blue Cable | 105
7X11CTO1WW | A1PH | 1m Passive DAC SFP+ Cable | 69
7X11CTO1WW | A1PJ | 3m Passive DAC SFP+ Cable | 89
7X11CTO1WW | A1PK | 5m Passive DAC SFP+ Cable | 159
7X11CTO1WW | A1RF | 2.8m, 10A/250V, C13 to NEMA 6-15P Line Cord | 15
7X11CTO1WW | A2K6 | Primary Array - RAID 0 | 0
7X11CTO1WW | A2K7 | Primary Array - RAID 1 | 0
7X11CTO1WW | A2K9 | Primary Array - RAID 5 | 0
7X11CTO1WW | A2KA | Primary Array - RAID 6 | 0
7X11CTO1WW | A2KB | Primary Array - RAID 10 | 0
7X11CTO1WW | A2KD | Primary Array - RAID 50 | 0
7X11CTO1WW | A2KE | Primary Array - RAID 60 | 0
7X11CTO1WW | A2KF | Secondary Array - RAID 0 | 0
7X11CTO1WW | A2KG | Secondary Array - RAID 1 | 0
7X11CTO1WW | A2KJ | Secondary Array - RAID 5 | 0
7X11CTO1WW | A2KK | Secondary Array - RAID 6 | 0
7X11CTO1WW | A2KL | Secondary Array - RAID 10 | 0
7X11CTO1WW | A2KN | Secondary Array - RAID 50 | 0
7X11CTO1WW | A2KP | Secondary Array - RAID 60 | 0
7X11CTO1WW | A2X8 | 5m QSFP+ to QSFP+ Cable | 379
7X11CTO1WW | A2X9 | 7m QSFP+ to QSFP+ Cable | 429
7X11CTO1WW | A3RG | 0.5m Passive DAC SFP+ Cable | 79
7X11CTO1WW | A3RH | 7m Passive DAC SFP+ Cable | 179
7X11CTO1WW | A4AA | Rail Kit | 49
7X11CTO1WW | A4EY | No x Network Adapter | 0
7X11CTO1WW | A4VP | 1.0m, 10A/100-250V, C13 to IEC 320-C14 Rack Power Cable | 19
7X11CTO1WW | A51N | 1.5m Passive DAC SFP+ Cable | 89
7X11CTO1WW | A51P | 2m Passive DAC SFP+ Cable | 89
7X11CTO1WW | A5DL | SFP 1000Base-T (RJ-45) Transceiver | 89
7X11CTO1WW | A5U1 | SKLM for System x w/SEDs - FoD per Install w/1Yr S&S | 199
7X11CTO1WW | A5UA | Lenovo 1m MPO-4xLC OM3 MMF Breakout Cable | 279
7X11CTO1WW | A5UB | Lenovo 3m MPO-4xLC OM3 MMF Breakout Cable | 329
7X11CTO1WW | A5UC | Lenovo 5m MPO-4xLC OM3 MMF Breakout Cable | 379
7X11CTO1WW | ARZA | 0.5m Mellanox QSFP Passive DAC Cable | 139
7X11CTO1WW | ARZB | 0.75m Mellanox QSFP Passive DAC Cable | 149
7X11CTO1WW | ARZC | 1m Mellanox QSFP Passive DAC Cable | 159
7X11CTO1WW | ARZD | 1.25m Mellanox QSFP Passive DAC Cable | 169
7X11CTO1WW | ARZE | 1.5m Mellanox QSFP Passive DAC Cable | 169
7X11CTO1WW | ARZF | 3m Mellanox QSFP Passive DAC Cable | 189
7X11CTO1WW | ARZG | 3m Mellanox QSFP Passive DAC Hybrid Cable | 189
7X11CTO1WW | AS6C | SKLM for System x w/SEDs - FoD per Install w/3Yr S&S | 299
7X11CTO1WW | ASQT | 0.5m Mellanox EDR IB Passive Copper QSFP28 Cable | 229
7X11CTO1WW | ASQV | 1m Mellanox EDR IB Passive Copper QSFP28 Cable | 249
7X11CTO1WW | ASQY | 2m Mellanox EDR IB Passive Copper QSFP28 Cable | 289
7X11CTO1WW | ASR0 | 10m Mellanox EDR IB Optical QSFP28 Cable | 1419
7X11CTO1WW | ASR5 | Lenovo 0.5m LC-LC OM3 MMF Cable | 24
7X11CTO1WW | ASR6 | Lenovo 1m LC-LC OM3 MMF Cable | 24
7X11CTO1WW | ASR7 | Lenovo 3m LC-LC OM3 MMF Cable | 24
7X11CTO1WW | ASR8 | Lenovo 5m LC-LC OM3 MMF Cable | 29
7X11CTO1WW | ASR9 | Lenovo 10m LC-LC OM3 MMF Cable | 39
7X11CTO1WW | ASRA | Lenovo 15m LC-LC OM3 MMF Cable | 45
7X11CTO1WW | ASRB | Lenovo 25m LC-LC OM3 MMF Cable | 54
7X11CTO1WW | ASRC | Lenovo 30m LC-LC OM3 MMF Cable | 64
7X11CTO1WW | AT2R | Lenovo 1m Active DAC SFP+ Cables | 129
7X11CTO1WW | AT2S | Lenovo 3m Active DAC SFP+ Cables | 139
7X11CTO1WW | AT2T | Lenovo 5m Active DAC SFP+ Cables | 159
7X11CTO1WW | AT7S | Emulex VFA5.2 2x10 GbE SFP+ PCIe Adapter | 449
7X11CTO1WW | AT7T | Emulex VFA5.2 2x10 GbE SFP+ Adapter and FCoE/iSCSI SW | 1319
7X11CTO1WW | ATPX | Intel X550-T2 Dual Port 10GBase-T Adapter | 599
7X11CTO1WW | ATRH | Intel X710-DA2 ML2 2x10GbE SFP+ Adapter | 499
7X11CTO1WW | ATRN | Mellanox ConnectX-4 Lx 1x40GbE QSFP+ Adapter | 709
7X11CTO1WW | ATRP | Mellanox ConnectX-4 2x100GbE/EDR IB QSFP28 VPI Adapter | 2059
7X11CTO1WW | ATYX | Lenovo 1m SFP+ to SFP+ Active Optical Cable | 104
7X11CTO1WW | ATYY | Lenovo 3m SFP+ to SFP+ Active Optical Cable | 99
7X11CTO1WW | ATYZ | Lenovo 5m SFP+ to SFP+ Active Optical Cable | 114
7X11CTO1WW | ATZ0 | Lenovo 7m SFP+ to SFP+ Active Optical Cable | 129
7X11CTO1WW | ATZ1 | Lenovo 15m SFP+ to SFP+ Active Optical Cable | 169
7X11CTO1WW | ATZ2 | Lenovo 20m SFP+ to SFP+ Active Optical Cable | 169
7X11CTO1WW | ATZ3 | Lenovo 3m 40G QSFP+ to QSFP+ Active Optical Cable | 489
7X11CTO1WW | ATZ4 | Lenovo 5m 40G QSFP+ to QSFP+ Active Optical Cable | 499
7X11CTO1WW | ATZ5 | Lenovo 7m 40G QSFP+ to QSFP+ Active Optical Cable | 529
7X11CTO1WW | ATZ6 | Lenovo 15m 40G QSFP+ to QSFP+ Active Optical Cable | 589
7X11CTO1WW | ATZ7 | Lenovo 20m 40G QSFP+ to QSFP+ Active Optical Cable | 629
7X11CTO1WW | ATZ8 | Lenovo 1m QSFP+ to 4xSFP+ Active Optical Cable | 709
7X11CTO1WW | ATZ9 | Lenovo 3m QSFP+ to 4xSFP+ Active Optical Cable | 729
7X11CTO1WW | ATZA | Lenovo 5m QSFP+ to 4xSFP+ Active Optical Cable | 749
7X11CTO1WW | ATZB | QLogic 16Gb Enhanced Gen5 FC Single-port HBA | 979
7X11CTO1WW | ATZC | QLogic 16Gb Enhanced Gen5 FC Dual-port HBA | 1339
7X11CTO1WW | ATZR | Mellanox ConnectX-4 Lx 10/25GbE SFP28 1-port ML2 Adapter | 479
7X11CTO1WW | ATZU | Emulex 16Gb Gen6 FC Single-port HBA | 949
7X11CTO1WW | ATZV | Emulex 16Gb Gen6 FC Dual-port HBA | 1309
7X11CTO1WW | AU0A | Intel OPA 100 Series Single-port PCIe 3.0 x8 HFA | 599
7X11CTO1WW | AU0B | Intel OPA 100 Series Single-port PCIe 3.0 x16 HFA | 1069
7X11CTO1WW | AU16 | 0.5m External MiniSAS HD 8644/MiniSAS HD 8644 Cable | 79
7X11CTO1WW | AU17 | 1m External MiniSAS HD 8644/MiniSAS HD 8644 Cable | 89
7X11CTO1WW | AU18 | 2m External MiniSAS HD 8644/MiniSAS HD 8644 Cable | 99
7X11CTO1WW | AU19 | 3m External MiniSAS HD 8644/MiniSAS HD 8644 Cable | 109
7X11CTO1WW | AU1A | 2m External MiniSAS HD 8644/2xMiniSAS HD 8644 Y-Cable | 349
7X11CTO1WW | AU7Z | Emulex VFA5.2 ML2 2x10 GbE SFP+ Adapter and FCoE/iSCSI SW | 399
7X11CTO1WW | AUAJ | Mellanox ConnectX-4 Lx 10/25GbE SFP28 2-port PCIe Ethernet Adapter | 499
7X11CTO1WW | AUK7 | TPM 2.0 and Secure Boot | 0
7X11CTO1WW | AUKF | SR950 2S to 8S Base | 3450
7X11CTO1WW | AUKG | ThinkSystem 1Gb 2-port RJ45 LOM | 79
7X11CTO1WW | AUKH | ThinkSystem 1Gb 4-port RJ45 LOM | 99
7X11CTO1WW | AUKJ | ThinkSystem 10Gb 2-port SFP+ LOM | 169
7X11CTO1WW | AUKK | ThinkSystem 10Gb 4-port SFP+ LOM | 209
7X11CTO1WW | AUKL | ThinkSystem 10Gb 2-port Base-T LOM | 259
7X11CTO1WW | AUKM | ThinkSystem 10Gb 4-port Base-T LOM | 439
7X11CTO1WW | AUKN | ThinkSystem Emulex OCe14104B-NX PCIe 10Gb 4-Port SFP+ Ethernet Adapter | 539
7X11CTO1WW | AUKP | ThinkSystem Broadcom 57416 10GBASE-T 2-Port PCIe Ethernet Adapter | 479
7X11CTO1WW | AUKQ | ThinkSystem Broadcom NX-E ML2 10Gb 2-Port Base-T Ethernet Adapter | 529
7X11CTO1WW | AUKR | ThinkSystem Mellanox ConnectX-3 Pro ML2 FDR 2-Port QSFP VPI Adapter | 1069
7X11CTO1WW | AUKS | ThinkSystem Broadcom 57412 25GbE SFP28 1-Port PCIe Ethernet Adapter | 489
7X11CTO1WW | AUKU | ThinkSystem Mellanox ConnectX-4 Lx 10/25GbE SFP28 2-Port ML2 Ethernet Adapter | 519
7X11CTO1WW | AUKW | ThinkSystem Intel I350-T4 ML2 1Gb 4-Port RJ45 Ethernet Adapter | 169
7X11CTO1WW | AUKX | ThinkSystem Intel X710-DA2 PCIe 10Gb 2-Port SFP+ Ethernet Adapter | 459
7X11CTO1WW | AUL5 | ThinkSystem SR950 Shipping Bracket | 39
7X11CTO1WW | AULV | ThinkSystem 2.5" 300GB 15K SAS 12Gb Hot Swap 512n HDD | 339
7X11CTO1WW | AULW | ThinkSystem 2.5" 600GB 15K SAS 12Gb Hot Swap 512n HDD | 469
7X11CTO1WW | AULX | ThinkSystem 2.5" 900GB 15K SAS 12Gb Hot Swap 512e HDD | 639
7X11CTO1WW | AULY | ThinkSystem 2.5" 300GB 10K SAS 12Gb Hot Swap 512n HDD | 289
7X11CTO1WW | AULZ | ThinkSystem 2.5" 600GB 10K SAS 12Gb Hot Swap 512n HDD | 319
7X11CTO1WW | AUM0 | ThinkSystem 2.5" 900GB 10K SAS 12Gb Hot Swap 512n HDD | 389
7X11CTO1WW | AUM1 | ThinkSystem 2.5" 1.2TB 10K SAS 12Gb Hot Swap 512n HDD | 389
7X11CTO1WW | AUM2 | ThinkSystem 2.5" 1.8TB 10K SAS 12Gb Hot Swap 512e HDD | 589
7X11CTO1WW | AUM4 | ThinkSystem 2.5" 300GB 10K SAS 12Gb Hot Swap 512n HDD SED | 339
7X11CTO1WW | AUM5 | ThinkSystem 2.5" 600GB 10K SAS 12Gb Hot Swap 512n HDD SED | 635
7X11CTO1WW | AUM6 | ThinkSystem 2.5" 1TB 7.2K SAS 12Gb Hot Swap 512n HDD | 469
7X11CTO1WW | AUM7 | ThinkSystem 2.5" 2TB 7.2K SAS 12Gb Hot Swap 512n HDD | 839
7X11CTO1WW | AUMJ | ThinkSystem U.2 Intel Optane P4800X 375GB Performance NVMe PCIe 3.0 x4 Hot Swap SSD | 3589
7X11CTO1WW | AUMT | SR950 Main I/O Planar | 1400
7X11CTO1WW | AUMU | ThinkSystem M.2 Enablement Kit | 39
7X11CTO1WW | AUMV | ThinkSystem M.2 with Mirroring Enablement Kit | 149
7X11CTO1WW | AUMW | Front Operator Panel with LCD Display | 99
7X11CTO1WW | AUMY | SR950/SD650v2/SD670v2 Lift Handles | 49
7X11CTO1WW | AUMZ | ThinkSystem SR950 Upper Compute Tray | 1699
7X11CTO1WW | AUN0 | ThinkSystem SR950 2-CPU, 24 DIMM Compute System Board | 1699
7X11CTO1WW | AUN1 | ThinkSystem SR950 (2) x16 PCIe Riser | 399
7X11CTO1WW | AUN2 | ThinkSystem SR950 (4) x8 PCIe Riser | 419
7X11CTO1WW | AUN3 | ThinkSystem SR950 up to (5) x16 + x16 ML2 PCIe Riser | 639
7X11CTO1WW | AUN4 | ThinkSystem SR950 (2) x8 PCIe Riser | 299
7X11CTO1WW | AUN5 | ThinkSystem 2.5" SAS/SATA/NVMe 2x2 Bay Backplane Kit | 179
7X11CTO1WW | AUN6 | ThinkSystem 2.5" SAS/SATA 2x2 Bay Backplane Kit | 109
7X11CTO1WW | AUNB | ThinkSystem 16GB TruDDR4 2666 MHz (1Rx4 1.2V) RDIMM | 289
7X11CTO1WW | AUNC | ThinkSystem 16GB TruDDR4 2666 MHz (2Rx8 1.2V) RDIMM | 319
7X11CTO1WW | AUND | ThinkSystem 32GB TruDDR4 2666 MHz (2Rx4 1.2V) RDIMM | 609
7X11CTO1WW | AUNE | ThinkSystem 64GB TruDDR4 2666 MHz (4Rx4 1.2V) LRDIMM | 1259
7X11CTO1WW | AUNF | ThinkSystem 128GB TruDDR4 2666 MHz (8Rx4 1.2V) 3DS RDIMM | 4449
7X11CTO1WW | AUNG | ThinkSystem RAID 530-8i PCIe 12Gb Adapter | 299
7X11CTO1WW | AUNJ | ThinkSystem RAID 930-8i 2GB Flash PCIe 12Gb Adapter | 1009
7X11CTO1WW | AUNK | ThinkSystem RAID 930-16i 4GB Flash PCIe 12Gb Adapter | 1529
7X11CTO1WW | AUNL | ThinkSystem 430-8i SAS/SATA 12Gb HBA | 299
7X11CTO1WW | AUNM | ThinkSystem 430-16i SAS/SATA 12Gb HBA | 589
7X11CTO1WW | AUNN | ThinkSystem 430-16e SAS/SATA 12Gb HBA | 609
7X11CTO1WW | AUNP | FBU345 SuperCap | 135
7X11CTO1WW | AUNQ | ThinkSystem RAID 930-8e 4GB Flash PCIe 12Gb Adapter | 1689
7X11CTO1WW | AUNR | ThinkSystem 430-8e SAS/SATA 12Gb HBA | 299
7X11CTO1WW | AUNS | ThinkSystem QLogic QLE2740 PCIe 32Gb 1-Port SFP+ Fibre Channel Adapter | 1739
7X11CTO1WW | AUNU | ThinkSystem QLogic QLE2742 PCIe 32Gb 2-Port SFP+ Fibre Channel Adapter | 2609
7X11CTO1WW | AUNY | SR950 2S to 4S Base | 3200
7X11CTO1WW | AUP5 | Upper HDD Bay Cage for 4S Storage Rich Config | 1970
7X11CTO1WW | AUPJ | High Efficiency 1600W Power Supply for SR950 (200-240VAC only) | 549
7X11CTO1WW | AUUE | ThinkSystem 2.5" 1TB 7.2K SATA 6Gb Hot Swap 512n HDD | 469
7X11CTO1WW | AUUJ | ThinkSystem 2.5" 2TB 7.2K SATA 6Gb Hot Swap 512e HDD | 849
7X11CTO1WW | AUUL | ThinkSystem M.2 32GB SATA 6Gbps Non-Hot Swap SSD | 109
7X11CTO1WW | AUUV | ThinkSystem M.2 128GB SATA 6Gbps Non-Hot Swap SSD | 159
7X11CTO1WW | AUVG | ThinkSystem Mellanox ConnectX-4 PCIe FDR 2-Port QSFP VPI Adapter | 1379
7X11CTO1WW | AUW5 | ThinkSystem 64GB TruDDR4 2666MHz (4Rx4, 1.2V) 3DS RDIMM | 1849
7X11CTO1WW | AUZV | ThinkSystem Broadcom 5719 1GbE RJ45 4-Port PCIe Ethernet Adapter | 159
7X11CTO1WW | AUZW | ThinkSystem I350-T4 PCIe 1Gb 4-Port RJ45 Ethernet Adapter | 379
7X11CTO1WW | AUZX | ThinkSystem Broadcom 5720 1GbE RJ45 2-Port PCIe Ethernet Adapter | 129
7X11CTO1WW | AUZY | ThinkSystem I350-T2 PCIe 1Gb 2-Port RJ45 Ethernet Adapter | 179
7X11CTO1WW | AUZZ | ThinkSystem I350-F1 PCIe 1Gb 1-Port SFP Ethernet Adapter | 379
7X11CTO1WW | AV1B | Lenovo 25GBase-SR SFP28 Transceiver | 449
7X11CTO1WW | AV1F | Lenovo 3m 25G SFP28 Active Optical Cable | 489
7X11CTO1WW | AV1G | Lenovo 5m 25G SFP28 Active Optical Cable | 489
7X11CTO1WW | AV1H | Lenovo 10m 25G SFP28 Active Optical Cable | 499
7X11CTO1WW | AV1J | Lenovo 15m 25G SFP28 Active Optical Cable | 497
7X11CTO1WW | AV1K | Lenovo 20m 25G SFP28 Active Optical Cable | 519
7X11CTO1WW | AV1R | Lenovo 3m 100G to 4x25G Breakout Active Optical Cable | 1949
7X11CTO1WW | AV1S | Lenovo 5m 100G to 4x25G Breakout Active Optical Cable | 1975
7X11CTO1WW | AV1T | Lenovo 10m 100G to 4x25G Breakout Active Optical Cable | 2035
7X11CTO1WW | AV1U | Lenovo 15m 100G to 4x25G Breakout Active Optical Cable | 2095
7X11CTO1WW | AV1V | Lenovo 20m 100G to 4x25G Breakout Active Optical Cable | 2149
7X11CTO1WW | AV1W | Lenovo 1m Passive 25G SFP28 DAC Cable | 69
7X11CTO1WW | AV1X | Lenovo 3m Passive 25G SFP28 DAC Cable | 79
7X11CTO1WW | AV1Y | Lenovo 5m Passive 25G SFP28 DAC Cable | 159
7X11CTO1WW | AV1Z | Lenovo 1m Passive 100G QSFP28 DAC Cable | 99
7X11CTO1WW | AV20 | Lenovo 3m Passive 100G QSFP28 DAC Cable | 159
7X11CTO1WW | AV21 | Lenovo 5m Passive 100G QSFP28 DAC Cable | 299
7X11CTO1WW | AV22 | Lenovo 1m 100G QSFP28 to 4x25G SFP28 Breakout DAC Cable | 179
7X11CTO1WW | AV23 | Lenovo 3m 100G QSFP28 to 4x25G SFP28 Breakout DAC Cable | 299
7X11CTO1WW | AV24 | Lenovo 5m 100G QSFP28 to 4x25G SFP28 Breakout DAC Cable | 459
7X11CTO1WW | AV2B | Lenovo 1m MPO to 4x LC Breakout OM4 MMF Cable | 149
7X11CTO1WW | AV2C | Lenovo 3m MPO to 4x LC Breakout OM4 MMF Cable | 179
7X11CTO1WW | AV2D | Lenovo 5m MPO to 4x LC Breakout OM4 MMF Cable | 239
7X11CTO1WW | AVFQ | 0.75m Green Cat5e Cable | 15
7X11CTO1WW | AVFR | 1.0m Green Cat5e Cable | 19
7X11CTO1WW | AVFS | 1.25m Green Cat5e Cable | 19
7X11CTO1WW | AVFT | 0.75m Blue Cat5e Cable | 15
7X11CTO1WW | AVFU | 1.0m Blue Cat5e Cable | 19
7X11CTO1WW | AVFV | 1.25m Blue Cat5e Cable | 19
7X11CTO1WW | AVFW | 0.75m Green Cat6 Cable | 19
7X11CTO1WW | AVFX | 1.0m Green Cat6 Cable | 19
7X11CTO1WW | AVFY | 1.25m Green Cat6 Cable | 19
7X11CTO1WW | AVFZ | 1.5m Green Cat6 Cable | 19
7X11CTO1WW | AVG0 | 3m Green Cat6 Cable | 25
7X11CTO1WW | AVNV | High Efficiency 1100W Power Supply for SR950 | 499
7X11CTO1WW | AWEX | Intel Xeon Gold 6126 12C 125W 2.6GHz Processor | 2869
7X11CTO1WW | AX42 | Lenovo 1m 40G QSFP+ Active Optical Cable | 689
7X11CTO1WW | AX6D | Intel Xeon Gold 6130 16C 125W 2.1GHz Processor | 2999
7X11CTO1WW | AX6N | Intel Xeon Platinum 8160T 24C 150W 2.1GHz Processor | 9129
7X11CTO1WW | AX6Q | Intel Xeon Gold 6138 20C 125W 2.0GHz Processor | 4099
7X11CTO1WW | AX71 | Intel Xeon Gold 6138T 20C 125W 2.0GHz Processor | 4349
7X11CTO1WW | AX72 | Intel Xeon Gold 6130T 16C 125W 2.1GHz Processor | 3129
7X11CTO1WW | AX73 | Intel Xeon Gold 6126T 12C 125W 2.6GHz Processor | 2979
7X11CTO1WW | AX7D | Intel Xeon Gold 5118 12C 105W 2.3GHz Processor | 2019
7X11CTO1WW | AX7E | Intel Xeon Gold 5120T 14C 105W 2.2GHz Processor | 2699
7X11CTO1WW | AX7F | Intel Xeon Gold 5119T 14C 85W 1.9GHz Processor | 2549
7X11CTO1WW | AX8A | 4.3m, 13A/120V, C13 to NEMA 5-15P (US) Line Cord | 19
7X11CTO1WW | AXFS | VMware ESXi 6.0 U3 (factory installed) | 0
7X11CTO1WW | AXFT | VMware ESXi 6.5 U1 (factory installed) | 0
7X11CTO1WW | B0ML | Feature Enable TPM on MB | 0
7X11CTO1WW | B0N4 | 2.0m, 10A/100-250V, C13 to IEC 320-C14 Rack Power Cable | 29
7X11CTO1WW | B0N5 | 1.0m, 13A/100-250V, C13 to C14 Jumper Cord | 25
7X11CTO1WW | B0N6 | 1.5m, 13A/100-250V, C13 to C14 Jumper Cord | 29
7X11CTO1WW | B0RJ | 10GBASE-LR SFP+Transceiver | 350
7X11CTO1WW | B0WY | ThinkSystem Intel XXV710-DA2 10/25GbE SFP28 2-Port PCIe Ethernet Adapter | 529
7X11CTO1WW | B0YS | ThinkSystem 2.5" 2.4TB 10K SAS 12Gb Hot Swap 512e HDD | 629
7X11CTO1WW | B0YX | ThinkSystem 2.5" 1.2TB 10K SAS 12Gb Hot Swap 512n HDD SED | 749
7X11CTO1WW | B0Z0 | ThinkSystem 2.5" Intel S4500 960GB Entry SATA 6Gb Hot Swap SSD | 1219
7X11CTO1WW | B21R | ThinkSystem QLogic QL41262 10/25GbE SFP28 2-Port PCIe Ethernet Adapter | 409
7X11CTO1WW | B21W | ThinkSystem U.2 Toshiba CM5-V 800GB Mainstream NVMe PCIe 3.0 x4 Hot Swap SSD | 859
7X11CTO1WW | B21X | ThinkSystem U.2 Toshiba CM5-V 1.6TB Mainstream NVMe PCIe 3.0 x4 Hot Swap SSD | 3449
7X11CTO1WW | B21Y | ThinkSystem U.2 Toshiba CM5-V 3.2TB Mainstream NVMe PCIe 3.0 x4 Hot Swap SSD | 6999
7X11CTO1WW | B22J | 5m Intel OPA 100 Series Active Optical QSFP28 Low Power Cable | 809
7X11CTO1WW | B22K | 10m Intel OPA 100 Series Active Optical QSFP28 Low Power Cable | 829
7X11CTO1WW | B22L | 15m Intel OPA 100 Series Active Optical QSFP28 Low Power Cable | 839
7X11CTO1WW | B22M | 20m Intel OPA 100 Series Active Optical QSFP28 Low Power Cable | 849
7X11CTO1WW | B2UZ | Lenovo 1m 100G QSFP28 Active Optical Cable | 949
7X11CTO1WW | B2X4 | ThinkSystem 2.5" 5200 1.92TB Entry SATA 6Gb Hot Swap SSD | 899
7X11CTO1WW | B2X6 | ThinkSystem 2.5" 5200 7.68TB Entry SATA 6Gb Hot Swap SSD | 4999
7X11CTO1WW | B2XJ | ThinkSystem U.2 Toshiba CM5-V 6.4TB Mainstream NVMe PCIe 3.0 x4 Hot Swap SSD | 12829
7X11CTO1WW | B2ZJ | ThinkSystem U.2 Intel Optane P4800X 750GB Performance NVMe PCIe 3.0 x4 Hot Swap SSD | 7169
7X11CTO1WW | B306 | Mellanox QSA 100G to 25G Cable Adapter | 149
7X11CTO1WW | B30W | Custom MFG SVCS Fee - Medium Increment | 30
7X11CTO1WW | B30X | Custom MFG SVCS Fee - Large Increment | 300
7X11CTO1WW | B31C | ThinkSystem Mellanox ConnectX-5 Ex 25/40GbE 2-port Low-Latency Adapter | 1979
7X11CTO1WW | B31E | ThinkSystem RAID 930-16i 8GB Flash PCIe 12Gb Adapter | 2389
7X11CTO1WW | B31G | ThinkSystem QLogic QL41134 PCIe 10Gb 4-Port Base-T Ethernet Adapter | 799
7X11CTO1WW | B34H | ThinkSystem 2.5" PM883 240GB Entry SATA 6Gb Hot Swap SSD | 219
7X11CTO1WW | B34J | ThinkSystem 2.5" PM883 480GB Entry SATA 6Gb Hot Swap SSD | 279
7X11CTO1WW | B34K | ThinkSystem 2.5" PM883 960GB Entry SATA 6Gb Hot Swap SSD | 449
7X11CTO1WW | B34L | ThinkSystem 2.5" PM883 1.92TB Entry SATA 6Gb Hot Swap SSD | 889
7X11CTO1WW | B34M | ThinkSystem 2.5" PM883 3.84TB Entry SATA 6Gb Hot Swap SSD | 1739
7X11CTO1WW | B34N | ThinkSystem U.2 PM983 1.92TB Entry NVMe PCIe 3.0 x4 Hot Swap SSD | 939
7X11CTO1WW | B34P | ThinkSystem U.2 PM983 3.84TB Entry NVMe PCIe 3.0 x4 Hot Swap SSD | 1839
7X11CTO1WW | B37G | SR950 16k rpm Chassis Fan Assembly | 35
7X11CTO1WW | B3VW | VMware ESXi 6.5 U2 (Factory Installed) | 0
7X11CTO1WW | B3VX | VMware ESXi 6.7 (Factory Installed) | 0
7X11CTO1WW | B488 | ThinkSystem 2.5" 5200 240GB Mainstream SATA 6Gb Hot Swap SSD | 469
7X11CTO1WW | B48B | ThinkSystem 2.5" 5200 1.92TB Mainstream SATA 6Gb Hot Swap SSD | 2129
7X11CTO1WW | B48C | ThinkSystem 2.5" 5200 3.84TB Mainstream SATA 6Gb Hot Swap SSD | 4869
7X11CTO1WW | B498 | ThinkSystem 2.5" Intel S4510 240GB Entry SATA 6Gb Hot Swap SSD | 149
7X11CTO1WW | B499 | ThinkSystem 2.5" Intel S4510 480GB Entry SATA 6Gb Hot Swap SSD | 309
7X11CTO1WW | B49A | ThinkSystem 2.5" Intel S4510 960GB Entry SATA 6Gb Hot Swap SSD | 529
7X11CTO1WW | B49B | ThinkSystem 2.5" Intel S4510 1.92TB Entry SATA 6Gb Hot Swap SSD | 1049
7X11CTO1WW | B49C | ThinkSystem 2.5" Intel S4510 3.84TB Entry SATA 6Gb Hot Swap SSD | 1979
7X11CTO1WW | B49L | ThinkSystem 2.5" Intel S4610 240GB Mainstream SATA 6Gb Hot Swap SSD | 399
7X11CTO1WW | B49M | ThinkSystem 2.5" Intel S4610 480GB Mainstream SATA 6Gb Hot Swap SSD | 479
7X11CTO1WW | B49N | ThinkSystem 2.5" Intel S4610 960GB Mainstream SATA 6Gb Hot Swap SSD | 699
7X11CTO1WW | B49P | ThinkSystem 2.5" Intel S4610 1.92TB Mainstream SATA 6Gb Hot Swap SSD | 1289
7X11CTO1WW | B49Q | ThinkSystem 2.5" Intel S4610 3.84TB Mainstream SATA 6Gb Hot Swap SSD | 2499
7X11CTO1WW | B4A2 | ThinkSystem 2.5" PM1645 3.2TB Mainstream SAS 12Gb Hot Swap SSD | 2579
7X11CTO1WW | B4A7 | ThinkSystem 2.5" PM1643 3.84TB Capacity SAS 12Gb Hot Swap SSD | 2579
7X11CTO1WW | B4D2 | ThinkSystem 2.5" PM883 7.68TB Entry SATA 6Gb Hot Swap SSD | 3379
7X11CTO1WW | B4D3 | ThinkSystem U.2 PM983 7.68TB Entry NVMe PCIe3.0 x4 Hot Swap SSD | 4999
7X11CTO1WW | B4H2 | ThinkSystem 16GB TruDDR4 2933MHz (2Rx8 1.2V) RDIMM | 319
7X11CTO1WW | B4H3 | ThinkSystem 32GB TruDDR4 2933MHz (2Rx4 1.2V) RDIMM | 619
7X11CTO1WW | B4H4 | ThinkSystem 64GB TruDDR4 2933MHz (2Rx4 1.2V) RDIMM | 1279
7X11CTO1WW | B4H7 | Intel Xeon Platinum 8280 28C 205W 2.7GHz Processor | 18089
7X11CTO1WW | B4H8 | Intel Xeon Platinum 8276 28C 165W 2.2GHz Processor | 15099
7X11CTO1WW | B4H9 | Intel Xeon Platinum 8270 26C 205W 2.7GHz Processor | 12739
7X11CTO1WW | B4HA | Intel Xeon Platinum 8268 24C 205W 2.9GHz Processor | 10929
7X11CTO1WW | B4HB | Intel Xeon Platinum 8260 24C 165W 2.4GHz Processor | 8159
7X11CTO1WW | B4HC | Intel Xeon Gold 6252 24C 150W 2.1GHz Processor | 5909
7X11CTO1WW | B4HD | Intel Xeon Gold 6254 18C 200W 3.1GHz Processor | 6065
7X11CTO1WW | B4HE | Intel Xeon Gold 6248 20C 150W 2.5GHz Processor | 5049
7X11CTO1WW | B4HF | Intel Xeon Gold 6244 8C 150W 3.6GHz Processor | 4699
7X11CTO1WW | B4HG | Intel Xeon Gold 6242 16C 150W 2.8GHz Processor | 4419
7X11CTO1WW | B4HH | Intel Xeon Gold 6240 18C 150W 2.6GHz Processor | 3819
7X11CTO1WW | B4HJ | Intel Xeon Gold 6230 20C 125W 2.1GHz Processor | 3099
7X11CTO1WW | B4HK | Intel Xeon Gold 5220 18C 125W 2.2GHz Processor | 2599
7X11CTO1WW | B4HL | Intel Xeon Gold 5218 16C 125W 2.3GHz Processor | 2019
7X11CTO1WW | B4HM | Intel Xeon Gold 5217 8C 115W 3.0GHz Processor | 2659
7X11CTO1WW | B4HN | Intel Xeon Gold 5215 10C 85W 2.5GHz Processor | 2019
7X11CTO1WW | B4LV | ThinkSystem 128GB TruDDR4 2666MHz (1.2V) Intel Optane DC Persistent Memory | 1089
7X11CTO1WW | B4LW | ThinkSystem 256GB TruDDR4 2666MHz (1.2V) Intel Optane DC Persistent Memory | 4689
7X11CTO1WW | B4LX | ThinkSystem 512GB TruDDR4 2666MHz (1.2V) Intel Optane DC Persistent Memory | 18319
7X11CTO1WW | B4LY | ThinkSystem 16GB TruDDR4 2933 MHz (1Rx4 1.2V) RDIMM | 289
7X11CTO1WW | B4NU | Intel Xeon Platinum 8260Y 24/20/16C 165W 2.4GHz Processor | 9799
7X11CTO1WW | B4NV | Intel Xeon Gold 6240Y 18/14/8C 150W 2.6GHz Processor | 5345
7X11CTO1WW | B4P2 | Intel Xeon Gold 6238T 22C 125W 1.9GHz Processor | 4349
7X11CTO1WW | B4P3 | Intel Xeon Gold 5218T 16C 105W 2.1GHz Processor | 2399
7X11CTO1WW | B4P5 | Intel Xeon Platinum 8280L 28C 205W 2.7GHz Processor | 29099
7X11CTO1WW | B4P6 | Intel Xeon Platinum 8276L 28C 165W 2.2GHz Processor | 26689
7X11CTO1WW | B4P7 | Intel Xeon Platinum 8260L 24C 165W 2.4GHz Processor | 19249
7X11CTO1WW | B4P9 | Intel Xeon Gold 5215L 10C 85W 2.5GHz Processor | 17019
7X11CTO1WW | B4QQ | 0.5m Mellanox HDR IB Passive Copper QSFP56 Cable | 299
7X11CTO1WW | B4QR | 1m Mellanox HDR IB Passive Copper QSFP56 Cable | 399
7X11CTO1WW | B4QS | 1.5m Mellanox HDR IB Passive Copper QSFP56 Cable | 449
7X11CTO1WW | B4QT | 2m Mellanox HDR IB Passive Copper QSFP56 Cable | 499
7X11CTO1WW | B4R1 | 1m Mellanox HDR IB to 2x HDR100 Splitter Passive Copper QSFP56 Cable | 399
7X11CTO1WW | B4R2 | 1.5m Mellanox HDR IB to 2x HDR100 Splitter Passive Copper QSFP56 Cable | 449
7X11CTO1WW | B4R4 | 3m Mellanox HDR IB to 2x HDR100 Splitter Optical QSFP56 Cable | 2799
7X11CTO1WW | B4R5 | 5m Mellanox HDR IB to 2x HDR100 Splitter Optical QSFP56 Cable | 2899
7X11CTO1WW | B4R6 | 10m Mellanox HDR IB to 2x HDR100 Splitter Optical QSFP56 Cable | 2999
7X11CTO1WW | B4R7 | 15m Mellanox HDR IB to 2x HDR100 Splitter Optical QSFP56 Cable | 3199
7X11CTO1WW | B4R8 | 20m Mellanox HDR IB to 2x HDR100 Splitter Optical QSFP56 Cable | 3299
7X11CTO1WW | B4R9 | ThinkSystem Mellanox ConnectX-6 HDR100/100GbE QSFP56 1-port PCIe VPI Adapter | 1779
7X11CTO1WW | B4RA | ThinkSystem Mellanox ConnectX-6 HDR100/100GbE QSFP56 2-port PCIe VPI Adapter | 2099
7X11CTO1WW | B4RB | ThinkSystem Mellanox HDR/200GbE 2x PCIe Aux Kit | 639
7X11CTO1WW | B4RC | ThinkSystem Mellanox ConnectX-6 HDR/200GbE QSFP56 1-port PCIe 4 VPI Adapter | 2209
7X11CTO1WW | B4RQ | ThinkSystem RAID 730-8i 2GB Flash PCIe 12Gb Adapter | 879
7X11CTO1WW | B4XA | VMware ESXi 6.7 U1 (Factory Installed) | 0
7X11CTO1WW | B4Y1 | ThinkSystem SR950 2-CPU, 24 DIMM Compute System Board v2 | 1899
7X11CTO1WW | B4Y2 | SR950 19k rpm Chassis Fan Assembly | 79
7X11CTO1WW | B4Y3 | ThinkSystem 256GB TruDDR4 2933MHz (8Rx4 1.2V) 3DS RDIMM | 9159
7X11CTO1WW | B4Y4 | ThinkSystem 2.5" SS530 400GB Performance SAS 12Gb Hot Swap SSD | 1479
7X11CTO1WW | B4Y5 | ThinkSystem 2.5" SS530 800GB Performance SAS 12Gb Hot Swap SSD | 2299
7X11CTO1WW | B4Y7 | ThinkSystem 2.5" SS530 3.2TB Performance SAS 12Gb Hot Swap SSD | 7859
7X11CTO1WW | B528 | Intel Optane DC Persistent Memory - Memory Mode only | 0
7X11CTO1WW | B529 | Intel Optane DC Persistent Memory - App Direct Mode only | 0
7X11CTO1WW | B52A | Intel Optane DC Persistent Memory - Mixed Memory Mode | 0
7X11CTO1WW | B587 | ThinkSystem 128GB TruDDR4 2933MHz (4Rx4 1.2V) 3DS RDIMM | 3399
7X11CTO1WW | B58F | ThinkSystem U.2 Intel P4510 1.0TB Entry NVMe PCIe3.0 x4 Hot Swap SSD | 539
7X11CTO1WW | B58G | ThinkSystem U.2 Intel P4510 2.0TB Entry NVMe PCIe3.0 x4 Hot Swap SSD | 1459
7X11CTO1WW | B59Z | FBU02 SuperCap | 149
7X11CTO1WW | B5KD | High Efficiency 2000W Power Supply for SR950 (200-240VAC only) | 699
7X11CTO1WW | B5KE | SR950 Main I/O Planar v2 | 1400
7X11CTO1WW | B5N6 | ThinkSystem 16GB TruDDR4 Performance+ 2933MHz (2Rx8 1.2V) RDIMM | 729
7X11CTO1WW | B5N7 | ThinkSystem 32GB TruDDR4 Performance+ 2933MHz (2Rx4 1.2V) RDIMM | 1379
7X11CTO1WW | B5N8 | ThinkSystem 64GB TruDDR4 Performance+ 2933MHz (2Rx4 1.2V) RDIMM | 2879
7X11CTO1WW | B5N9 | ThinkSystem 128GB TruDDR4 Performance+ 2933MHz (4Rx4 1.2V) 3DS RDIMM | 5499
7X11CTO1WW | B5NA | ThinkSystem 256GB TruDDR4 Performance+ 2933MHz (8Rx4 1.2V) 3DS RDIMM | 12999
7X11CTO1WW | B5RY | Intel Xeon Gold 6230N 20C 125W 2.3GHz Processor | 3239
7X11CTO1WW | B5RZ | Intel Xeon Platinum 8253 16C 125W 2.2GHz Processor | 5299
7X11CTO1WW | B5S1 | Intel Xeon Gold 5222 4C 105W 3.8GHz Processor | 1999
7X11CTO1WW | B5S2 | Intel Xeon Platinum 8256 4C 105W 3.8GHz Processor | 12099
7X11CTO1WW | B5SX | ThinkSystem Emulex LPe35000 32Gb 1-port PCIe Fibre Channel Adapter | 1739
7X11CTO1WW | B5SY | ThinkSystem Emulex LPe35002 32Gb 2-port PCIe Fibre Channel Adapter | 2599
7X11CTO1WW | B5T0 | ThinkSystem Broadcom 57414 10/25GbE SFP28 2-port PCIe Ethernet Adapter | 389
7X11CTO1WW | B5XZ | ThinkSystem Mellanox Innova-2 ConnectX-5 FPGA 25GbE 2-port Adapter | 5379
7X11CTO1WW | B68K | 30m Mellanox HDR IB to 2x HDR100 Splitter Optical QSFP56 Cable | 3499
7X11CTO1WW | B68L | 2m Mellanox HDR IB to 2x HDR100 Splitter Passive Copper QSFP56 Cable | 499
7X11CTO1WW | B6BS | Intel Xeon Gold 5218B 16C 125W 2.3GHz Processor | 2019
7X11CTO1WW | B6CJ | Intel Xeon Gold 6238 22C 140W 2.1GHz Processor | 4799
7X11CTO1WW | B6CK | Intel Xeon Gold 6234 8C 130W 3.3GHz Processor | 3999
7X11CTO1WW | B6CL | Intel Xeon Gold 6226 12C 125W 2.7GHz Processor | 3299
7X11CTO1WW | B6CP | Intel Xeon Gold 6230T 20C 125W 2.1GHz Processor | 3599
7X11CTO1WW | B6CQ | Intel Xeon Gold 5220T 18C 105W 1.9GHz Processor | 3199
7X11CTO1WW | B6CR | Intel Xeon Gold 6238L 22C 140W 2.1GHz Processor | 14599
7X11CTO1WW | B6CS | Intel Xeon Gold 6240L 18C 150W 2.6GHz Processor | 14299
7X11CTO1WW | B6CT | Intel Xeon Gold 6252N 24C 150W 2.3GHz Processor | 7699
7X11CTO1WW | B6CU | Intel Xeon Gold 6262V 24C 135W 1.9GHz Processor | 5399
7X11CTO1WW | B6CV | Intel Xeon Gold 6222V 20C 115W 1.8GHz Processor | 2999
7X11CTO1WW | B6CW | Intel Xeon Gold 5220S 18C 125W 2.7GHz Processor | 3699
7X11CTO1WW | B6PD | Intel Xeon Gold 6246 12C 165W 3.3GHz Processor | 5999
7X11CTO1WW | B6U0 | VMware ESXi 6.5 U3 (factory installed) | 0
7X11CTO1WW | B6U1 | VMware ESXi 6.7 U2 (factory installed) | 0
7X11CTO1WW | B7EW | ThinkSystem 2.5" 5210 1.92TB Entry SATA 6Gb Hot Swap QLC SSD | 759
7X11CTO1WW | B7EX | ThinkSystem 2.5" 5210 3.84TB Entry SATA 6Gb Hot Swap QLC SSD | 1489
7X11CTO1WW | B7EY | ThinkSystem 2.5" 5210 7.68TB Entry SATA 6Gb Hot Swap QLC SSD | 2779
7X11CTO1WW | B87R | Mellanox CX6 Socket-Direct Adapter Cable Assemble Way | 0
7X11CTO1WW | B88T | VMware ESXi 6.7 U3 (factory installed) | 0
7X11CTO1WW | B8HP | ThinkSystem 2.5" 5300 960GB Entry SATA 6Gb Hot Swap SSD | 489
7X11CTO1WW | B8HS | ThinkSystem M.2 5300 240GB SATA 6Gbps Non-Hot Swap SSD | 359
7X11CTO1WW | B8HU | ThinkSystem 2.5" PM1645a 800GB Mainstream SAS 12Gb Hot Swap SSD | 819
7X11CTO1WW | B8HV | ThinkSystem 2.5" 5300 240GB Entry SATA 6Gb Hot Swap SSD | 359
7X11CTO1WW | B8HW | ThinkSystem HHHL PM1735 3.2TB Mainstream NVMe PCIe4.0 x8 Flash Adapter | 3179
7X11CTO1WW | B8HY | ThinkSystem 2.5" 5300 480GB Mainstream SATA 6Gb Hot Swap SSD | 429
7X11CTO1WW | B8J1 | ThinkSystem 2.5" 5300 240GB Mainstream SATA 6Gb Hot Swap SSD | 409
7X11CTO1WW | B8J2 | ThinkSystem 2.5" 5300 7.68TB Entry SATA 6Gb Hot Swap SSD | 3649
7X11CTO1WW | B8J4 | ThinkSystem 2.5" PM1645a 1.6TB Mainstream SAS 12Gb Hot Swap SSD | 1379
7X11CTO1WW | B8J5 | ThinkSystem 2.5" 5300 1.92TB Entry SATA 6Gb Hot Swap SSD | 939
7X11CTO1WW | B8J6 | ThinkSystem 2.5" 5300 960GB Mainstream SATA 6Gb Hot Swap SSD | 729
7X11CTO1WW | B8J7 | ThinkSystem 2.5" 5300 3.84TB Mainstream SATA 6Gb Hot Swap SSD | 2179
7X11CTO1WW | B8JA | ThinkSystem 2.5" PM1645a 6.4TB Mainstream SAS 12Gb Hot Swap SSD | 6049
7X11CTO1WW | B8JD | ThinkSystem 2.5" PM1645a 3.2TB Mainstream SAS 12Gb Hot Swap SSD | 2579
7X11CTO1WW | B8JE | ThinkSystem 2.5" 5300 1.92TB Mainstream SATA 6Gb Hot Swap SSD | 1279
7X11CTO1WW | B8JH | ThinkSystem HHHL PM1735 1.6TB Mainstream NVMe PCIe4.0 x8 Flash Adapter | 1799
7X11CTO1WW | B8JM | ThinkSystem 2.5" 5300 480GB Entry SATA 6Gb Hot Swap SSD | 309
7X11CTO1WW | B8JP | ThinkSystem 2.5" 5300 3.84TB Entry SATA 6Gb Hot Swap SSD | 1789
7X11CTO1WW | B8PP | ThinkSystem Mellanox ConnectX-6 Dx 100GbE QSFP56 2-port PCIe Ethernet Adapter | 1019
7X11CTO1WW | B919 | ThinkSystem M.2 5300 480GB SATA 6Gbps Non-Hot Swap SSD | 369
7X11CTO1WW | B91A | ThinkSystem 2.5" PM1643a 960GB Entry SAS 12Gb Hot Swap SSD | 819
7X11CTO1WW | B91B | ThinkSystem 2.5" PM1643a 1.92TB Entry SAS 12Gb Hot Swap SSD | 1379
7X11CTO1WW | B91C | ThinkSystem 2.5" PM1643a 3.84TB Entry SAS 12Gb Hot Swap SSD | 2579
7X11CTO1WW | B91D | ThinkSystem 2.5" PM1643a 7.68TB Entry SAS 12Gb Hot Swap SSD | 5019
7X11CTO1WW | B96M | ThinkSystem HHHL PM1735 6.4TB Mainstream NVMe PCIe4.0 x4 Flash Adapter | 5579
7X11CTO1WW | B96P | ThinkSystem U.3 Kioxia CM6-V 6.4TB Mainstream NVMe PCIe4.0 x4 Hot Swap SSD | 6789
7X11CTO1WW | B96T | ThinkSystem U.3 Kioxia CM6-V 3.2TB Mainstream NVMe PCIe4.0 x4 Hot Swap SSD | 3459
7X11CTO1WW | B96Z | ThinkSystem U.3 Kioxia CM6-V 1.6TB Mainstream NVMe PCIe4.0 x4 Hot Swap SSD | 1919
7X11CTO1WW | B9AC | ThinkSystem 2.5" 5210 960GB Entry SATA 6Gb Hot Swap QLC SSD | 419
7X11CTO1WW | BB0P | Intel Transparent Supply Chain. Lenovo has paired our industry leading supply chain with Intel's innovative Transparent Supply Chain program to add a layer of protection to your data center and bring peace of mind that the server hardware you bring into ... | 0
7X11CTO1WW | BBZG | VMware ESXi 7.0 (Factory Installed) | 2
7X11CTO1WW | BC4R | ThinkSystem 2.5" PM1643a 15.36TB Entry SAS 12Gb Hot Swap SSD | 10029
7X11CTO1WW | BCFR | ThinkSystem U.2 Intel P5600 3.2TB Mainstream NVMe PCIe 4.0 x4 Hot Swap SSD | 3829
7X11CTO1WW | BCFS | ThinkSystem U.2 Intel P5600 6.4TB Mainstream NVMe PCIe 4.0 x4 Hot Swap SSD | 7639
7X11CTO1WW | BCFT | ThinkSystem U.2 Intel P5500 1.92TB Entry NVMe PCIe 4.0 x4 Hot Swap SSD | 1479
7X11CTO1WW | BCFU | ThinkSystem U.2 Intel P5500 7.68TB Entry NVMe PCIe 4.0 x4 Hot Swap SSD | 5359
7X11CTO1WW | BCFV | ThinkSystem U.2 Intel P5600 1.6TB Mainstream NVMe PCIe 4.0 x4 Hot Swap SSD | 1919
7X11CTO1WW | BCFW | ThinkSystem U.2 Intel P5500 3.84TB Entry NVMe PCIe 4.0 x4 Hot Swap SSD | 2689
7X11CTO1WW | BCGJ | ThinkSystem HHHL Kioxia CM5-V 1.6TB Mainstream NVMe PCIe3.0 x4 Flash Adapter | 2279
7X11CTO1WW | BCGK | ThinkSystem HHHL Kioxia CM5-V 3.2TB Mainstream NVMe PCIe3.0 x4 Flash Adapter | 4129
7X11CTO1WW | BCGL | ThinkSystem HHHL Kioxia CM5-V 6.4TB Mainstream NVMe PCIe3.0 x4 Flash Adapter | 7879
7X11CTO1WW | BCTC | ThinkSystem 2.5" Multi Vendor 240GB Entry SATA 6Gb Hot Swap SSD | 219
7X11CTO1WW | BCTD | ThinkSystem 2.5" Multi Vendor 480GB Entry SATA 6Gb Hot Swap SSD | 219
7X11CTO1WW | BCTE | ThinkSystem 2.5" Multi Vendor 960GB Entry SATA 6Gb Hot Swap SSD | 659
7X11CTO1WW | BCTF | ThinkSystem 2.5" Multi Vendor 1.92TB Entry SATA 6Gb Hot Swap SSD | 1289
7X11CTO1WW | BCTG | ThinkSystem 2.5" Multi Vendor 3.84TB Entry SATA 6Gb Hot Swap SSD | 1259
7X11CTO1WW | BE03 | ThinkSystem U.3 Kioxia CM6-V 800GB Mainstream NVMe PCIe 4.0 x4 Hot Swap SSD | 1439
7X11CTO1WW | BE4U | ThinkSystem Mellanox ConnectX-6 Lx 10/25GbE SFP28 2-Port PCIe Ethernet Adapter | 409
7X11CTO1WW | BE5E | VMware ESXi 7.0 U1 (Factory Installed) | 0
7X11CTO1WW | BF6W | Lenovo 1m Passive 200G QSFP56 Ethernet DAC Cable | 339
7X11CTO1WW | BF92 | Lenovo 3m Passive 200G QSFP56 Ethernet DAC Cable | 549
7X11CTO1WW | BFYB | Operating mode selection for: "Maximum Performance Mode" | 0
7X11CTO1WW | BFYC | Operating mode selection for: "Minimal Power Mode" | 0
7X11CTO1WW | BFYD | Operating mode selection for: "Efficiency Favoring Power Savings Mode" | 0
7X11CTO1WW | BFYE | Operating mode selection for: "Efficiency - Favoring Performance Mode" | 0
7X11CTO1WW | BFZZ | ThinkSystem 2.5" Nytro 3732 800GB Performance SAS 12Gb Hot Swap SSD SED | 1669
7X11CTO1WW | BG04 | ThinkSystem 2.5" Nytro 3732 3.2TB Performance SAS 12Gb Hot Swap SSD | 6259
7X11CTO1WW | BG05 | ThinkSystem 2.5" Nytro 3732 1.6TB Performance SAS 12Gb Hot Swap SSD | 3259
7X11CTO1WW | BG06 | ThinkSystem 2.5" Nytro 3732 800GB Performance SAS 12Gb Hot Swap SSD | 1669
7X11CTO1WW | BG07 | ThinkSystem 2.5" Nytro 3732 400GB Performance SAS 12Gb Hot Swap SSD | 1029
7X11CTO1WW | BHE2 | ThinkSystem Solarflare X2522-Plus 10/25GbE SFP28 2-Port PCIe Ethernet Adapter | 3489
7X11CTO1WW | BHSR | VMware ESXi 7.0 U2 (Factory Installed) | 0
7X11CTO1WW | BHSS | MI for PXE with RJ45 Network port | 0
7X12CTO1WW | 64 | QLogic 10Gb SFP+ SR Optical Transceiver | 909
7X12CTO1WW | 69 | Brocade 10Gb SFP+ SR Optical Transceiver | 909
7X12CTO1WW | 747 | UID Asset Tag Label | 20
7X12CTO1WW | 2302 | RAID Configuration | 149
7X12CTO1WW | 2305 | Integration 1U Component | 59
7X12CTO1WW | 2306 | Integration >1U Component | 125
7X12CTO1WW | 2321 | Custom MFG SVCS Fee - Small Increment | 3
7X12CTO1WW | 2400 | Primary Array 12 HDDs | 0
7X12CTO1WW | 2405 | Secondary Array 9 HDDs | 0
7X12CTO1WW | 2406 | Secondary Array 10 HDDs | 0
7X12CTO1WW | 2407 | Secondary Array 11 HDDs | 0
7X12CTO1WW | 2408 | Secondary Array 12 HDDs | 0
7X12CTO1WW | 3271 | No RAID - Secondary Array set up by customer | 0
7X12CTO1WW | 3742 | 3m Console Switch Cable (USB) | 19
7X12CTO1WW | 3760 | 1.8m Black Cat5e Cable | 17
7X12CTO1WW | 3761 | 3m Black Cat5e Cable | 19
7X12CTO1WW | 3762 | 10m Black Cat5e Cable | 29
7X12CTO1WW | 3791 | 0.6m Yellow Cat5e Cable | 24
7X12CTO1WW | 3792 | 1.5m Yellow Cat5e Cable | 24
7X12CTO1WW | 3793 | 3m Yellow Cat5e Cable | 25
7X12CTO1WW | 3794 | 10m Yellow Cat5e Cable | 34
7X12CTO1WW | 3795 | 25m Yellow Cat5e Cable | 69
7X12CTO1WW | 3796 | 0.6m Green Cat5e Cable | 16
7X12CTO1WW | 3797 | 1.5m Green Cat5e Cable | 17
7X12CTO1WW | 3798 | 3m Green Cat5e Cable | 19
7X12CTO1WW | 3799 | 10m Green Cat5e Cable | 29
7X12CTO1WW | 3800 | 25m Green Cat5e Cable | 69
7X12CTO1WW | 3801 | 0.6m Blue Cat5e Cable | 24
7X12CTO1WW | 3802 | 1.5m Blue Cat5e Cable | 14
7X12CTO1WW | 3803 | 3m Blue Cat5e Cable | 25
7X12CTO1WW | 3804 | 10m Blue Cat5e Cable | 34
7X12CTO1WW | 3805 | 25m Blue Cat5e Cable | 69
7X12CTO1WW | 5053 | SFP+ SR Transceiver | 699
7X12CTO1WW | 5340 | Serial Conversion Option (SCO) | 249
7X12CTO1WW | 5341 | Virtual Media Conversion Option Gen2 (VCO2) | 129
7X12CTO1WW | 5977 | Select Storage devices - no configured RAID required | 0
7X12CTO1WW | 5978 | Select Storage devices - configured RAID | 0
7X12CTO1WW | 6124 | SOFS Solution Code MFG Instruction | 0
7X12CTO1WW | 6125 | SAP-BWA Solution Code MFG Instruction | 0
7X12CTO1WW | 6127 | GMAS Solution Code MFG Instruction | 0
7X12CTO1WW | 6128 | IBW-SSD Solution Code MFG Instruction | 0
7X12CTO1WW | 6129 | Cloudburst Solution Code MFG Instruction | 0
7X12CTO1WW | 6130 | SoNAS Solution Code MFG Instruction | 0
7X12CTO1WW | 6135 | Unique SBB for AC2/MC2 models | 0
7X12CTO1WW | 6201 | 1.5m, 10A/100-250V, C13 to IEC 320-C14 Rack Power Cable | 19
7X12CTO1WW | 6204 | 2.8m, 10A/100-250V, C13 to IEC 320-C20 Rack Power Cable | 19
7X12CTO1WW | 6218 | 2.8m, 10A/250V, C13 to SI 32 (Israel) Line Cord | 15
7X12CTO1WW | 6263 | 4.3m, 10A/100-250V, C13 to IEC 320-C14 Rack Power Cable | 19
7X12CTO1WW | 6311 | 2.8m, 10A/100-250V, C13 to IEC 320-C14 Rack Power Cable | 9
7X12CTO1WW | 6373 | 4.3m, 10A/250V, C13 to NEMA 6-15P (US) Line Cord | 15
7X12CTO1WW | 6400 | 2.8m, 13A/100-250V, C13 to C14 Jumper Cord | 9
7X12CTO1WW | 6401 | 2.8m, 13A/120V, C13 to NEMA 5-15P (US) Line Cord | 29
7X12CTO1WW | 6570 | 2.0m, 13A/100-250V, C13 to C14 Jumper Cord | 19
7X12CTO1WW | 6583 | 4.3m, 13A/100-250V, C13 to C14 Rack Power Cable | 19
7X12CTO1WW | 7008 | Primary Array 2 HDDs | 0
7X12CTO1WW | 7009 | Primary Array 3 HDDs | 0
7X12CTO1WW | 7010 | Primary Array 4 HDDs | 0
7X12CTO1WW | 7011 | Primary Array 5 HDDs | 0
7X12CTO1WW | 7012 | Primary Array 6 HDDs | 0
7X12CTO1WW | 7013 | Primary Array 7 HDDs | 0
7X12CTO1WW | 7014 | Primary Array 8 HDDs | 0
7X12CTO1WW | 7015 | Secondary Array 2 HDDs | 0
7X12CTO1WW | 7016 | Secondary Array 3 HDDs | 0
7X12CTO1WW | 7017 | Secondary Array 4 HDDs | 0
7X12CTO1WW | 7018 | System x iDataPlex Solution | 0
7X12CTO1WW | 7057 | Secondary Array 5 HDDs | 0
7X12CTO1WW | 7058 | Secondary Array 6 HDDs | 0
7X12CTO1WW | 7059 | Secondary Array 7 HDDs | 0
7X12CTO1WW | 7060 | Secondary Array 8 HDDs | 0
7X12CTO1WW | 7664 | Primary Array 9 HDDs | 0
7X12CTO1WW | 7831 | Customer Solution Center Services | 0
7X12CTO1WW | 7929 | e1350 Special Bid Solution Component | 0
7X12CTO1WW | 8034 | LeSI Solution Component | 0
7X12CTO1WW | 8067 | TAA Compliant Order | 0
7X12CTO1WW | 8072 | General Racking Solution | 0
7X12CTO1WW | 8086 | No Publications Selected | 0
7X12CTO1WW | 8971 | Integrate in manufacturing | 0
7X12CTO1WW | 8972 | Ship Uninstalled (Safety) | 0
7X12CTO1WW | 9013 | Hot Spare | 0
7X12CTO1WW | 9016 | Memory Sparing | 0
7X12CTO1WW | 9017 | Enable Memory Mirroring | 0
7X12CTO1WW | 9714 | Primary Array 10 HDDs | 0
7X12CTO1WW | 9715 | Primary Array 11 HDDs | 0
7X12CTO1WW | A102 | Advanced Grouping | 0
7X12CTO1WW | A103 | System x Cluster Upgrade | 0
7X12CTO1WW | A193 | Integrated Solutions | 0
7X12CTO1WW | A1DL | 1m QSFP+ DAC Break Out Cable | 319
7X12CTO1WW | A1DM | 3m QSFP+ DAC Break Out Cable | 419
7X12CTO1WW | A1DN | 5m QSFP+ DAC Break Out Cable | 529
7X12CTO1WW | A1DP | 1m QSFP to QSFP+ Cable | 269
7X12CTO1WW | A1DQ | 3m QSFP+ to QSFP+ Cable | 329
7X12CTO1WW | A1MS | 10m Cat6 Yellow Cable | 49
7X12CTO1WW | A1MT | 10m Green Cat6 Cable | 49
7X12CTO1WW | A1MU | 10m Cat6 Blue Cable | 49
7X12CTO1WW | A1MV | 25m Cat6 Yellow Cable | 105
7X12CTO1WW | A1MW | 25m Green Cat6 Cable | 105
7X12CTO1WW | A1MX | 25m Cat6 Blue Cable | 105
7X12CTO1WW | A1PH | 1m Passive DAC SFP+ Cable | 69
7X12CTO1WW | A1PJ | 3m Passive DAC SFP+ Cable | 89
7X12CTO1WW | A1PK | 5m Passive DAC SFP+ Cable | 159
7X12CTO1WW | A1RF | 2.8m, 10A/250V, C13 to NEMA 6-15P Line Cord | 15
7X12CTO1WW | A2K6 | Primary Array - RAID 0 | 0
7X12CTO1WW | A2K7 | Primary Array - RAID 1 | 0
7X12CTO1WW | A2K9 | Primary Array - RAID 5 | 0
7X12CTO1WW | A2KA | Primary Array - RAID 6 | 0
7X12CTO1WW | A2KB | Primary Array - RAID 10 | 0
7X12CTO1WW | A2KD | Primary Array - RAID 50 | 0
7X12CTO1WW | A2KE | Primary Array - RAID 60 | 0
7X12CTO1WW | A2KF | Secondary Array - RAID 0 | 0
7X12CTO1WW | A2KG | Secondary Array - RAID 1 | 0
7X12CTO1WW | A2KJ | Secondary Array - RAID 5 | 0
7X12CTO1WW | A2KK | Secondary Array - RAID 6 | 0
7X12CTO1WW | A2KL | Secondary Array - RAID 10 | 0
7X12CTO1WW | A2KN | Secondary Array - RAID 50 | 0
7X12CTO1WW | A2KP | Secondary Array - RAID 60 | 0
7X12CTO1WW | A2X8 | 5m QSFP+ to QSFP+ Cable | 379
7X12CTO1WW | A2X9 | 7m QSFP+ to QSFP+ Cable | 429
7X12CTO1WW | A3RG | 0.5m Passive DAC SFP+ Cable | 79
7X12CTO1WW | A3RH | 7m Passive DAC SFP+ Cable | 179
7X12CTO1WW | A4AA | Rail Kit | 49
7X12CTO1WW | A4EY | No x Network Adapter | 0
7X12CTO1WW | A4VP | 1.0m, 10A/100-250V, C13 to IEC 320-C14 Rack Power Cable | 19
7X12CTO1WW | A51N | 1.5m Passive DAC SFP+ Cable | 89
7X12CTO1WW | A51P | 2m Passive DAC SFP+ Cable | 89
7X12CTO1WW | A5DL | SFP 1000Base-T (RJ-45) Transceiver | 89
7X12CTO1WW | A5U1 | SKLM for System x w/SEDs - FoD per Install w/1Yr S&S | 199
7X12CTO1WW | A5UA | Lenovo 1m MPO-4xLC OM3 MMF Breakout Cable | 279
7X12CTO1WW | A5UB | Lenovo 3m MPO-4xLC OM3 MMF Breakout Cable | 329
7X12CTO1WW | A5UC | Lenovo 5m MPO-4xLC OM3 MMF Breakout Cable | 379
7X12CTO1WW | ARZA | 0.5m Mellanox QSFP Passive DAC Cable | 139
7X12CTO1WW | ARZB | 0.75m Mellanox QSFP Passive DAC Cable | 149
7X12CTO1WW | ARZC | 1m Mellanox QSFP Passive DAC Cable | 159
7X12CTO1WW | ARZD | 1.25m Mellanox QSFP Passive DAC Cable | 169
7X12CTO1WW | ARZE | 1.5m Mellanox QSFP Passive DAC Cable | 169
7X12CTO1WW | ARZF | 3m Mellanox QSFP Passive DAC Cable | 189
7X12CTO1WW | ARZG | 3m Mellanox QSFP Passive DAC Hybrid Cable | 189
7X12CTO1WW | AS6C | SKLM for System x w/SEDs - FoD per Install w/3Yr S&S | 299
7X12CTO1WW | ASQT | 0.5m Mellanox EDR IB Passive Copper QSFP28 Cable | 229
7X12CTO1WW | ASQV | 1m Mellanox EDR IB Passive Copper QSFP28 Cable | 249
7X12CTO1WW | ASQY | 2m Mellanox EDR IB Passive Copper QSFP28 Cable | 289
7X12CTO1WW | ASR0 | 10m Mellanox EDR IB Optical QSFP28 Cable | 1419
7X12CTO1WW | ASR5 | Lenovo 0.5m LC-LC OM3 MMF Cable | 24
7X12CTO1WW | ASR6 | Lenovo 1m LC-LC OM3 MMF Cable | 24
7X12CTO1WW | ASR7 | Lenovo 3m LC-LC OM3 MMF Cable | 24
7X12CTO1WW | ASR8 | Lenovo 5m LC-LC OM3 MMF Cable | 29
7X12CTO1WW | ASR9 | Lenovo 10m LC-LC OM3 MMF Cable | 39
7X12CTO1WW | ASRA | Lenovo 15m LC-LC OM3 MMF Cable | 45
7X12CTO1WW | ASRB | Lenovo 25m LC-LC OM3 MMF Cable | 54
7X12CTO1WW | ASRC | Lenovo 30m LC-LC OM3 MMF Cable | 64
7X12CTO1WW | AT2R | Lenovo 1m Active DAC SFP+ Cables | 129
7X12CTO1WW | AT2S | Lenovo 3m Active DAC SFP+ Cables | 139
7X12CTO1WW | AT2T | Lenovo 5m Active DAC SFP+ Cables | 159
7X12CTO1WW | AT7S | Emulex VFA5.2 2x10 GbE SFP+ PCIe Adapter | 449
7X12CTO1WW | AT7T | Emulex VFA5.2 2x10 GbE SFP+ Adapter and FCoE/iSCSI SW | 1319
7X12CTO1WW | ATPX | Intel X550-T2 Dual Port 10GBase-T Adapter | 599
7X12CTO1WW | ATRH | Intel X710-DA2 ML2 2x10GbE SFP+ Adapter | 499
7X12CTO1WW | ATRN | Mellanox ConnectX-4 Lx 1x40GbE QSFP+ Adapter | 709
7X12CTO1WW | ATRP | Mellanox ConnectX-4 2x100GbE/EDR IB QSFP28 VPI Adapter | 2059
7X12CTO1WW | ATYX | Lenovo 1m SFP+ to SFP+ Active Optical Cable | 104
7X12CTO1WW | ATYY | Lenovo 3m SFP+ to SFP+ Active Optical Cable | 99
7X12CTO1WW | ATYZ | Lenovo 5m SFP+ to SFP+ Active Optical Cable | 114
7X12CTO1WW | ATZ0 | Lenovo 7m SFP+ to SFP+ Active Optical Cable | 129
7X12CTO1WW | ATZ1 | Lenovo 15m SFP+ to SFP+ Active Optical Cable | 169
7X12CTO1WW | ATZ2 | Lenovo 20m SFP+ to SFP+ Active Optical Cable | 169
7X12CTO1WW | ATZ3 | Lenovo 3m 40G QSFP+ to QSFP+ Active Optical Cable | 489
7X12CTO1WW | ATZ4 | Lenovo 5m 40G QSFP+ to QSFP+ Active Optical Cable | 499
7X12CTO1WW | ATZ5 | Lenovo 7m 40G QSFP+ to QSFP+ Active Optical Cable | 529
7X12CTO1WW | ATZ6 | Lenovo 15m 40G QSFP+ to QSFP+ Active Optical Cable | 589
7X12CTO1WW | ATZ7 | Lenovo 20m 40G QSFP+ to QSFP+ Active Optical Cable | 629
7X12CTO1WW | ATZ8 | Lenovo 1m QSFP+ to 4xSFP+ Active Optical Cable | 709
7X12CTO1WW | ATZ9 | Lenovo 3m QSFP+ to 4xSFP+ Active Optical Cable | 729
7X12CTO1WW | ATZA | Lenovo 5m QSFP+ to 4xSFP+ Active Optical Cable | 749
7X12CTO1WW | ATZB | QLogic 16Gb Enhanced Gen5 FC Single-port HBA | 979
7X12CTO1WW | ATZC | QLogic 16Gb Enhanced Gen5 FC Dual-port HBA | 1339
7X12CTO1WW | ATZR | Mellanox ConnectX-4 Lx 10/25GbE SFP28 1-port ML2 Adapter | 479
7X12CTO1WW | ATZU | Emulex 16Gb Gen6 FC Single-port HBA | 949
7X12CTO1WW | ATZV | Emulex 16Gb Gen6 FC Dual-port HBA | 1309
7X12CTO1WW | AU0A | Intel OPA 100 Series Single-port PCIe 3.0 x8 HFA | 599
7X12CTO1WW | AU0B | Intel OPA 100 Series Single-port PCIe 3.0 x16 HFA | 1069
7X12CTO1WW | AU16 | 0.5m External MiniSAS HD 8644/MiniSAS HD 8644 Cable | 79
7X12CTO1WW | AU17 | 1m External MiniSAS HD 8644/MiniSAS HD 8644 Cable | 89
7X12CTO1WW | AU18 | 2m External MiniSAS HD 8644/MiniSAS HD 8644 Cable | 99
7X12CTO1WW | AU19 | 3m External MiniSAS HD 8644/MiniSAS HD 8644 Cable | 109
7X12CTO1WW | AU1A | 2m External MiniSAS HD 8644/2xMiniSAS HD 8644 Y-Cable | 349
7X12CTO1WW | AU7Z | Emulex VFA5.2 ML2 2x10 GbE SFP+ Adapter and FCoE/iSCSI SW | 399
7X12CTO1WW | AUAJ | Mellanox ConnectX-4 Lx 10/25GbE SFP28 2-port PCIe Ethernet Adapter | 499
7X12CTO1WW | AUK7 | TPM 2.0 and Secure Boot | 0
7X12CTO1WW | AUKF | SR950 2S to 8S Base | 3450
7X12CTO1WW | AUKG | ThinkSystem 1Gb 2-port RJ45 LOM | 79
7X12CTO1WW | AUKH | ThinkSystem 1Gb 4-port RJ45 LOM | 99
7X12CTO1WW | AUKJ | ThinkSystem 10Gb 2-port SFP+ LOM | 169
7X12CTO1WW | AUKK | ThinkSystem 10Gb 4-port SFP+ LOM | 209
7X12CTO1WW | AUKL | ThinkSystem 10Gb 2-port Base-T LOM | 259
7X12CTO1WW | AUKM | ThinkSystem 10Gb 4-port Base-T LOM | 439
7X12CTO1WW | AUKN | ThinkSystem Emulex OCe14104B-NX PCIe 10Gb 4-Port SFP+ Ethernet Adapter | 539
7X12CTO1WW | AUKP | ThinkSystem Broadcom 57416 10GBASE-T 2-Port PCIe Ethernet Adapter | 479
7X12CTO1WW | AUKQ | ThinkSystem Broadcom NX-E ML2 10Gb 2-Port Base-T Ethernet Adapter | 529
7X12CTO1WW | AUKR | ThinkSystem Mellanox ConnectX-3 Pro ML2 FDR 2-Port QSFP VPI Adapter | 1069
7X12CTO1WW | AUKS | ThinkSystem Broadcom 57412 25GbE SFP28 1-Port PCIe Ethernet Adapter | 489
7X12CTO1WW | AUKU | ThinkSystem Mellanox ConnectX-4 Lx 10/25GbE SFP28 2-Port ML2 Ethernet Adapter | 519
7X12CTO1WW | AUKW | ThinkSystem Intel I350-T4 ML2 1Gb 4-Port RJ45 Ethernet Adapter | 169
7X12CTO1WW | AUKX | ThinkSystem Intel X710-DA2 PCIe 10Gb 2-Port SFP+ Ethernet Adapter | 459
7X12CTO1WW | AUL5 | ThinkSystem SR950 Shipping Bracket | 39
7X12CTO1WW | AULV | ThinkSystem 2.5" 300GB 15K SAS 12Gb Hot Swap 512n HDD | 339
7X12CTO1WW | AULW | ThinkSystem 2.5" 600GB 15K SAS 12Gb Hot Swap 512n HDD | 469
7X12CTO1WW | AULX | ThinkSystem 2.5" 900GB 15K SAS 12Gb Hot Swap 512e HDD | 639
7X12CTO1WW | AULY | ThinkSystem 2.5" 300GB 10K SAS 12Gb Hot Swap 512n HDD | 289
7X12CTO1WW | AULZ | ThinkSystem 2.5" 600GB 10K SAS 12Gb Hot Swap 512n HDD | 319
7X12CTO1WW | AUM0 | ThinkSystem 2.5" 900GB 10K SAS 12Gb Hot Swap 512n HDD | 389
7X12CTO1WW | AUM1 | ThinkSystem 2.5" 1.2TB 10K SAS 12Gb Hot Swap 512n HDD | 389
7X12CTO1WW | AUM2 | ThinkSystem 2.5" 1.8TB 10K SAS 12Gb Hot Swap 512e HDD | 589
7X12CTO1WW | AUM4 | ThinkSystem 2.5" 300GB 10K SAS 12Gb Hot Swap 512n HDD SED | 339
7X12CTO1WW | AUM5 | ThinkSystem 2.5" 600GB 10K SAS 12Gb Hot Swap 512n HDD SED | 635
7X12CTO1WW | AUM6 | ThinkSystem 2.5" 1TB 7.2K SAS 12Gb Hot Swap 512n HDD | 469
7X12CTO1WW | AUM7 | ThinkSystem 2.5" 2TB 7.2K SAS 12Gb Hot Swap 512n HDD | 839
7X12CTO1WW | AUMJ | ThinkSystem U.2 Intel Optane P4800X 375GB Performance NVMe PCIe 3.0 x4 Hot Swap SSD | 3589
7X12CTO1WW | AUMT | SR950 Main I/O Planar | 1400
7X12CTO1WW | AUMU | ThinkSystem M.2 Enablement Kit | 39
7X12CTO1WW | AUMV | ThinkSystem M.2 with Mirroring Enablement Kit | 149
7X12CTO1WW | AUMW | Front Operator Panel with LCD Display | 99
7X12CTO1WW | AUMY | SR950/SD650v2/SD670v2 Lift Handles | 49
7X12CTO1WW | AUMZ | ThinkSystem SR950 Upper Compute Tray | 1699
7X12CTO1WW | AUN0 | ThinkSystem SR950 2-CPU, 24 DIMM Compute System Board | 1699
7X12CTO1WW | AUN1 | ThinkSystem SR950 (2) x16 PCIe Riser | 399
7X12CTO1WW | AUN2 | ThinkSystem SR950 (4) x8 PCIe Riser | 419
7X12CTO1WW | AUN3 | ThinkSystem SR950 up to (5) x16 + x16 ML2 PCIe Riser | 639
7X12CTO1WW | AUN4 | ThinkSystem SR950 (2) x8 PCIe Riser | 299
7X12CTO1WW | AUN5 | ThinkSystem 2.5" SAS/SATA/NVMe 2x2 Bay Backplane Kit | 179
7X12CTO1WW | AUN6 | ThinkSystem 2.5" SAS/SATA 2x2 Bay Backplane Kit | 109
7X12CTO1WW | AUNB | ThinkSystem 16GB TruDDR4 2666 MHz (1Rx4 1.2V) RDIMM | 289
7X12CTO1WW | AUNC | ThinkSystem 16GB TruDDR4 2666 MHz (2Rx8 1.2V) RDIMM | 319
7X12CTO1WW | AUND | ThinkSystem 32GB TruDDR4 2666 MHz (2Rx4 1.2V) RDIMM | 609
7X12CTO1WW | AUNE | ThinkSystem 64GB TruDDR4 2666 MHz (4Rx4 1.2V) LRDIMM | 1259
7X12CTO1WW | AUNF | ThinkSystem 128GB TruDDR4 2666 MHz (8Rx4 1.2V) 3DS RDIMM | 4449
7X12CTO1WW | AUNG | ThinkSystem RAID 530-8i PCIe 12Gb Adapter | 299
7X12CTO1WW | AUNJ | ThinkSystem RAID 930-8i 2GB Flash PCIe 12Gb Adapter | 1009
7X12CTO1WW | AUNK | ThinkSystem RAID 930-16i 4GB Flash PCIe 12Gb Adapter | 1529
7X12CTO1WW | AUNL | ThinkSystem 430-8i SAS/SATA 12Gb HBA | 299
7X12CTO1WW | AUNM | ThinkSystem 430-16i SAS/SATA 12Gb HBA | 589
7X12CTO1WW | AUNN | ThinkSystem 430-16e SAS/SATA 12Gb HBA | 609
7X12CTO1WW | AUNP | FBU345 SuperCap | 135
7X12CTO1WW | AUNQ | ThinkSystem RAID 930-8e 4GB Flash PCIe 12Gb Adapter | 1689
7X12CTO1WW | AUNR | ThinkSystem 430-8e SAS/SATA 12Gb HBA | 299
7X12CTO1WW | AUNS | ThinkSystem QLogic QLE2740 PCIe 32Gb 1-Port SFP+ Fibre Channel Adapter | 1739
7X12CTO1WW | AUNU | ThinkSystem QLogic QLE2742 PCIe 32Gb 2-Port SFP+ Fibre Channel Adapter | 2609
7X12CTO1WW | AUNY | SR950 2S to 4S Base | 3200
7X12CTO1WW | AUP5 | Upper HDD Bay Cage for 4S Storage Rich Config | 1970
7X12CTO1WW | AUPJ | High Efficiency 1600W Power Supply for SR950 (200-240VAC only) | 549
7X12CTO1WW | AUUE | ThinkSystem 2.5" 1TB 7.2K SATA 6Gb Hot Swap 512n HDD | 469
7X12CTO1WW | AUUJ | ThinkSystem 2.5" 2TB 7.2K SATA 6Gb Hot Swap 512e HDD | 849
7X12CTO1WW | AUUL | ThinkSystem M.2 32GB SATA 6Gbps Non-Hot Swap SSD | 109
7X12CTO1WW | AUUV | ThinkSystem M.2 128GB SATA 6Gbps Non-Hot Swap SSD | 159
7X12CTO1WW | AUVG | ThinkSystem Mellanox ConnectX-4 PCIe FDR 2-Port QSFP VPI Adapter | 1379
7X12CTO1WW | AUW5 | ThinkSystem 64GB TruDDR4 2666MHz (4Rx4, 1.2V) 3DS RDIMM | 1849
7X12CTO1WW | AUZV | ThinkSystem Broadcom 5719 1GbE RJ45 4-Port PCIe Ethernet Adapter | 159
7X12CTO1WW | AUZW | ThinkSystem I350-T4 PCIe 1Gb 4-Port RJ45 Ethernet Adapter | 379
7X12CTO1WW | AUZX | ThinkSystem Broadcom 5720 1GbE RJ45 2-Port PCIe Ethernet Adapter | 129
7X12CTO1WW | AUZY | ThinkSystem I350-T2 PCIe 1Gb 2-Port RJ45 Ethernet Adapter | 179
7X12CTO1WW | AUZZ | ThinkSystem I350-F1 PCIe 1Gb 1-Port SFP Ethernet Adapter | 379
7X12CTO1WW | AV1B | Lenovo 25GBase-SR SFP28 Transceiver | 449
7X12CTO1WW | AV1F | Lenovo 3m 25G SFP28 Active Optical Cable | 489
7X12CTO1WW | AV1G | Lenovo 5m 25G SFP28 Active Optical Cable | 489
7X12CTO1WW | AV1H | Lenovo 10m 25G SFP28 Active Optical Cable | 499
7X12CTO1WW | AV1J | Lenovo 15m 25G SFP28 Active Optical Cable | 497
7X12CTO1WW | AV1K | Lenovo 20m 25G SFP28 Active Optical Cable | 519
7X12CTO1WW | AV1R | Lenovo 3m 100G to 4x25G Breakout Active Optical Cable | 1949
7X12CTO1WW | AV1S | Lenovo 5m 100G to 4x25G Breakout Active Optical Cable | 1975
7X12CTO1WW | AV1T | Lenovo 10m 100G to 4x25G Breakout Active Optical Cable | 2035
7X12CTO1WW | AV1U | Lenovo 15m 100G to 4x25G Breakout Active Optical Cable | 2095
7X12CTO1WW | AV1V | Lenovo 20m 100G to 4x25G Breakout Active Optical Cable | 2149
7X12CTO1WW | AV1W | Lenovo 1m Passive 25G SFP28 DAC Cable | 69
7X12CTO1WW | AV1X | Lenovo 3m Passive 25G SFP28 DAC Cable | 79
7X12CTO1WW | AV1Y | Lenovo 5m Passive 25G SFP28 DAC Cable | 159
7X12CTO1WW | AV1Z | Lenovo 1m Passive 100G QSFP28 DAC Cable | 99
7X12CTO1WW | AV20 | Lenovo 3m Passive 100G QSFP28 DAC Cable | 159
7X12CTO1WW | AV21 | Lenovo 5m Passive 100G QSFP28 DAC Cable | 299
7X12CTO1WW | AV22 | Lenovo 1m 100G QSFP28 to 4x25G SFP28 Breakout DAC Cable | 179
7X12CTO1WW | AV23 | Lenovo 3m 100G QSFP28 to 4x25G SFP28 Breakout DAC Cable | 299
7X12CTO1WW | AV24 | Lenovo 5m 100G QSFP28 to 4x25G SFP28 Breakout DAC Cable | 459
7X12CTO1WW | AV2B | Lenovo 1m MPO to 4x LC Breakout OM4 MMF Cable | 149
7X12CTO1WW | AV2C | Lenovo 3m MPO to 4x LC Breakout OM4 MMF Cable | 179
7X12CTO1WW | AV2D | Lenovo 5m MPO to 4x LC Breakout OM4 MMF Cable | 239
7X12CTO1WW | AVFQ | 0.75m Green Cat5e Cable | 15
7X12CTO1WW | AVFR | 1.0m Green Cat5e Cable | 19
7X12CTO1WW | AVFS | 1.25m Green Cat5e Cable | 19
7X12CTO1WW | AVFT | 0.75m Blue Cat5e Cable | 15
7X12CTO1WW | AVFU | 1.0m Blue Cat5e Cable | 19
7X12CTO1WW | AVFV | 1.25m Blue Cat5e Cable | 19
7X12CTO1WW | AVFW | 0.75m Green Cat6 Cable | 19
7X12CTO1WW | AVFX | 1.0m Green Cat6 Cable | 19
7X12CTO1WW | AVFY | 1.25m Green Cat6 Cable | 19
7X12CTO1WW | AVFZ | 1.5m Green Cat6 Cable | 19
7X12CTO1WW | AVG0 | 3m Green Cat6 Cable | 25
7X12CTO1WW | AVNV | High Efficiency 1100W Power Supply for SR950 | 499
7X12CTO1WW | AWEX | Intel Xeon Gold 6126 12C 125W 2.6GHz Processor | 2869
7X12CTO1WW | AX42 | Lenovo 1m 40G QSFP+ Active Optical Cable | 689
7X12CTO1WW | AX6D | Intel Xeon Gold 6130 16C 125W 2.1GHz Processor | 2999
7X12CTO1WW | AX6N | Intel Xeon Platinum 8160T 24C 150W 2.1GHz Processor | 9129
7X12CTO1WW | AX6Q | Intel Xeon Gold 6138 20C 125W 2.0GHz Processor | 4099
7X12CTO1WW | AX6R | Intel Xeon Gold 6140 18C 140W 2.3GHz Processor | 3819
7X12CTO1WW | AX71 | Intel Xeon Gold 6138T 20C 125W 2.0GHz Processor | 4349
7X12CTO1WW | AX72 | Intel Xeon Gold 6130T 16C 125W 2.1GHz Processor | 3129
7X12CTO1WW | AX73 | Intel Xeon Gold 6126T 12C 125W 2.6GHz Processor | 2979
7X12CTO1WW | AX7D | Intel Xeon Gold 5118 12C 105W 2.3GHz Processor | 2019
7X12CTO1WW | AX7E | Intel Xeon Gold 5120T 14C 105W 2.2GHz Processor | 2699
7X12CTO1WW | AX7F | Intel Xeon Gold 5119T 14C 85W 1.9GHz Processor | 2549
7X12CTO1WW | AX8A | 4.3m, 13A/120V, C13 to NEMA 5-15P (US) Line Cord | 19
7X12CTO1WW | AXFS | VMware ESXi 6.0 U3 (factory installed) | 0
7X12CTO1WW | AXFT | VMware ESXi 6.5 U1 (factory installed) | 0
7X12CTO1WW | B0ML | Feature Enable TPM on MB | 0
7X12CTO1WW | B0N4 | 2.0m, 10A/100-250V, C13 to IEC 320-C14 Rack Power Cable | 29
7X12CTO1WW | B0N5 | 1.0m, 13A/100-250V, C13 to C14 Jumper Cord | 25
7X12CTO1WW | B0N6 | 1.5m, 13A/100-250V, C13 to C14 Jumper Cord | 29
7X12CTO1WW | B0RJ | 10GBASE-LR SFP+Transceiver | 350
7X12CTO1WW | B0RL | Mellanox ConnectX-5 EDR IB/100GbE VPI Single-Port x16 PCIe 3.0 HCA | 1719
7X12CTO1WW | B0RM | Mellanox ConnectX-5 EDR IB VPI Dual-port x16 PCIe 3.0 HCA | 2059
7X12CTO1WW | B0WY | ThinkSystem Intel XXV710-DA2 10/25GbE SFP28 2-Port PCIe Ethernet Adapter | 529
7X12CTO1WW | B0YS | ThinkSystem 2.5" 2.4TB 10K SAS 12Gb Hot Swap 512e HDD | 629
7X12CTO1WW | B0YX | ThinkSystem 2.5" 1.2TB 10K SAS 12Gb Hot Swap 512n HDD SED | 749
7X12CTO1WW | B0Z0 | ThinkSystem 2.5" Intel S4500 960GB Entry SATA 6Gb Hot Swap SSD | 1219
7X12CTO1WW | B21R | ThinkSystem QLogic QL41262 10/25GbE SFP28 2-Port PCIe Ethernet Adapter | 409
7X12CTO1WW | B21W | ThinkSystem U.2 Toshiba CM5-V 800GB Mainstream NVMe PCIe 3.0 x4 Hot Swap SSD | 859
7X12CTO1WW | B21X | ThinkSystem U.2 Toshiba CM5-V 1.6TB Mainstream NVMe PCIe 3.0 x4 Hot Swap SSD | 3449
7X12CTO1WW | B21Y | ThinkSystem U.2 Toshiba CM5-V 3.2TB Mainstream NVMe PCIe 3.0 x4 Hot Swap SSD | 6999
7X12CTO1WW | B22J | 5m Intel OPA 100 Series Active Optical QSFP28 Low Power Cable | 809
7X12CTO1WW | B22K | 10m Intel OPA 100 Series Active Optical QSFP28 Low Power Cable | 829
7X12CTO1WW | B22L | 15m Intel OPA 100 Series Active Optical QSFP28 Low Power Cable | 839
7X12CTO1WW | B22M | 20m Intel OPA 100 Series Active Optical QSFP28 Low Power Cable | 849
7X12CTO1WW | B2UZ | Lenovo 1m 100G QSFP28 Active Optical Cable | 949
7X12CTO1WW | B2X4 | ThinkSystem 2.5" 5200 1.92TB Entry SATA 6Gb Hot Swap SSD | 899
7X12CTO1WW | B2X6 | ThinkSystem 2.5" 5200 7.68TB Entry SATA 6Gb Hot Swap SSD | 4999
7X12CTO1WW | B2XJ | ThinkSystem U.2 Toshiba CM5-V 6.4TB Mainstream NVMe PCIe 3.0 x4 Hot Swap SSD | 12829
7X12CTO1WW | B2ZJ | ThinkSystem U.2 Intel Optane P4800X 750GB Performance NVMe PCIe 3.0 x4 Hot Swap SSD | 7169
7X12CTO1WW | B306 | Mellanox QSA 100G to 25G Cable Adapter | 149
7X12CTO1WW | B30W | Custom MFG SVCS Fee - Medium Increment | 30
7X12CTO1WW | B30X | Custom MFG SVCS Fee - Large Increment | 300
7X12CTO1WW | B31C | ThinkSystem Mellanox ConnectX-5 Ex 25/40GbE 2-port Low-Latency Adapter | 1979
7X12CTO1WW | B31E | ThinkSystem RAID 930-16i 8GB Flash PCIe 12Gb Adapter | 2389
7X12CTO1WW | B31G | ThinkSystem QLogic QL41134 PCIe 10Gb 4-Port Base-T Ethernet Adapter | 799
7X12CTO1WW | B34H | ThinkSystem 2.5" PM883 240GB Entry SATA 6Gb Hot Swap SSD | 219
7X12CTO1WW | B34J | ThinkSystem 2.5" PM883 480GB Entry SATA 6Gb Hot Swap SSD | 279
7X12CTO1WW | B34K | ThinkSystem 2.5" PM883 960GB Entry SATA 6Gb Hot Swap SSD | 449
7X12CTO1WW | B34L | ThinkSystem 2.5" PM883 1.92TB Entry SATA 6Gb Hot Swap SSD | 889
7X12CTO1WW | B34M | ThinkSystem 2.5" PM883 3.84TB Entry SATA 6Gb Hot Swap SSD | 1739
7X12CTO1WW | B34N | ThinkSystem U.2 PM983 1.92TB Entry NVMe PCIe 3.0 x4 Hot Swap SSD | 939
7X12CTO1WW | B34P | ThinkSystem U.2 PM983 3.84TB Entry NVMe PCIe 3.0 x4 Hot Swap SSD | 1839
7X12CTO1WW | B37G | SR950 16k rpm Chassis Fan Assembly | 35
7X12CTO1WW | B3VW | VMware ESXi 6.5 U2 (Factory Installed) | 0
7X12CTO1WW | B3VX | VMware ESXi 6.7 (Factory Installed) | 0
7X12CTO1WW | B488 | ThinkSystem 2.5" 5200 240GB Mainstream SATA 6Gb Hot Swap SSD | 469
7X12CTO1WW | B48B | ThinkSystem 2.5" 5200 1.92TB Mainstream SATA 6Gb Hot Swap SSD | 2129
7X12CTO1WW | B48C | ThinkSystem 2.5" 5200 3.84TB Mainstream SATA 6Gb Hot Swap SSD | 4869
7X12CTO1WW | B498 | ThinkSystem 2.5" Intel S4510 240GB Entry SATA 6Gb Hot Swap SSD | 149
7X12CTO1WW | B499 | ThinkSystem 2.5" Intel S4510 480GB Entry SATA 6Gb Hot Swap SSD | 309
7X12CTO1WW | B49A | ThinkSystem 2.5" Intel S4510 960GB Entry SATA 6Gb Hot Swap SSD | 529
7X12CTO1WW | B49B | ThinkSystem 2.5" Intel S4510 1.92TB Entry SATA 6Gb Hot Swap SSD | 1049
7X12CTO1WW | B49C | ThinkSystem 2.5" Intel S4510 3.84TB Entry SATA 6Gb Hot Swap SSD | 1979
7X12CTO1WW | B49L | ThinkSystem 2.5" Intel S4610 240GB Mainstream SATA 6Gb Hot Swap SSD | 399
7X12CTO1WW | B49M | ThinkSystem 2.5" Intel S4610 480GB Mainstream SATA 6Gb Hot Swap SSD | 479
7X12CTO1WW | B49N | ThinkSystem 2.5" Intel S4610 960GB Mainstream SATA 6Gb Hot Swap SSD | 699
7X12CTO1WW | B49P | ThinkSystem 2.5" Intel S4610 1.92TB Mainstream SATA 6Gb Hot Swap SSD | 1289
7X12CTO1WW | B49Q | ThinkSystem 2.5" Intel S4610 3.84TB Mainstream SATA 6Gb Hot Swap SSD | 2499
7X12CTO1WW | B4A2 | ThinkSystem 2.5" PM1645 3.2TB Mainstream SAS 12Gb Hot Swap SSD | 2579
7X12CTO1WW | B4A7 | ThinkSystem 2.5" PM1643 3.84TB Capacity SAS 12Gb Hot Swap SSD | 2579
7X12CTO1WW | B4D2 | ThinkSystem 2.5" PM883 7.68TB Entry SATA 6Gb Hot Swap SSD | 3379
7X12CTO1WW | B4D3 | ThinkSystem U.2 PM983 7.68TB Entry NVMe PCIe3.0 x4 Hot Swap SSD | 4999
7X12CTO1WW | B4H2 | ThinkSystem 16GB TruDDR4 2933MHz (2Rx8 1.2V) RDIMM | 319
7X12CTO1WW | B4H3 | ThinkSystem 32GB TruDDR4 2933MHz (2Rx4 1.2V) RDIMM | 619
7X12CTO1WW | B4H4 | ThinkSystem 64GB TruDDR4 2933MHz (2Rx4 1.2V) RDIMM | 1279
7X12CTO1WW | B4H7 | Intel Xeon Platinum 8280 28C 205W 2.7GHz Processor | 18089
7X12CTO1WW | B4H8 | Intel Xeon Platinum 8276 28C 165W 2.2GHz Processor | 15099
7X12CTO1WW | B4H9 | Intel Xeon Platinum 8270 26C 205W 2.7GHz Processor | 12739
7X12CTO1WW | B4HA | Intel Xeon Platinum 8268 24C 205W 2.9GHz Processor | 10929
7X12CTO1WW | B4HB | Intel Xeon Platinum 8260 24C 165W 2.4GHz Processor | 8159
7X12CTO1WW | B4HC | Intel Xeon Gold 6252 24C 150W 2.1GHz Processor | 5909
7X12CTO1WW | B4HD | Intel Xeon Gold 6254 18C 200W 3.1GHz Processor | 6065
7X12CTO1WW | B4HE | Intel Xeon Gold 6248 20C 150W 2.5GHz Processor | 5049
7X12CTO1WW | B4HF | Intel Xeon Gold 6244 8C 150W 3.6GHz Processor | 4699
7X12CTO1WW | B4HG | Intel Xeon Gold 6242 16C 150W 2.8GHz Processor | 4419
7X12CTO1WW | B4HH | Intel Xeon Gold 6240 18C 150W 2.6GHz Processor | 3819
7X12CTO1WW | B4HJ | Intel Xeon Gold 6230 20C 125W 2.1GHz Processor | 3099
7X12CTO1WW | B4HK | Intel Xeon Gold 5220 18C 125W 2.2GHz Processor | 2599
7X12CTO1WW | B4HL | Intel Xeon Gold 5218 16C 125W 2.3GHz Processor | 2019
7X12CTO1WW | B4HM | Intel Xeon Gold 5217 8C 115W 3.0GHz Processor | 2659
7X12CTO1WW | B4HN | Intel Xeon Gold 5215 10C 85W 2.5GHz Processor | 2019
7X12CTO1WW | B4LV | ThinkSystem 128GB TruDDR4 2666MHz (1.2V) Intel Optane DC Persistent Memory | 1089
7X12CTO1WW | B4LW | ThinkSystem 256GB TruDDR4 2666MHz (1.2V) Intel Optane DC Persistent Memory | 4689
7X12CTO1WW | B4LX | ThinkSystem 512GB TruDDR4 2666MHz (1.2V) Intel Optane DC Persistent Memory | 18319
7X12CTO1WW | B4LY | ThinkSystem 16GB TruDDR4 2933 MHz (1Rx4 1.2V) RDIMM | 289
7X12CTO1WW | B4NU | Intel Xeon Platinum 8260Y 24/20/16C 165W 2.4GHz Processor | 9799
7X12CTO1WW | B4NV | Intel Xeon Gold 6240Y 18/14/8C 150W 2.6GHz Processor | 5345
7X12CTO1WW | B4P2 | Intel Xeon Gold 6238T 22C 125W 1.9GHz Processor | 4349
7X12CTO1WW | B4P3 | Intel Xeon Gold 5218T 16C 105W 2.1GHz Processor | 2399
7X12CTO1WW | B4P5 | Intel Xeon Platinum 8280L 28C 205W 2.7GHz Processor | 29099
7X12CTO1WW | B4P6 | Intel Xeon Platinum 8276L 28C 165W 2.2GHz Processor | 26689
7X12CTO1WW | B4P7 | Intel Xeon Platinum 8260L 24C 165W 2.4GHz Processor | 19249
7X12CTO1WW | B4P9 | Intel Xeon Gold 5215L 10C 85W 2.5GHz Processor | 17019
7X12CTO1WW | B4QQ | 0.5m Mellanox HDR IB Passive Copper QSFP56 Cable | 299
7X12CTO1WW | B4QR | 1m Mellanox HDR IB Passive Copper QSFP56 Cable | 399
7X12CTO1WW | B4QS | 1.5m Mellanox HDR IB Passive Copper QSFP56 Cable | 449
7X12CTO1WW | B4QT | 2m Mellanox HDR IB Passive Copper QSFP56 Cable | 499
7X12CTO1WW | B4QW | 3m Mellanox HDR IB Active Optical QSFP56 Cable | 2099
7X12CTO1WW | B4QX | 5m Mellanox HDR IB Active Optical QSFP56 Cable | 2149
7X12CTO1WW | B4QY | 10m Mellanox HDR IB Active Optical QSFP56 Cable | 2199
7X12CTO1WW | B4QZ | 15m Mellanox HDR IB Active Optical QSFP56 Cable | 2249
7X12CTO1WW | B4R0 | 20m Mellanox HDR IB Active Optical QSFP56 Cable | 2299
7X12CTO1WW | B4R1 | 1m Mellanox HDR IB to 2x HDR100 Splitter Passive Copper QSFP56 Cable | 399
7X12CTO1WW | B4R2 | 1.5m Mellanox HDR IB to 2x HDR100 Splitter Passive Copper QSFP56 Cable | 449
7X12CTO1WW | B4R4 | 3m Mellanox HDR IB to 2x HDR100 Splitter Optical QSFP56 Cable | 2799
7X12CTO1WW | B4R5 | 5m Mellanox HDR IB to 2x HDR100 Splitter Optical QSFP56 Cable | 2899
7X12CTO1WW | B4R6 | 10m Mellanox HDR IB to 2x HDR100 Splitter Optical QSFP56 Cable | 2999
7X12CTO1WW | B4R7 | 15m Mellanox HDR IB to 2x HDR100 Splitter Optical QSFP56 Cable | 3199
7X12CTO1WW | B4R8 | 20m Mellanox HDR IB to 2x HDR100 Splitter Optical QSFP56 Cable | 3299
7X12CTO1WW | B4R9 | ThinkSystem Mellanox ConnectX-6 HDR100/100GbE QSFP56 1-port PCIe VPI Adapter | 1779
7X12CTO1WW | B4RA | ThinkSystem Mellanox ConnectX-6 HDR100/100GbE QSFP56 2-port PCIe VPI Adapter | 2099
7X12CTO1WW | B4RB | ThinkSystem Mellanox HDR/200GbE 2x PCIe Aux Kit | 639
7X12CTO1WW | B4RC | ThinkSystem Mellanox ConnectX-6 HDR/200GbE QSFP56 1-port PCIe 4 VPI Adapter | 2209
7X12CTO1WW | B4RQ | ThinkSystem RAID 730-8i 2GB Flash PCIe 12Gb Adapter | 879
7X12CTO1WW | B4XA | VMware ESXi 6.7 U1 (Factory Installed) | 0
7X12CTO1WW | B4Y1 | ThinkSystem SR950 2-CPU, 24 DIMM Compute System Board v2 | 1899
7X12CTO1WW | B4Y2 | SR950 19k rpm Chassis Fan Assembly | 79
7X12CTO1WW | B4Y3 | ThinkSystem 256GB TruDDR4 2933MHz (8Rx4 1.2V) 3DS RDIMM | 9159
7X12CTO1WW | B4Y4 | ThinkSystem 2.5" SS530 400GB Performance SAS 12Gb Hot Swap SSD | 1479
7X12CTO1WW | B4Y5 | ThinkSystem 2.5" SS530 800GB Performance SAS 12Gb Hot Swap SSD | 2299
7X12CTO1WW | B4Y7 | ThinkSystem 2.5" SS530 3.2TB Performance SAS 12Gb Hot Swap SSD | 7859
7X12CTO1WW | B528 | Intel Optane DC Persistent Memory - Memory Mode only | 0
7X12CTO1WW | B529 | Intel Optane DC Persistent Memory - App Direct Mode only | 0
7X12CTO1WW | B52A | Intel Optane DC Persistent Memory - Mixed Memory Mode | 0
7X12CTO1WW | B587 | ThinkSystem 128GB TruDDR4 2933MHz (4Rx4 1.2V) 3DS RDIMM | 3399
7X12CTO1WW | B58F | ThinkSystem U.2 Intel P4510 1.0TB Entry NVMe PCIe3.0 x4 Hot Swap SSD | 539
7X12CTO1WW | B58G | ThinkSystem U.2 Intel P4510 2.0TB Entry NVMe PCIe3.0 x4 Hot Swap SSD | 1459
7X12CTO1WW | B59Z | FBU02 SuperCap | 149
7X12CTO1WW | B5KD | High Efficiency 2000W Power Supply for SR950 (200-240VAC only) | 699
7X12CTO1WW | B5KE | SR950 Main I/O Planar v2 | 1400
7X12CTO1WW | B5N6 | ThinkSystem 16GB TruDDR4 Performance+ 2933MHz (2Rx8 1.2V) RDIMM | 729
7X12CTO1WW | B5N7 | ThinkSystem 32GB TruDDR4 Performance+ 2933MHz (2Rx4 1.2V) RDIMM | 1379
7X12CTO1WW | B5N8 | ThinkSystem 64GB TruDDR4 Performance+ 2933MHz (2Rx4 1.2V) RDIMM | 2879
7X12CTO1WW | B5N9 | ThinkSystem 128GB TruDDR4 Performance+ 2933MHz (4Rx4 1.2V) 3DS RDIMM | 5499
7X12CTO1WW | B5NA | ThinkSystem 256GB TruDDR4 Performance+ 2933MHz (8Rx4 1.2V) 3DS RDIMM | 12999
7X12CTO1WW | B5RY | Intel Xeon Gold 6230N 20C 125W 2.3GHz Processor | 3239
7X12CTO1WW | B5RZ | Intel Xeon Platinum 8253 16C 125W 2.2GHz Processor | 5299
7X12CTO1WW | B5S1 | Intel Xeon Gold 5222 4C 105W 3.8GHz Processor | 1999
7X12CTO1WW | B5S2 | Intel Xeon Platinum 8256 4C 105W 3.8GHz Processor | 12099
7X12CTO1WW | B5SX | ThinkSystem Emulex LPe35000 32Gb 1-port PCIe Fibre Channel Adapter | 1739
7X12CTO1WW | B5SY | ThinkSystem Emulex LPe35002 32Gb 2-port PCIe Fibre Channel Adapter | 2599
7X12CTO1WW | B5T0 | ThinkSystem Broadcom 57414 10/25GbE SFP28 2-port PCIe Ethernet Adapter | 389
7X12CTO1WW | B5XZ | ThinkSystem Mellanox Innova-2 ConnectX-5 FPGA 25GbE 2-port Adapter | 5379
7X12CTO1WW | B68K | 30m Mellanox HDR IB to 2x HDR100 Splitter Optical QSFP56 Cable | 3499
7X12CTO1WW | B68L | 2m Mellanox HDR IB to 2x HDR100 Splitter Passive Copper QSFP56 Cable | 499
7X12CTO1WW | B68M | 100m Mellanox HDR IB Optical QSFP56 Cable | 5099
7X12CTO1WW | B68N | 50m Mellanox HDR IB Optical QSFP56 Cable | 3699
7X12CTO1WW | B68P | 30m Mellanox HDR IB Optical QSFP56 Cable | 2399
7X12CTO1WW | B6BS | Intel Xeon Gold 5218B 16C 125W 2.3GHz Processor | 2019
7X12CTO1WW | B6CJ | Intel Xeon Gold 6238 22C 140W 2.1GHz Processor | 4799
7X12CTO1WW | B6CK | Intel Xeon Gold 6234 8C 130W 3.3GHz Processor | 3999
7X12CTO1WW | B6CL | Intel Xeon Gold 6226 12C 125W 2.7GHz Processor | 3299
7X12CTO1WW | B6CP | Intel Xeon Gold 6230T 20C 125W 2.1GHz Processor | 3599
7X12CTO1WW | B6CQ | Intel Xeon Gold 5220T 18C 105W 1.9GHz Processor | 3199
7X12CTO1WW | B6CR | Intel Xeon Gold 6238L 22C 140W 2.1GHz Processor | 14599
7X12CTO1WW | B6CS | Intel Xeon Gold 6240L 18C 150W 2.6GHz Processor | 14299
7X12CTO1WW | B6CT | Intel Xeon Gold 6252N 24C 150W 2.3GHz Processor | 7699
7X12CTO1WW | B6CU | Intel Xeon Gold 6262V 24C 135W 1.9GHz Processor | 5399
7X12CTO1WW | B6CV | Intel Xeon Gold 6222V 20C 115W 1.8GHz Processor | 2999
7X12CTO1WW | B6CW | Intel Xeon Gold 5220S 18C 125W 2.7GHz Processor | 3699
7X12CTO1WW | B6PD | Intel Xeon Gold 6246 12C 165W 3.3GHz Processor | 5999
7X12CTO1WW | B6U0 | VMware ESXi 6.5 U3 (factory installed) | 0
7X12CTO1WW | B6U1 | VMware ESXi 6.7 U2 (factory installed) | 0
7X12CTO1WW | B7EW | ThinkSystem 2.5" 5210 1.92TB Entry SATA 6Gb Hot Swap QLC SSD | 759
7X12CTO1WW | B7EX | ThinkSystem 2.5" 5210 3.84TB Entry SATA 6Gb Hot Swap QLC SSD | 1489
7X12CTO1WW | B7EY | ThinkSystem 2.5" 5210 7.68TB Entry SATA 6Gb Hot Swap QLC SSD | 2779
7X12CTO1WW | B87R | Mellanox CX6 Socket-Direct Adapter Cable Assemble Way | 0
7X12CTO1WW | B88T | VMware ESXi 6.7 U3 (factory installed) | 0
7X12CTO1WW | B8HP | ThinkSystem 2.5" 5300 960GB Entry SATA 6Gb Hot Swap SSD | 489
7X12CTO1WW | B8HS | ThinkSystem M.2 5300 240GB SATA 6Gbps Non-Hot Swap SSD | 359
7X12CTO1WW | B8HU | ThinkSystem 2.5" PM1645a 800GB Mainstream SAS 12Gb Hot Swap SSD | 819
7X12CTO1WW | B8HV | ThinkSystem 2.5" 5300 240GB Entry SATA 6Gb Hot Swap SSD | 359
7X12CTO1WW | B8HW | ThinkSystem HHHL PM1735 3.2TB Mainstream NVMe PCIe4.0 x8 Flash Adapter | 3179
7X12CTO1WW | B8HY | ThinkSystem 2.5" 5300 480GB Mainstream SATA 6Gb Hot Swap SSD | 429
7X12CTO1WW | B8J1 | ThinkSystem 2.5" 5300 240GB Mainstream SATA 6Gb Hot Swap SSD | 409
7X12CTO1WW | B8J2 | ThinkSystem 2.5" 5300 7.68TB Entry SATA 6Gb Hot Swap SSD | 3649
7X12CTO1WW | B8J4 | ThinkSystem 2.5" PM1645a 1.6TB Mainstream SAS 12Gb Hot Swap SSD | 1379
7X12CTO1WW | B8J5 | ThinkSystem 2.5" 5300 1.92TB Entry SATA 6Gb Hot Swap SSD | 939
7X12CTO1WW | B8J6 | ThinkSystem 2.5" 5300 960GB Mainstream SATA 6Gb Hot Swap SSD | 729
7X12CTO1WW | B8J7 | ThinkSystem 2.5" 5300 3.84TB Mainstream SATA 6Gb Hot Swap SSD | 2179
7X12CTO1WW | B8JA | ThinkSystem 2.5" PM1645a 6.4TB Mainstream SAS 12Gb Hot Swap SSD | 6049
7X12CTO1WW | B8JD | ThinkSystem 2.5" PM1645a 3.2TB Mainstream SAS 12Gb Hot Swap SSD | 2579
7X12CTO1WW | B8JE | ThinkSystem 2.5" 5300 1.92TB Mainstream SATA 6Gb Hot Swap SSD | 1279
7X12CTO1WW | B8JH | ThinkSystem HHHL PM1735 1.6TB Mainstream NVMe PCIe4.0 x8 Flash Adapter | 1799
7X12CTO1WW | B8JM | ThinkSystem 2.5" 5300 480GB Entry SATA 6Gb Hot Swap SSD | 309
7X12CTO1WW | B8JP | ThinkSystem 2.5" 5300 3.84TB Entry SATA 6Gb Hot Swap SSD | 1789
7X12CTO1WW | B8PP | ThinkSystem Mellanox ConnectX-6 Dx 100GbE QSFP56 2-port PCIe Ethernet Adapter | 1019
7X12CTO1WW | B919 | ThinkSystem M.2 5300 480GB SATA 6Gbps Non-Hot Swap SSD | 369
7X12CTO1WW | B91A | ThinkSystem 2.5" PM1643a 960GB Entry SAS 12Gb Hot Swap SSD | 819
7X12CTO1WW | B91B | ThinkSystem 2.5" PM1643a 1.92TB Entry SAS 12Gb Hot Swap SSD | 1379
7X12CTO1WW | B91C | ThinkSystem 2.5" PM1643a 3.84TB Entry SAS 12Gb Hot Swap SSD | 2579
7X12CTO1WW | B91D | ThinkSystem 2.5" PM1643a 7.68TB Entry SAS 12Gb Hot Swap SSD | 5019
7X12CTO1WW | B96M | ThinkSystem HHHL PM1735 6.4TB Mainstream NVMe PCIe4.0 x4 Flash Adapter | 5579
7X12CTO1WW | B96P | ThinkSystem U.3 Kioxia CM6-V 6.4TB Mainstream NVMe PCIe4.0 x4 Hot Swap SSD | 6789
7X12CTO1WW | B96T | ThinkSystem U.3 Kioxia CM6-V 3.2TB Mainstream NVMe PCIe4.0 x4 Hot Swap SSD | 3459
7X12CTO1WW | B96Z | ThinkSystem U.3 Kioxia CM6-V 1.6TB Mainstream NVMe PCIe4.0 x4 Hot Swap SSD | 1919
7X12CTO1WW | B9AC | ThinkSystem 2.5" 5210 960GB Entry SATA 6Gb Hot Swap QLC SSD | 419
7X12CTO1WW | BB0P | Intel Transparent Supply Chain. Lenovo has paired our industry leading supply chain with Intel's innovative Transparent Supply Chain program to add a layer of protection to your data center and bring peace of mind that the server hardware you bring into ... | 0
7X12CTO1WW | BBZG | VMware ESXi 7.0 (Factory Installed) | 2
7X12CTO1WW | BC4R | ThinkSystem 2.5" PM1643a 15.36TB Entry SAS 12Gb Hot Swap SSD | 10029
7X12CTO1WW | BCFR | ThinkSystem U.2 Intel P5600 3.2TB Mainstream NVMe PCIe 4.0 x4 Hot Swap SSD | 3829
7X12CTO1WW | BCFS | ThinkSystem U.2 Intel P5600 6.4TB Mainstream NVMe PCIe 4.0 x4 Hot Swap SSD | 7639
7X12CTO1WW | BCFT | ThinkSystem U.2 Intel P5500 1.92TB Entry NVMe PCIe 4.0 x4 Hot Swap SSD | 1479
7X12CTO1WW | BCFU | ThinkSystem U.2 Intel P5500 7.68TB Entry NVMe PCIe 4.0 x4 Hot Swap SSD | 5359
7X12CTO1WW | BCFV | ThinkSystem U.2 Intel P5600 1.6TB Mainstream NVMe PCIe 4.0 x4 Hot Swap SSD | 1919
7X12CTO1WW | BCFW | ThinkSystem U.2 Intel P5500 3.84TB Entry NVMe PCIe 4.0 x4 Hot Swap SSD | 2689
7X12CTO1WW | BCGJ | ThinkSystem HHHL Kioxia CM5-V 1.6TB Mainstream NVMe PCIe3.0 x4 Flash Adapter | 2279
7X12CTO1WW | BCGK | ThinkSystem HHHL Kioxia CM5-V 3.2TB Mainstream NVMe PCIe3.0 x4 Flash Adapter | 4129
7X12CTO1WW | BCGL | ThinkSystem HHHL Kioxia CM5-V 6.4TB Mainstream NVMe PCIe3.0 x4 Flash Adapter | 7879
7X12CTO1WW | BCTC | ThinkSystem 2.5" Multi Vendor 240GB Entry SATA 6Gb Hot Swap SSD | 219
7X12CTO1WW | BCTD | ThinkSystem 2.5" Multi Vendor 480GB Entry SATA 6Gb Hot Swap SSD | 219
7X12CTO1WW | BCTE | ThinkSystem 2.5" Multi Vendor 960GB Entry SATA 6Gb Hot Swap SSD | 659
7X12CTO1WW | BCTF | ThinkSystem 2.5" Multi Vendor 1.92TB Entry SATA 6Gb Hot Swap SSD | 1289
7X12CTO1WW | BCTG | ThinkSystem 2.5" Multi Vendor 3.84TB Entry SATA 6Gb Hot Swap SSD | 1259
7X12CTO1WW | BE03 | ThinkSystem U.3 Kioxia CM6-V 800GB Mainstream NVMe PCIe 4.0 x4 Hot Swap SSD | 1439
7X12CTO1WW | BE4U | ThinkSystem Mellanox ConnectX-6 Lx 10/25GbE SFP28 2-Port PCIe Ethernet Adapter | 409
7X12CTO1WW | BE5E | VMware ESXi 7.0 U1 (Factory Installed) | 0
7X12CTO1WW | BF6W | Lenovo 1m Passive 200G QSFP56 Ethernet DAC Cable | 339
7X12CTO1WW | BF92 | Lenovo 3m Passive 200G QSFP56 Ethernet DAC Cable | 549
7X12CTO1WW | BFYB | Operating mode selection for: "Maximum Performance Mode" | 0
7X12CTO1WW | BFYC | Operating mode selection for: "Minimal Power Mode" | 0
7X12CTO1WW | BFYD | Operating mode selection for: "Efficiency Favoring Power Savings Mode" | 0
7X12CTO1WW | BFYE | Operating mode selection for: "Efficiency - Favoring Performance Mode" | 0
7X12CTO1WW | BFZZ | ThinkSystem 2.5" Nytro 3732 800GB Performance SAS 12Gb Hot Swap SSD SED | 1669
7X12CTO1WW | BG04 | ThinkSystem 2.5" Nytro 3732 3.2TB Performance SAS 12Gb Hot Swap SSD | 6259
7X12CTO1WW | BG05 | ThinkSystem 2.5" Nytro 3732 1.6TB Performance SAS 12Gb Hot Swap SSD | 3259
7X12CTO1WW | BG06 | ThinkSystem 2.5" Nytro 3732 800GB Performance SAS 12Gb Hot Swap SSD | 1669
7X12CTO1WW | BG07 | ThinkSystem 2.5" Nytro 3732 400GB Performance SAS 12Gb Hot Swap SSD | 1029
7X12CTO1WW | BHE2 | ThinkSystem Solarflare X2522-Plus 10/25GbE SFP28 2-Port PCIe Ethernet Adapter | 3489
7X12CTO1WW | BHSR | VMware ESXi 7.0 U2 (Factory Installed) | 0
7X12CTO1WW | BHSS | MI for PXE with RJ45 Network port | 0
7X12CTOLWW | 64 | QLogic 10Gb SFP+ SR Optical Transceiver | 909
7X12CTOLWW | 69 | Brocade 10Gb SFP+ SR Optical Transceiver | 909
7X12CTOLWW | 747 | UID Asset Tag Label | 20
7X12CTOLWW | 2302 | RAID Configuration | 149
7X12CTOLWW | 2305 | Integration 1U Component | 59
7X12CTOLWW | 2306 | Integration >1U Component | 125
7X12CTOLWW | 2321 | Custom MFG SVCS Fee - Small Increment | 3
7X12CTOLWW | 2400 | Primary Array 12 HDDs | 0
7X12CTOLWW | 2405 | Secondary Array 9 HDDs | 0
7X12CTOLWW | 2406 | Secondary Array 10 HDDs | 0
7X12CTOLWW | 2407 | Secondary Array 11 HDDs | 0
7X12CTOLWW | 2408 | Secondary Array 12 HDDs | 0
7X12CTOLWW | 3271 | No RAID - Secondary Array set up by customer | 0
7X12CTOLWW | 3742 | 3m Console Switch Cable (USB) | 19
7X12CTOLWW | 3760 | 1.8m Black Cat5e Cable | 17
7X12CTOLWW | 3761 | 3m Black Cat5e Cable | 19
7X12CTOLWW | 3762 | 10m Black Cat5e Cable | 29
7X12CTOLWW | 3791 | 0.6m Yellow Cat5e Cable | 24
7X12CTOLWW | 3792 | 1.5m Yellow Cat5e Cable | 24
7X12CTOLWW | 3793 | 3m Yellow Cat5e Cable | 25
7X12CTOLWW | 3794 | 10m Yellow Cat5e Cable | 34
7X12CTOLWW | 3795 | 25m Yellow Cat5e Cable | 69
7X12CTOLWW | 3796 | 0.6m Green Cat5e Cable | 16
7X12CTOLWW | 3797 | 1.5m Green Cat5e Cable | 17
7X12CTOLWW | 3798 | 3m Green Cat5e Cable | 19
7X12CTOLWW | 3799 | 10m Green Cat5e Cable | 29
7X12CTOLWW | 3800 | 25m Green Cat5e Cable | 69
7X12CTOLWW | 3801 | 0.6m Blue Cat5e Cable | 24
7X12CTOLWW | 3802 | 1.5m Blue Cat5e Cable | 14
7X12CTOLWW | 3803 | 3m Blue Cat5e Cable | 25
7X12CTOLWW | 3804 | 10m Blue Cat5e Cable | 34
7X12CTOLWW | 3805 | 25m Blue Cat5e Cable | 69
7X12CTOLWW | 5053 | SFP+ SR Transceiver | 699
7X12CTOLWW | 5340 | Serial Conversion Option (SCO) | 249
7X12CTOLWW | 5341 | Virtual Media Conversion Option Gen2 (VCO2) | 129
7X12CTOLWW | 5977 | Select Storage devices - no configured RAID required | 0
7X12CTOLWW | 5978 | Select Storage devices - configured RAID | 0
7X12CTOLWW | 6124 | SOFS Solution Code MFG Instruction | 0
7X12CTOLWW | 6125 | SAP-BWA Solution Code MFG Instruction | 0
7X12CTOLWW | 6127 | GMAS Solution Code MFG Instruction | 0
7X12CTOLWW | 6128 | IBW-SSD Solution Code MFG Instruction | 0
7X12CTOLWW | 6129 | Cloudburst Solution Code MFG Instruction | 0
7X12CTOLWW | 6130 | SoNAS Solution Code MFG Instruction | 0
7X12CTOLWW | 6135 | Unique SBB for AC2/MC2 models | 0
7X12CTOLWW | 6201 | 1.5m, 10A/100-250V, C13 to IEC 320-C14 Rack Power Cable | 19
7X12CTOLWW | 6204 | 2.8m, 10A/100-250V, C13 to IEC 320-C20 Rack Power Cable | 19
7X12CTOLWW | 6218 | 2.8m, 10A/250V, C13 to SI 32 (Israel) Line Cord | 15
7X12CTOLWW | 6263 | 4.3m, 10A/100-250V, C13 to IEC 320-C14 Rack Power Cable | 19
7X12CTOLWW | 6311 | 2.8m, 10A/100-250V, C13 to IEC 320-C14 Rack Power Cable | 9
7X12CTOLWW | 6373 | 4.3m, 10A/250V, C13 to NEMA 6-15P (US) Line Cord | 15
7X12CTOLWW | 6400 | 2.8m, 13A/100-250V, C13 to C14 Jumper Cord | 9
7X12CTOLWW | 6401 | 2.8m, 13A/120V, C13 to NEMA 5-15P (US) Line Cord | 29
7X12CTOLWW | 6570 | 2.0m, 13A/100-250V, C13 to C14 Jumper Cord | 19
7X12CTOLWW | 6583 | 4.3m, 13A/100-250V, C13 to C14 Rack Power Cable | 19
7X12CTOLWW | 7008 | Primary Array 2 HDDs | 0
7X12CTOLWW | 7009 | Primary Array 3 HDDs | 0
7X12CTOLWW | 7010 | Primary Array 4 HDDs | 0
7X12CTOLWW | 7011 | Primary Array 5 HDDs | 0
7X12CTOLWW | 7012 | Primary Array 6 HDDs | 0
7X12CTOLWW | 7013 | Primary Array 7 HDDs | 0
7X12CTOLWW | 7014 | Primary Array 8 HDDs | 0
7X12CTOLWW | 7015 | Secondary Array 2 HDDs | 0
7X12CTOLWW | 7016 | Secondary Array 3 HDDs | 0
7X12CTOLWW | 7017 | Secondary Array 4 HDDs | 0
7X12CTOLWW | 7018 | System x iDataPlex Solution | 0
7X12CTOLWW | 7057 | Secondary Array 5 HDDs | 0
7X12CTOLWW | 7058 | Secondary Array 6 HDDs | 0
7X12CTOLWW | 7059 | Secondary Array 7 HDDs | 0
7X12CTOLWW | 7060 | Secondary Array 8 HDDs | 0
7X12CTOLWW | 7664 | Primary Array 9 HDDs | 0
7X12CTOLWW | 7831 | Customer Solution Center Services | 0
7X12CTOLWW | 7929 | e1350 Special Bid Solution Component | 0
7X12CTOLWW | 8034 | LeSI Solution Component | 0
7X12CTOLWW | 8067 | TAA Compliant Order | 0
7X12CTOLWW | 8072 | General Racking Solution | 0
7X12CTOLWW | 8086 | No Publications Selected | 0
7X12CTOLWW | 8971 | Integrate in manufacturing | 0
7X12CTOLWW | 8972 | Ship Uninstalled (Safety) | 0
7X12CTOLWW | 9013 | Hot Spare | 0
7X12CTOLWW | 9016 | Memory Sparing | 0
7X12CTOLWW | 9017 | Enable Memory Mirroring | 0
7X12CTOLWW | 9714 | Primary Array 10 HDDs | 0
7X12CTOLWW | 9715 | Primary Array 11 HDDs | 0
7X12CTOLWW | A102 | Advanced Grouping | 0
7X12CTOLWW | A103 | System x Cluster Upgrade | 0
7X12CTOLWW | A193 | Integrated Solutions | 0
7X12CTOLWW | A1DL | 1m QSFP+ DAC Break Out Cable | 319
7X12CTOLWW | A1DM | 3m QSFP+ DAC Break Out Cable | 419
7X12CTOLWW | A1DN | 5m QSFP+ DAC Break Out Cable | 529
7X12CTOLWW | A1DP | 1m QSFP to QSFP+ Cable | 269
7X12CTOLWW | A1DQ | 3m QSFP+ to QSFP+ Cable | 329
7X12CTOLWW | A1MS | 10m Cat6 Yellow Cable | 49
7X12CTOLWW | A1MT | 10m Green Cat6 Cable | 49
7X12CTOLWW | A1MU | 10m Cat6 Blue Cable | 49
7X12CTOLWW | A1MV | 25m Cat6 Yellow Cable | 105
7X12CTOLWW | A1MW | 25m Green Cat6 Cable | 105
7X12CTOLWW | A1MX | 25m Cat6 Blue Cable | 105
7X12CTOLWW | A1PH | 1m Passive DAC SFP+ Cable | 69
7X12CTOLWW | A1PJ | 3m Passive DAC SFP+ Cable | 89
7X12CTOLWW | A1PK | 5m Passive DAC SFP+ Cable | 159
7X12CTOLWW | A1RF | 2.8m, 10A/250V, C13 to NEMA 6-15P Line Cord | 15
7X12CTOLWW | A2K6 | Primary Array - RAID 0 | 0
7X12CTOLWW | A2K7 | Primary Array - RAID 1 | 0
7X12CTOLWW | A2K9 | Primary Array - RAID 5 | 0
7X12CTOLWW | A2KA | Primary Array - RAID 6 | 0
7X12CTOLWW | A2KB | Primary Array - RAID 10 | 0
7X12CTOLWW | A2KD | Primary Array - RAID 50 | 0
7X12CTOLWW | A2KE | Primary Array - RAID 60 | 0
7X12CTOLWW | A2KF | Secondary Array - RAID 0 | 0
7X12CTOLWW | A2KG | Secondary Array - RAID 1 | 0
7X12CTOLWW | A2KJ | Secondary Array - RAID 5 | 0
7X12CTOLWW | A2KK | Secondary Array - RAID 6 | 0
7X12CTOLWW | A2KL | Secondary Array - RAID 10 | 0
7X12CTOLWW | A2KN | Secondary Array - RAID 50 | 0
7X12CTOLWW | A2KP | Secondary Array - RAID 60 | 0
7X12CTOLWW | A2X8 | 5m QSFP+ to QSFP+ Cable | 379
7X12CTOLWW | A2X9 | 7m QSFP+ to QSFP+ Cable | 429
7X12CTOLWW | A3RG | 0.5m Passive DAC SFP+ Cable | 79
7X12CTOLWW | A3RH | 7m Passive DAC SFP+ Cable | 179
7X12CTOLWW | A4AA | Rail Kit | 49
7X12CTOLWW | A4EY | No x Network Adapter | 0
7X12CTOLWW | A4VP | 1.0m, 10A/100-250V, C13 to IEC 320-C14 Rack Power Cable | 19
7X12CTOLWW | A51N | 1.5m Passive DAC SFP+ Cable | 89
7X12CTOLWW | A51P | 2m Passive DAC SFP+ Cable | 89
7X12CTOLWW | A5DL | SFP 1000Base-T (RJ-45) Transceiver | 89
7X12CTOLWW | A5U1 | SKLM for System x w/SEDs - FoD per Install w/1Yr S&S | 199
7X12CTOLWW | A5UA | Lenovo 1m MPO-4xLC OM3 MMF Breakout Cable | 279
7X12CTOLWW | A5UB | Lenovo 3m MPO-4xLC OM3 MMF Breakout Cable | 329
7X12CTOLWW | A5UC | Lenovo 5m MPO-4xLC OM3 MMF Breakout Cable | 379
7X12CTOLWW | ARZA | 0.5m Mellanox QSFP Passive DAC Cable | 139
7X12CTOLWW | ARZB | 0.75m Mellanox QSFP Passive DAC Cable | 149
7X12CTOLWW | ARZC | 1m Mellanox QSFP Passive DAC Cable | 159
7X12CTOLWW | ARZD | 1.25m Mellanox QSFP Passive DAC Cable | 169
7X12CTOLWW | ARZE | 1.5m Mellanox QSFP Passive DAC Cable | 169
7X12CTOLWW | ARZF | 3m Mellanox QSFP Passive DAC Cable | 189
7X12CTOLWW | ARZG | 3m Mellanox QSFP Passive DAC Hybrid Cable | 189
7X12CTOLWW | AS6C | SKLM for System x w/SEDs - FoD per Install w/3Yr S&S | 299
7X12CTOLWW | ASQT | 0.5m Mellanox EDR IB Passive Copper QSFP28 Cable | 229
7X12CTOLWW | ASQV | 1m Mellanox EDR IB Passive Copper QSFP28 Cable | 249
7X12CTOLWW | ASQY | 2m Mellanox EDR IB Passive Copper QSFP28 Cable | 289
7X12CTOLWW | ASR0 | 10m Mellanox EDR IB Optical QSFP28 Cable | 1419
7X12CTOLWW | ASR5 | Lenovo 0.5m LC-LC OM3 MMF Cable | 24
7X12CTOLWW | ASR6 | Lenovo 1m LC-LC OM3 MMF Cable | 24
7X12CTOLWW | ASR7 | Lenovo 3m LC-LC OM3 MMF Cable | 24
7X12CTOLWW | ASR8 | Lenovo 5m LC-LC OM3 MMF Cable | 29
7X12CTOLWW | ASR9 | Lenovo 10m LC-LC OM3 MMF Cable | 39
7X12CTOLWW | ASRA | Lenovo 15m LC-LC OM3 MMF Cable | 45
7X12CTOLWW | ASRB | Lenovo 25m LC-LC OM3 MMF Cable | 54
7X12CTOLWW | ASRC | Lenovo 30m LC-LC OM3 MMF Cable | 64
7X12CTOLWW | AT2R | Lenovo 1m Active DAC SFP+ Cables | 129
7X12CTOLWW | AT2S | Lenovo 3m Active DAC SFP+ Cables | 139
7X12CTOLWW | AT2T | Lenovo 5m Active DAC SFP+ Cables | 159
7X12CTOLWW | AT7S | Emulex VFA5.2 2x10 GbE SFP+ PCIe Adapter | 449
7X12CTOLWW | AT7T | Emulex VFA5.2 2x10 GbE SFP+ Adapter and FCoE/iSCSI SW | 1319
7X12CTOLWW | ATPX | Intel X550-T2 Dual Port 10GBase-T Adapter | 599
7X12CTOLWW | ATRH | Intel X710-DA2 ML2 2x10GbE SFP+ Adapter | 499
7X12CTOLWW | ATRN | Mellanox ConnectX-4 Lx 1x40GbE QSFP+ Adapter | 709
7X12CTOLWW | ATRP | Mellanox ConnectX-4 2x100GbE/EDR IB QSFP28 VPI Adapter | 2059
7X12CTOLWW | ATYX | Lenovo 1m SFP+ to SFP+ Active Optical Cable | 104
7X12CTOLWW | ATYY | Lenovo 3m SFP+ to SFP+ Active Optical Cable | 99
7X12CTOLWW | ATYZ | Lenovo 5m SFP+ to SFP+ Active Optical Cable | 114
7X12CTOLWW | ATZ0 | Lenovo 7m SFP+ to SFP+ Active Optical Cable | 129
7X12CTOLWW | ATZ1 | Lenovo 15m SFP+ to SFP+ Active Optical Cable | 169
7X12CTOLWW | ATZ2 | Lenovo 20m SFP+ to SFP+ Active Optical Cable | 169
7X12CTOLWW | ATZ3 | Lenovo 3m 40G QSFP+ to QSFP+ Active Optical Cable | 489
7X12CTOLWW | ATZ4 | Lenovo 5m 40G QSFP+ to QSFP+ Active Optical Cable | 499
7X12CTOLWW | ATZ5 | Lenovo 7m 40G QSFP+ to QSFP+ Active Optical Cable | 529
7X12CTOLWW | ATZ6 | Lenovo 15m 40G QSFP+ to QSFP+ Active Optical Cable | 589
7X12CTOLWW | ATZ7 | Lenovo 20m 40G QSFP+ to QSFP+ Active Optical Cable | 629
7X12CTOLWW | ATZ8 | Lenovo 1m QSFP+ to 4xSFP+ Active Optical Cable | 709
7X12CTOLWW | ATZ9 | Lenovo 3m QSFP+ to 4xSFP+ Active Optical Cable | 729
7X12CTOLWW | ATZA | Lenovo 5m QSFP+ to 4xSFP+ Active Optical Cable | 749
7X12CTOLWW | ATZB | QLogic 16Gb Enhanced Gen5 FC Single-port HBA | 979
7X12CTOLWW | ATZC | QLogic 16Gb Enhanced Gen5 FC Dual-port HBA | 1339
7X12CTOLWW | ATZR | Mellanox ConnectX-4 Lx 10/25GbE SFP28 1-port ML2 Adapter | 479
7X12CTOLWW | ATZU | Emulex 16Gb Gen6 FC Single-port HBA | 949
7X12CTOLWW | ATZV | Emulex 16Gb Gen6 FC Dual-port HBA | 1309
7X12CTOLWW | AU0A | Intel OPA 100 Series Single-port PCIe 3.0 x8 HFA | 599
7X12CTOLWW | AU0B | Intel OPA 100 Series Single-port PCIe 3.0 x16 HFA | 1069
7X12CTOLWW | AU16 | 0.5m External MiniSAS HD 8644/MiniSAS HD 8644 Cable | 79
7X12CTOLWW | AU17 | 1m External MiniSAS HD 8644/MiniSAS HD 8644 Cable | 89
7X12CTOLWW | AU18 | 2m External MiniSAS HD 8644/MiniSAS HD 8644 Cable | 99
7X12CTOLWW | AU19 | 3m External MiniSAS HD 8644/MiniSAS HD 8644 Cable | 109
7X12CTOLWW | AU1A | 2m External MiniSAS HD 8644/2xMiniSAS HD 8644 Y-Cable | 349
7X12CTOLWW | AU7Z | Emulex VFA5.2 ML2 2x10 GbE SFP+ Adapter and FCoE/iSCSI SW | 399
7X12CTOLWW | AUAJ | Mellanox ConnectX-4 Lx 10/25GbE SFP28 2-port PCIe Ethernet Adapter | 499
7X12CTOLWW | AUK7 | TPM 2.0 and Secure Boot | 0
7X12CTOLWW | AUKF | SR950 2S to 8S Base | 3450
7X12CTOLWW | AUKG | ThinkSystem 1Gb 2-port RJ45 LOM | 79
7X12CTOLWW | AUKH | ThinkSystem 1Gb 4-port RJ45 LOM | 99
7X12CTOLWW | AUKJ | ThinkSystem 10Gb 2-port SFP+ LOM | 169
7X12CTOLWW | AUKK | ThinkSystem 10Gb 4-port SFP+ LOM | 209
7X12CTOLWW | AUKL | ThinkSystem 10Gb 2-port Base-T LOM | 259
7X12CTOLWW | AUKM | ThinkSystem 10Gb 4-port Base-T LOM | 439
7X12CTOLWW | AUKN | ThinkSystem Emulex OCe14104B-NX PCIe 10Gb 4-Port SFP+ Ethernet Adapter | 539
7X12CTOLWW | AUKP | ThinkSystem Broadcom 57416 10GBASE-T 2-Port PCIe Ethernet Adapter | 479
7X12CTOLWW | AUKQ | ThinkSystem Broadcom NX-E ML2 10Gb 2-Port Base-T Ethernet Adapter | 529
7X12CTOLWW | AUKR | ThinkSystem Mellanox ConnectX-3 Pro ML2 FDR 2-Port QSFP VPI Adapter | 1069
7X12CTOLWW | AUKS | ThinkSystem Broadcom 57412 25GbE SFP28 1-Port PCIe Ethernet Adapter | 489
7X12CTOLWW | AUKU | ThinkSystem Mellanox ConnectX-4 Lx 10/25GbE SFP28 2-Port ML2 Ethernet Adapter | 519
7X12CTOLWW | AUKW | ThinkSystem Intel I350-T4 ML2 1Gb 4-Port RJ45 Ethernet Adapter | 169
7X12CTOLWW | AUKX | ThinkSystem Intel X710-DA2 PCIe 10Gb 2-Port SFP+ Ethernet Adapter | 459
7X12CTOLWW | AUL5 | ThinkSystem SR950 Shipping Bracket | 39
7X12CTOLWW | AULV | ThinkSystem 2.5" 300GB 15K SAS 12Gb Hot Swap 512n HDD | 339
7X12CTOLWW | AULW | ThinkSystem 2.5" 600GB 15K SAS 12Gb Hot Swap 512n HDD | 469
7X12CTOLWW | AULX | ThinkSystem 2.5" 900GB 15K SAS 12Gb Hot Swap 512e HDD | 639
7X12CTOLWW | AULY | ThinkSystem 2.5" 300GB 10K SAS 12Gb Hot Swap 512n HDD | 289
7X12CTOLWW | AULZ | ThinkSystem 2.5" 600GB 10K SAS 12Gb Hot Swap 512n HDD | 319
7X12CTOLWW | AUM0 | ThinkSystem 2.5" 900GB 10K SAS 12Gb Hot Swap 512n HDD | 389
7X12CTOLWW | AUM1 | ThinkSystem 2.5" 1.2TB 10K SAS 12Gb Hot Swap 512n HDD | 389
7X12CTOLWW | AUM2 | ThinkSystem 2.5" 1.8TB 10K SAS 12Gb Hot Swap 512e HDD | 589
7X12CTOLWW | AUM4 | ThinkSystem 2.5" 300GB 10K SAS 12Gb Hot Swap 512n HDD SED | 339
7X12CTOLWW | AUM5 | ThinkSystem 2.5" 600GB 10K SAS 12Gb Hot Swap 512n HDD SED | 635
7X12CTOLWW | AUM6 | ThinkSystem 2.5" 1TB 7.2K SAS 12Gb Hot Swap 512n HDD | 469
7X12CTOLWW | AUM7 | ThinkSystem 2.5" 2TB 7.2K SAS 12Gb Hot Swap 512n HDD | 839
7X12CTOLWW | AUMJ | ThinkSystem U.2 Intel Optane P4800X 375GB Performance NVMe PCIe 3.0 x4 Hot Swap SSD | 3589
7X12CTOLWW | AUMT | SR950 Main I/O Planar | 1400
7X12CTOLWW | AUMU | ThinkSystem M.2 Enablement Kit | 39
7X12CTOLWW | AUMV | ThinkSystem M.2 with Mirroring Enablement Kit | 149
7X12CTOLWW | AUMW | Front Operator Panel with LCD Display | 99
7X12CTOLWW | AUMY | SR950/SD650v2/SD670v2 Lift Handles | 49
7X12CTOLWW | AUMZ | ThinkSystem SR950 Upper Compute Tray | 1699
7X12CTOLWW | AUN0 | ThinkSystem SR950 2-CPU, 24 DIMM Compute System Board | 1699
7X12CTOLWW | AUN1 | ThinkSystem SR950 (2) x16 PCIe Riser | 399
7X12CTOLWW | AUN2 | ThinkSystem SR950 (4) x8 PCIe Riser | 419
7X12CTOLWW | AUN3 | ThinkSystem SR950 up to (5) x16 + x16 ML2 PCIe Riser | 639
7X12CTOLWW | AUN4 | ThinkSystem SR950 (2) x8 PCIe Riser | 299
7X12CTOLWW | AUN5 | ThinkSystem 2.5" SAS/SATA/NVMe 2x2 Bay Backplane Kit | 179
7X12CTOLWW | AUN6 | ThinkSystem 2.5" SAS/SATA 2x2 Bay Backplane Kit | 109
7X12CTOLWW | AUNB | ThinkSystem 16GB TruDDR4 2666 MHz (1Rx4 1.2V) RDIMM | 289
7X12CTOLWW | AUNC | ThinkSystem 16GB TruDDR4 2666 MHz (2Rx8 1.2V) RDIMM | 319
7X12CTOLWW | AUND | ThinkSystem 32GB TruDDR4 2666 MHz (2Rx4 1.2V) RDIMM | 609
7X12CTOLWW | AUNE | ThinkSystem 64GB TruDDR4 2666 MHz (4Rx4 1.2V) LRDIMM | 1259
7X12CTOLWW | AUNF | ThinkSystem 128GB TruDDR4 2666 MHz (8Rx4 1.2V) 3DS RDIMM | 4449
7X12CTOLWW | AUNG | ThinkSystem RAID 530-8i PCIe 12Gb Adapter | 299
7X12CTOLWW | AUNJ | ThinkSystem RAID 930-8i 2GB Flash PCIe 12Gb Adapter | 1009
7X12CTOLWW | AUNK | ThinkSystem RAID 930-16i 4GB Flash PCIe 12Gb Adapter | 1529
7X12CTOLWW | AUNL | ThinkSystem 430-8i SAS/SATA 12Gb HBA | 299
7X12CTOLWW | AUNM | ThinkSystem 430-16i SAS/SATA 12Gb HBA | 589
7X12CTOLWW | AUNN | ThinkSystem 430-16e SAS/SATA 12Gb HBA | 609
7X12CTOLWW | AUNP | FBU345 SuperCap | 135
7X12CTOLWW | AUNQ | ThinkSystem RAID 930-8e 4GB Flash PCIe 12Gb Adapter | 1689
7X12CTOLWW | AUNR | ThinkSystem 430-8e SAS/SATA 12Gb HBA | 299
7X12CTOLWW | AUNS | ThinkSystem QLogic QLE2740 PCIe 32Gb 1-Port SFP+ Fibre Channel Adapter | 1739
7X12CTOLWW | AUNU | ThinkSystem QLogic QLE2742 PCIe 32Gb 2-Port SFP+ Fibre Channel Adapter | 2609
7X12CTOLWW | AUNY | SR950 2S to 4S Base | 3200
7X12CTOLWW | AUP5 | Upper HDD Bay Cage for 4S Storage Rich Config | 1970
7X12CTOLWW | AUPJ | High Efficiency 1600W Power Supply for SR950 (200-240VAC only) | 549
7X12CTOLWW | AUUE | ThinkSystem 2.5" 1TB 7.2K SATA 6Gb Hot Swap 512n HDD | 469
7X12CTOLWW | AUUJ | ThinkSystem 2.5" 2TB 7.2K SATA 6Gb Hot Swap 512e HDD | 849
7X12CTOLWW | AUUL | ThinkSystem M.2 32GB SATA 6Gbps Non-Hot Swap SSD | 109
7X12CTOLWW | AUUV | ThinkSystem M.2 128GB SATA 6Gbps Non-Hot Swap SSD | 159
7X12CTOLWW | AUVG | ThinkSystem Mellanox ConnectX-4 PCIe FDR 2-Port QSFP VPI Adapter | 1379
7X12CTOLWW | AUW5 | ThinkSystem 64GB TruDDR4 2666MHz (4Rx4, 1.2V) 3DS RDIMM | 1849
7X12CTOLWW | AUZV | ThinkSystem Broadcom 5719 1GbE RJ45 4-Port PCIe Ethernet Adapter | 159
7X12CTOLWW | AUZW | ThinkSystem I350-T4 PCIe 1Gb 4-Port RJ45 Ethernet Adapter | 379
7X12CTOLWW | AUZX | ThinkSystem Broadcom 5720 1GbE RJ45 2-Port PCIe Ethernet Adapter | 129
7X12CTOLWW | AUZY | ThinkSystem I350-T2 PCIe 1Gb 2-Port RJ45 Ethernet Adapter | 179
7X12CTOLWW | AUZZ | ThinkSystem I350-F1 PCIe 1Gb 1-Port SFP Ethernet Adapter | 379
7X12CTOLWW | AV1B | Lenovo 25GBase-SR SFP28 Transceiver | 449
7X12CTOLWW | AV1F | Lenovo 3m 25G SFP28 Active Optical Cable | 489
7X12CTOLWW | AV1G | Lenovo 5m 25G SFP28 Active Optical Cable | 489
7X12CTOLWW | AV1H | Lenovo 10m 25G SFP28 Active Optical Cable | 499
7X12CTOLWW | AV1J | Lenovo 15m 25G SFP28 Active Optical Cable | 497
7X12CTOLWW | AV1K | Lenovo 20m 25G SFP28 Active Optical Cable | 519
7X12CTOLWW | AV1R | Lenovo 3m 100G to 4x25G Breakout Active Optical Cable | 1949
7X12CTOLWW | AV1S | Lenovo 5m 100G to 4x25G Breakout Active Optical Cable | 1975
7X12CTOLWW | AV1T | Lenovo 10m 100G to 4x25G Breakout Active Optical Cable | 2035
7X12CTOLWW | AV1U | Lenovo 15m 100G to 4x25G Breakout Active Optical Cable | 2095
7X12CTOLWW | AV1V | Lenovo 20m 100G to 4x25G Breakout Active Optical Cable | 2149
7X12CTOLWW | AV1W | Lenovo 1m Passive 25G SFP28 DAC Cable | 69
7X12CTOLWW | AV1X | Lenovo 3m Passive 25G SFP28 DAC Cable | 79
7X12CTOLWW | AV1Y | Lenovo 5m Passive 25G SFP28 DAC Cable | 159
7X12CTOLWW | AV1Z | Lenovo 1m Passive 100G QSFP28 DAC Cable | 99
7X12CTOLWW | AV20 | Lenovo 3m Passive 100G QSFP28 DAC Cable | 159
7X12CTOLWW | AV21 | Lenovo 5m Passive 100G QSFP28 DAC Cable | 299
7X12CTOLWW | AV22 | Lenovo 1m 100G QSFP28 to 4x25G SFP28 Breakout DAC Cable | 179
7X12CTOLWW | AV23 | Lenovo 3m 100G QSFP28 to 4x25G SFP28 Breakout DAC Cable | 299
7X12CTOLWW | AV24 | Lenovo 5m 100G QSFP28 to 4x25G SFP28 Breakout DAC Cable | 459
7X12CTOLWW | AV2B | Lenovo 1m MPO to 4x LC Breakout OM4 MMF Cable | 149
7X12CTOLWW | AV2C | Lenovo 3m MPO to 4x LC Breakout OM4 MMF Cable | 179
7X12CTOLWW | AV2D | Lenovo 5m MPO to 4x LC Breakout OM4 MMF Cable | 239
7X12CTOLWW | AVFQ | 0.75m Green Cat5e Cable | 15
7X12CTOLWW | AVFR | 1.0m Green Cat5e Cable | 19
7X12CTOLWW | AVFS | 1.25m Green Cat5e Cable | 19
7X12CTOLWW | AVFT | 0.75m Blue Cat5e Cable | 15
7X12CTOLWW | AVFU | 1.0m Blue Cat5e Cable | 19
7X12CTOLWW | AVFV | 1.25m Blue Cat5e Cable | 19
7X12CTOLWW | AVFW | 0.75m Green Cat6 Cable | 19
7X12CTOLWW | AVFX | 1.0m Green Cat6 Cable | 19
7X12CTOLWW | AVFY | 1.25m Green Cat6 Cable | 19
7X12CTOLWW | AVFZ | 1.5m Green Cat6 Cable | 19
7X12CTOLWW | AVG0 | 3m Green Cat6 Cable | 25
7X12CTOLWW | AVNV | High Efficiency 1100W Power Supply for SR950 | 499
7X12CTOLWW | AWEX | Intel Xeon Gold 6126 12C 125W 2.6GHz Processor | 2869
7X12CTOLWW | AX42 | Lenovo 1m 40G QSFP+ Active Optical Cable | 689
7X12CTOLWW | AX6D | Intel Xeon Gold 6130 16C 125W 2.1GHz Processor | 2999
7X12CTOLWW | AX6N | Intel Xeon Platinum 8160T 24C 150W 2.1GHz Processor | 9129
7X12CTOLWW | AX6Q | Intel Xeon Gold 6138 20C 125W 2.0GHz Processor | 4099
7X12CTOLWW | AX6R | Intel Xeon Gold 6140 18C 140W 2.3GHz Processor | 3819
7X12CTOLWW | AX71 | Intel Xeon Gold 6138T 20C 125W 2.0GHz Processor | 4349
7X12CTOLWW | AX72 | Intel Xeon Gold 6130T 16C 125W 2.1GHz Processor | 3129
7X12CTOLWW | AX73 | Intel Xeon Gold 6126T 12C 125W 2.6GHz Processor | 2979
7X12CTOLWW | AX7D | Intel Xeon Gold 5118 12C 105W 2.3GHz Processor | 2019
7X12CTOLWW | AX7E | Intel Xeon Gold 5120T 14C 105W 2.2GHz Processor | 2699
7X12CTOLWW | AX7F | Intel Xeon Gold 5119T 14C 85W 1.9GHz Processor | 2549
7X12CTOLWW | AX8A | 4.3m, 13A/120V, C13 to NEMA 5-15P (US) Line Cord | 19
7X12CTOLWW | AXFS | VMware ESXi 6.0 U3 (factory installed) | 0
7X12CTOLWW | AXFT | VMware ESXi 6.5 U1 (factory installed) | 0
7X12CTOLWW | B0ML | Feature Enable TPM on MB | 0
7X12CTOLWW | B0N4 | 2.0m, 10A/100-250V, C13 to IEC 320-C14 Rack Power Cable | 29
7X12CTOLWW | B0N5 | 1.0m, 13A/100-250V, C13 to C14 Jumper Cord | 25
7X12CTOLWW | B0N6 | 1.5m, 13A/100-250V, C13 to C14 Jumper Cord | 29
7X12CTOLWW | B0RJ | 10GBASE-LR SFP+Transceiver | 350
7X12CTOLWW | B0RL | Mellanox ConnectX-5 EDR IB/100GbE VPI Single-Port x16 PCIe 3.0 HCA | 1719
7X12CTOLWW | B0RM | Mellanox ConnectX-5 EDR IB VPI Dual-port x16 PCIe 3.0 HCA | 2059
7X12CTOLWW | B0WY | ThinkSystem Intel XXV710-DA2 10/25GbE SFP28 2-Port PCIe Ethernet Adapter | 529
7X12CTOLWW | B0YS | ThinkSystem 2.5" 2.4TB 10K SAS 12Gb Hot Swap 512e HDD | 629
7X12CTOLWW | B0YX | ThinkSystem 2.5" 1.2TB 10K SAS 12Gb Hot Swap 512n HDD SED | 749
7X12CTOLWW | B0Z0 | ThinkSystem 2.5" Intel S4500 960GB Entry SATA 6Gb Hot Swap SSD | 1219
7X12CTOLWW | B21R | ThinkSystem QLogic QL41262 10/25GbE SFP28 2-Port PCIe Ethernet Adapter | 409
7X12CTOLWW | B21W | ThinkSystem U.2 Toshiba CM5-V 800GB Mainstream NVMe PCIe 3.0 x4 Hot Swap SSD | 859
7X12CTOLWW | B21X | ThinkSystem U.2 Toshiba CM5-V 1.6TB Mainstream NVMe PCIe 3.0 x4 Hot Swap SSD | 3449
7X12CTOLWW | B21Y | ThinkSystem U.2 Toshiba CM5-V 3.2TB Mainstream NVMe PCIe 3.0 x4 Hot Swap SSD | 6999
7X12CTOLWW | B22J | 5m Intel OPA 100 Series Active Optical QSFP28 Low Power Cable | 809
7X12CTOLWW | B22K | 10m Intel OPA 100 Series Active Optical QSFP28 Low Power Cable | 829
7X12CTOLWW | B22L | 15m Intel OPA 100 Series Active Optical QSFP28 Low Power Cable | 839
7X12CTOLWW | B22M | 20m Intel OPA 100 Series Active Optical QSFP28 Low Power Cable | 849
7X12CTOLWW | B2UZ | Lenovo 1m 100G QSFP28 Active Optical Cable | 949
7X12CTOLWW | B2X4 | ThinkSystem 2.5" 5200 1.92TB Entry SATA 6Gb Hot Swap SSD | 899
7X12CTOLWW | B2X6 | ThinkSystem 2.5" 5200 7.68TB Entry SATA 6Gb Hot Swap SSD | 4999
7X12CTOLWW | B2XJ | ThinkSystem U.2 Toshiba CM5-V 6.4TB Mainstream NVMe PCIe 3.0 x4 Hot Swap SSD | 12829
7X12CTOLWW | B2ZJ | ThinkSystem U.2 Intel Optane P4800X 750GB Performance NVMe PCIe 3.0 x4 Hot Swap SSD | 7169
7X12CTOLWW | B306 | Mellanox QSA 100G to 25G Cable Adapter | 149
7X12CTOLWW | B30W | Custom MFG SVCS Fee - Medium Increment | 30
7X12CTOLWW | B30X | Custom MFG SVCS Fee - Large Increment | 300
7X12CTOLWW | B31C | ThinkSystem Mellanox ConnectX-5 Ex 25/40GbE 2-port Low-Latency Adapter | 1979
7X12CTOLWW | B31E | ThinkSystem RAID 930-16i 8GB Flash PCIe 12Gb Adapter | 2389
7X12CTOLWW | B31G | ThinkSystem QLogic QL41134 PCIe 10Gb 4-Port Base-T Ethernet Adapter | 799
7X12CTOLWW | B34H | ThinkSystem 2.5" PM883 240GB Entry SATA 6Gb Hot Swap SSD | 219
7X12CTOLWW | B34J | ThinkSystem 2.5" PM883 480GB Entry SATA 6Gb Hot Swap SSD | 279
7X12CTOLWW | B34K | ThinkSystem 2.5" PM883 960GB Entry SATA 6Gb Hot Swap SSD | 449
7X12CTOLWW | B34L | ThinkSystem 2.5" PM883 1.92TB Entry SATA 6Gb Hot Swap SSD | 889
7X12CTOLWW | B34M | ThinkSystem 2.5" PM883 3.84TB Entry SATA 6Gb Hot Swap SSD | 1739
7X12CTOLWW | B34N | ThinkSystem U.2 PM983 1.92TB Entry NVMe PCIe 3.0 x4 Hot Swap SSD | 939
7X12CTOLWW | B34P | ThinkSystem U.2 PM983 3.84TB Entry NVMe PCIe 3.0 x4 Hot Swap SSD | 1839
7X12CTOLWW | B37G | SR950 16k rpm Chassis Fan Assembly | 35
7X12CTOLWW | B3VW | VMware ESXi 6.5 U2 (Factory Installed) | 0
7X12CTOLWW | B3VX | VMware ESXi 6.7 (Factory Installed) | 0
7X12CTOLWW | B488 | ThinkSystem 2.5" 5200 240GB Mainstream SATA 6Gb Hot Swap SSD | 469
7X12CTOLWW | B48B | ThinkSystem 2.5" 5200 1.92TB Mainstream SATA 6Gb Hot Swap SSD | 2129
7X12CTOLWW | B48C | ThinkSystem 2.5" 5200 3.84TB Mainstream SATA 6Gb Hot Swap SSD | 4869
7X12CTOLWW | B498 | ThinkSystem 2.5" Intel S4510 240GB Entry SATA 6Gb Hot Swap SSD | 149
7X12CTOLWW | B499 | ThinkSystem 2.5" Intel S4510 480GB Entry SATA 6Gb Hot Swap SSD | 309
7X12CTOLWW | B49A | ThinkSystem 2.5" Intel S4510 960GB Entry SATA 6Gb Hot Swap SSD | 529
7X12CTOLWW | B49B | ThinkSystem 2.5" Intel S4510 1.92TB Entry SATA 6Gb Hot Swap SSD | 1049
7X12CTOLWW | B49C | ThinkSystem 2.5" Intel S4510 3.84TB Entry SATA 6Gb Hot Swap SSD | 1979
7X12CTOLWW | B49L | ThinkSystem 2.5" Intel S4610 240GB Mainstream SATA 6Gb Hot Swap SSD | 399
7X12CTOLWW | B49M | ThinkSystem 2.5" Intel S4610 480GB Mainstream SATA 6Gb Hot Swap SSD | 479
7X12CTOLWW | B49N | ThinkSystem 2.5" Intel S4610 960GB Mainstream SATA 6Gb Hot Swap SSD | 699
7X12CTOLWW | B49P | ThinkSystem 2.5" Intel S4610 1.92TB Mainstream SATA 6Gb Hot Swap SSD | 1289
7X12CTOLWW | B49Q | ThinkSystem 2.5" Intel S4610 3.84TB Mainstream SATA 6Gb Hot Swap SSD | 2499
7X12CTOLWW | B4A2 | ThinkSystem 2.5" PM1645 3.2TB Mainstream SAS 12Gb Hot Swap SSD | 2579
7X12CTOLWW | B4A7 | ThinkSystem 2.5" PM1643 3.84TB Capacity SAS 12Gb Hot Swap SSD | 2579
7X12CTOLWW | B4D2 | ThinkSystem 2.5" PM883 7.68TB Entry SATA 6Gb Hot Swap SSD | 3379
7X12CTOLWW | B4D3 | ThinkSystem U.2 PM983 7.68TB Entry NVMe PCIe3.0 x4 Hot Swap SSD | 4999
7X12CTOLWW | B4H2 | ThinkSystem 16GB TruDDR4 2933MHz (2Rx8 1.2V) RDIMM | 319
7X12CTOLWW | B4H3 | ThinkSystem 32GB TruDDR4 2933MHz (2Rx4 1.2V) RDIMM | 619
7X12CTOLWW | B4H4 | ThinkSystem 64GB TruDDR4 2933MHz (2Rx4 1.2V) RDIMM | 1279
7X12CTOLWW | B4H7 | Intel Xeon Platinum 8280 28C 205W 2.7GHz Processor | 18089
7X12CTOLWW | B4H8 | Intel Xeon Platinum 8276 28C 165W 2.2GHz Processor | 15099
7X12CTOLWW | B4H9 | Intel Xeon Platinum 8270 26C 205W 2.7GHz Processor | 12739
7X12CTOLWW | B4HA | Intel Xeon Platinum 8268 24C 205W 2.9GHz Processor | 10929
7X12CTOLWW | B4HB | Intel Xeon Platinum 8260 24C 165W 2.4GHz Processor | 8159
7X12CTOLWW | B4HC | Intel Xeon Gold 6252 24C 150W 2.1GHz Processor | 5909
7X12CTOLWW | B4HD | Intel Xeon Gold 6254 18C 200W 3.1GHz Processor | 6065
7X12CTOLWW | B4HE | Intel Xeon Gold 6248 20C 150W 2.5GHz Processor | 5049
7X12CTOLWW | B4HF | Intel Xeon Gold 6244 8C 150W 3.6GHz Processor | 4699
7X12CTOLWW | B4HG | Intel Xeon Gold 6242 16C 150W 2.8GHz Processor | 4419
7X12CTOLWW | B4HH | Intel Xeon Gold 6240 18C 150W 2.6GHz Processor | 3819
7X12CTOLWW | B4HJ | Intel Xeon Gold 6230 20C 125W 2.1GHz Processor | 3099
7X12CTOLWW | B4HK | Intel Xeon Gold 5220 18C 125W 2.2GHz Processor | 2599
7X12CTOLWW | B4HL | Intel Xeon Gold 5218 16C 125W 2.3GHz Processor | 2019
7X12CTOLWW | B4HM | Intel Xeon Gold 5217 8C 115W 3.0GHz Processor | 2659
7X12CTOLWW | B4HN | Intel Xeon Gold 5215 10C 85W 2.5GHz Processor | 2019
7X12CTOLWW | B4LV | ThinkSystem 128GB TruDDR4 2666MHz (1.2V) Intel Optane DC Persistent Memory | 1089
7X12CTOLWW | B4LW | ThinkSystem 256GB TruDDR4 2666MHz (1.2V) Intel Optane DC Persistent Memory | 4689
7X12CTOLWW | B4LX | ThinkSystem 512GB TruDDR4 2666MHz (1.2V) Intel Optane DC Persistent Memory | 18319
7X12CTOLWW | B4LY | ThinkSystem 16GB TruDDR4 2933 MHz (1Rx4 1.2V) RDIMM | 289
7X12CTOLWW | B4NU | Intel Xeon Platinum 8260Y 24/20/16C 165W 2.4GHz Processor | 9799
7X12CTOLWW | B4NV | Intel Xeon Gold 6240Y 18/14/8C 150W 2.6GHz Processor | 5345
7X12CTOLWW | B4P2 | Intel Xeon Gold 6238T 22C 125W 1.9GHz Processor | 4349
7X12CTOLWW | B4P3 | Intel Xeon Gold 5218T 16C 105W 2.1GHz Processor | 2399
7X12CTOLWW | B4P5 | Intel Xeon Platinum 8280L 28C 205W 2.7GHz Processor | 29099
7X12CTOLWW | B4P6 | Intel Xeon Platinum 8276L 28C 165W 2.2GHz Processor | 26689
7X12CTOLWW | B4P7 | Intel Xeon Platinum 8260L 24C 165W 2.4GHz Processor | 19249
7X12CTOLWW | B4P9 | Intel Xeon Gold 5215L 10C 85W 2.5GHz Processor | 17019
7X12CTOLWW | B4QQ | 0.5m Mellanox HDR IB Passive Copper QSFP56 Cable | 299
7X12CTOLWW | B4QR | 1m Mellanox HDR IB Passive Copper QSFP56 Cable | 399
7X12CTOLWW | B4QS | 1.5m Mellanox HDR IB Passive Copper QSFP56 Cable | 449
7X12CTOLWW | B4QT | 2m Mellanox HDR IB Passive Copper QSFP56 Cable | 499
7X12CTOLWW | B4QW | 3m Mellanox HDR IB Active Optical QSFP56 Cable | 2099
7X12CTOLWW | B4QX | 5m Mellanox HDR IB Active Optical QSFP56 Cable | 2149
7X12CTOLWW | B4QY | 10m Mellanox HDR IB Active Optical QSFP56 Cable | 2199
7X12CTOLWW | B4QZ | 15m Mellanox HDR IB Active Optical QSFP56 Cable | 2249
7X12CTOLWW | B4R0 | 20m Mellanox HDR IB Active Optical QSFP56 Cable | 2299
7X12CTOLWW | B4R1 | 1m Mellanox HDR IB to 2x HDR100 Splitter Passive Copper QSFP56 Cable | 399
7X12CTOLWW | B4R2 | 1.5m Mellanox HDR IB to 2x HDR100 Splitter Passive Copper QSFP56 Cable | 449
7X12CTOLWW | B4R4 | 3m Mellanox HDR IB to 2x HDR100 Splitter Optical QSFP56 Cable | 2799
7X12CTOLWW | B4R5 | 5m Mellanox HDR IB to 2x HDR100 Splitter Optical QSFP56 Cable | 2899
7X12CTOLWW | B4R6 | 10m Mellanox HDR IB to 2x HDR100 Splitter Optical QSFP56 Cable | 2999
7X12CTOLWW | B4R7 | 15m Mellanox HDR IB to 2x HDR100 Splitter Optical QSFP56 Cable | 3199
7X12CTOLWW | B4R8 | 20m Mellanox HDR IB to 2x HDR100 Splitter Optical QSFP56 Cable | 3299
7X12CTOLWW | B4R9 | ThinkSystem Mellanox ConnectX-6 HDR100/100GbE QSFP56 1-port PCIe VPI Adapter | 1779
7X12CTOLWW | B4RA | ThinkSystem Mellanox ConnectX-6 HDR100/100GbE QSFP56 2-port PCIe VPI Adapter | 2099
7X12CTOLWW | B4RB | ThinkSystem Mellanox HDR/200GbE 2x PCIe Aux Kit | 639
7X12CTOLWW | B4RC | ThinkSystem Mellanox ConnectX-6 HDR/200GbE QSFP56 1-port PCIe 4 VPI Adapter | 2209
7X12CTOLWW | B4RQ | ThinkSystem RAID 730-8i 2GB Flash PCIe 12Gb Adapter | 879
7X12CTOLWW | B4XA | VMware ESXi 6.7 U1 (Factory Installed) | 0
7X12CTOLWW | B4Y1 | ThinkSystem SR950 2-CPU, 24 DIMM Compute System Board v2 | 1899
7X12CTOLWW | B4Y2 | SR950 19k rpm Chassis Fan Assembly | 79
7X12CTOLWW | B4Y3 | ThinkSystem 256GB TruDDR4 2933MHz (8Rx4 1.2V) 3DS RDIMM | 9159
7X12CTOLWW | B4Y4 | ThinkSystem 2.5" SS530 400GB Performance SAS 12Gb Hot Swap SSD | 1479
7X12CTOLWW | B4Y5 | ThinkSystem 2.5" SS530 800GB Performance SAS 12Gb Hot Swap SSD | 2299
7X12CTOLWW | B4Y7 | ThinkSystem 2.5" SS530 3.2TB Performance SAS 12Gb Hot Swap SSD | 7859
7X12CTOLWW | B528 | Intel Optane DC Persistent Memory - Memory Mode only | 0
7X12CTOLWW | B529 | Intel Optane DC Persistent Memory - App Direct Mode only | 0
7X12CTOLWW | B52A | Intel Optane DC Persistent Memory - Mixed Memory Mode | 0
7X12CTOLWW | B587 | ThinkSystem 128GB TruDDR4 2933MHz (4Rx4 1.2V) 3DS RDIMM | 3399
7X12CTOLWW | B58F | ThinkSystem U.2 Intel P4510 1.0TB Entry NVMe PCIe3.0 x4 Hot Swap SSD | 539
7X12CTOLWW | B58G | ThinkSystem U.2 Intel P4510 2.0TB Entry NVMe PCIe3.0 x4 Hot Swap SSD | 1459
7X12CTOLWW | B59Z | FBU02 SuperCap | 149
7X12CTOLWW | B5KD | High Efficiency 2000W Power Supply for SR950 (200-240VAC only) | 699
7X12CTOLWW | B5KE | SR950 Main I/O Planar v2 | 1400
7X12CTOLWW | B5N6 | ThinkSystem 16GB TruDDR4 Performance+ 2933MHz (2Rx8 1.2V) RDIMM | 729
7X12CTOLWW | B5N7 | ThinkSystem 32GB TruDDR4 Performance+ 2933MHz (2Rx4 1.2V) RDIMM | 1379
7X12CTOLWW | B5N8 | ThinkSystem 64GB TruDDR4 Performance+ 2933MHz (2Rx4 1.2V) RDIMM | 2879
7X12CTOLWW | B5N9 | ThinkSystem 128GB TruDDR4 Performance+ 2933MHz (4Rx4 1.2V) 3DS RDIMM | 5499
7X12CTOLWW | B5NA | ThinkSystem 256GB TruDDR4 Performance+ 2933MHz (8Rx4 1.2V) 3DS RDIMM | 12999
7X12CTOLWW | B5RY | Intel Xeon Gold 6230N 20C 125W 2.3GHz Processor | 3239
7X12CTOLWW | B5RZ | Intel Xeon Platinum 8253 16C 125W 2.2GHz Processor | 5299
7X12CTOLWW | B5S1 | Intel Xeon Gold 5222 4C 105W 3.8GHz Processor | 1999
7X12CTOLWW | B5S2 | Intel Xeon Platinum 8256 4C 105W 3.8GHz Processor | 12099
7X12CTOLWW | B5SX | ThinkSystem Emulex LPe35000 32Gb 1-port PCIe Fibre Channel Adapter | 1739
7X12CTOLWW | B5SY | ThinkSystem Emulex LPe35002 32Gb 2-port PCIe Fibre Channel Adapter | 2599
7X12CTOLWW | B5T0 | ThinkSystem Broadcom 57414 10/25GbE SFP28 2-port PCIe Ethernet Adapter | 389
7X12CTOLWW | B5XZ | ThinkSystem Mellanox Innova-2 ConnectX-5 FPGA 25GbE 2-port Adapter | 5379
7X12CTOLWW | B68K | 30m Mellanox HDR IB to 2x HDR100 Splitter Optical QSFP56 Cable | 3499
7X12CTOLWW | B68L | 2m Mellanox HDR IB to 2x HDR100 Splitter Passive Copper QSFP56 Cable | 499
7X12CTOLWW | B68M | 100m Mellanox HDR IB Optical QSFP56 Cable | 5099
7X12CTOLWW | B68N | 50m Mellanox HDR IB Optical QSFP56 Cable | 3699
7X12CTOLWW | B68P | 30m Mellanox HDR IB Optical QSFP56 Cable | 2399
7X12CTOLWW | B6BS | Intel Xeon Gold 5218B 16C 125W 2.3GHz Processor | 2019
7X12CTOLWW | B6CJ | Intel Xeon Gold 6238 22C 140W 2.1GHz Processor | 4799
7X12CTOLWW | B6CK | Intel Xeon Gold 6234 8C 130W 3.3GHz Processor | 3999
7X12CTOLWW | B6CL | Intel Xeon Gold 6226 12C 125W 2.7GHz Processor | 3299
7X12CTOLWW | B6CP | Intel Xeon Gold 6230T 20C 125W 2.1GHz Processor | 3599
7X12CTOLWW | B6CQ | Intel Xeon Gold 5220T 18C 105W 1.9GHz Processor | 3199
7X12CTOLWW | B6CR | Intel Xeon Gold 6238L 22C 140W 2.1GHz Processor | 14599
7X12CTOLWW | B6CS | Intel Xeon Gold 6240L 18C 150W 2.6GHz Processor | 14299
7X12CTOLWW | B6CT | Intel Xeon Gold 6252N 24C 150W 2.3GHz Processor | 7699
7X12CTOLWW | B6CU | Intel Xeon Gold 6262V 24C 135W 1.9GHz Processor | 5399
7X12CTOLWW | B6CV | Intel Xeon Gold 6222V 20C 115W 1.8GHz Processor | 2999
7X12CTOLWW | B6CW | Intel Xeon Gold 5220S 18C 125W 2.7GHz Processor | 3699
7X12CTOLWW | B6PD | Intel Xeon Gold 6246 12C 165W 3.3GHz Processor | 5999
7X12CTOLWW | B6U0 | VMware ESXi 6.5 U3 (factory installed) | 0
7X12CTOLWW | B6U1 | VMware ESXi 6.7 U2 (factory installed) | 0
7X12CTOLWW | B7EW | ThinkSystem 2.5" 5210 1.92TB Entry SATA 6Gb Hot Swap QLC SSD | 759
7X12CTOLWW | B7EX | ThinkSystem 2.5" 5210 3.84TB Entry SATA 6Gb Hot Swap QLC SSD | 1489
7X12CTOLWW | B7EY | ThinkSystem 2.5" 5210 7.68TB Entry SATA 6Gb Hot Swap QLC SSD | 2779
7X12CTOLWW | B87R | Mellanox CX6 Socket-Direct Adapter Cable Assemble Way | 0
7X12CTOLWW | B88T | VMware ESXi 6.7 U3 (factory installed) | 0
7X12CTOLWW | B8HP | ThinkSystem 2.5" 5300 960GB Entry SATA 6Gb Hot Swap SSD | 489
7X12CTOLWW | B8HS | ThinkSystem M.2 5300 240GB SATA 6Gbps Non-Hot Swap SSD | 359
7X12CTOLWW | B8HU | ThinkSystem 2.5" PM1645a 800GB Mainstream SAS 12Gb Hot Swap SSD | 819
7X12CTOLWW | B8HV | ThinkSystem 2.5" 5300 240GB Entry SATA 6Gb Hot Swap SSD | 359
7X12CTOLWW | B8HW | ThinkSystem HHHL PM1735 3.2TB Mainstream NVMe PCIe4.0 x8 Flash Adapter | 3179
7X12CTOLWW | B8HY | ThinkSystem 2.5" 5300 480GB Mainstream SATA 6Gb Hot Swap SSD | 429
7X12CTOLWW | B8J1 | ThinkSystem 2.5" 5300 240GB Mainstream SATA 6Gb Hot Swap SSD | 409
7X12CTOLWW | B8J2 | ThinkSystem 2.5" 5300 7.68TB Entry SATA 6Gb Hot Swap SSD | 3649
7X12CTOLWW | B8J4 | ThinkSystem 2.5" PM1645a 1.6TB Mainstream SAS 12Gb Hot Swap SSD | 1379
7X12CTOLWW | B8J5 | ThinkSystem 2.5" 5300 1.92TB Entry SATA 6Gb Hot Swap SSD | 939
7X12CTOLWW | B8J6 | ThinkSystem 2.5" 5300 960GB Mainstream SATA 6Gb Hot Swap SSD | 729
7X12CTOLWW | B8J7 | ThinkSystem 2.5" 5300 3.84TB Mainstream SATA 6Gb Hot Swap SSD | 2179
7X12CTOLWW | B8JA | ThinkSystem 2.5" PM1645a 6.4TB Mainstream SAS 12Gb Hot Swap SSD | 6049
7X12CTOLWW | B8JD | ThinkSystem 2.5" PM1645a 3.2TB Mainstream SAS 12Gb Hot Swap SSD | 2579
7X12CTOLWW | B8JE | ThinkSystem 2.5" 5300 1.92TB Mainstream SATA 6Gb Hot Swap SSD | 1279
7X12CTOLWW | B8JH | ThinkSystem HHHL PM1735 1.6TB Mainstream NVMe PCIe4.0 x8 Flash Adapter | 1799
7X12CTOLWW | B8JM | ThinkSystem 2.5" 5300 480GB Entry SATA 6Gb Hot Swap SSD | 309
7X12CTOLWW | B8JP | ThinkSystem 2.5" 5300 3.84TB Entry SATA 6Gb Hot Swap SSD | 1789
7X12CTOLWW | B8PP | ThinkSystem Mellanox ConnectX-6 Dx 100GbE QSFP56 2-port PCIe Ethernet Adapter | 1019
7X12CTOLWW | B919 | ThinkSystem M.2 5300 480GB SATA 6Gbps Non-Hot Swap SSD | 369
7X12CTOLWW | B91A | ThinkSystem 2.5" PM1643a 960GB Entry SAS 12Gb Hot Swap SSD | 819
7X12CTOLWW | B91B | ThinkSystem 2.5" PM1643a 1.92TB Entry SAS 12Gb Hot Swap SSD | 1379
7X12CTOLWW | B91C | ThinkSystem 2.5" PM1643a 3.84TB Entry SAS 12Gb Hot Swap SSD | 2579
7X12CTOLWW | B91D | ThinkSystem 2.5" PM1643a 7.68TB Entry SAS 12Gb Hot Swap SSD | 5019
7X12CTOLWW | B96M | ThinkSystem HHHL PM1735 6.4TB Mainstream NVMe PCIe4.0 x4 Flash Adapter | 5579
7X12CTOLWW | B96P | ThinkSystem U.3 Kioxia CM6-V 6.4TB Mainstream NVMe PCIe4.0 x4 Hot Swap SSD | 6789
7X12CTOLWW | B96T | ThinkSystem U.3 Kioxia CM6-V 3.2TB Mainstream NVMe PCIe4.0 x4 Hot Swap SSD | 3459
7X12CTOLWW | B96Z | ThinkSystem U.3 Kioxia CM6-V 1.6TB Mainstream NVMe PCIe4.0 x4 Hot Swap SSD | 1919
7X12CTOLWW | B9AC | ThinkSystem 2.5" 5210 960GB Entry SATA 6Gb Hot Swap QLC SSD | 419
7X12CTOLWW | BB0P | Intel Transparent Supply Chain. Lenovo has paired our industry leading supply chain with Intel's innovative Transparent Supply Chain program to add a layer of protection to your data center and bring peace of mind that the server hardware you bring into ... | 0
7X12CTOLWW | BBZG | VMware ESXi 7.0 (Factory Installed) | 2
7X12CTOLWW | BC4R | ThinkSystem 2.5" PM1643a 15.36TB Entry SAS 12Gb Hot Swap SSD | 10029
7X12CTOLWW | BCFR | ThinkSystem U.2 Intel P5600 3.2TB Mainstream NVMe PCIe 4.0 x4 Hot Swap SSD | 3829
7X12CTOLWW | BCFS | ThinkSystem U.2 Intel P5600 6.4TB Mainstream NVMe PCIe 4.0 x4 Hot Swap SSD | 7639
7X12CTOLWW | BCFT | ThinkSystem U.2 Intel P5500 1.92TB Entry NVMe PCIe 4.0 x4 Hot Swap SSD | 1479
7X12CTOLWW | BCFU | ThinkSystem U.2 Intel P5500 7.68TB Entry NVMe PCIe 4.0 x4 Hot Swap SSD | 5359
7X12CTOLWW | BCFV | ThinkSystem U.2 Intel P5600 1.6TB Mainstream NVMe PCIe 4.0 x4 Hot Swap SSD | 1919
7X12CTOLWW | BCFW | ThinkSystem U.2 Intel P5500 3.84TB Entry NVMe PCIe 4.0 x4 Hot Swap SSD | 2689
7X12CTOLWW | BCGJ | ThinkSystem HHHL Kioxia CM5-V 1.6TB Mainstream NVMe PCIe3.0 x4 Flash Adapter | 2279
7X12CTOLWW | BCGK | ThinkSystem HHHL Kioxia CM5-V 3.2TB Mainstream NVMe PCIe3.0 x4 Flash Adapter | 4129
7X12CTOLWW | BCGL | ThinkSystem HHHL Kioxia CM5-V 6.4TB Mainstream NVMe PCIe3.0 x4 Flash Adapter | 7879
7X12CTOLWW | BCTC | ThinkSystem 2.5" Multi Vendor 240GB Entry SATA 6Gb Hot Swap SSD | 219
7X12CTOLWW | BCTD | ThinkSystem 2.5" Multi Vendor 480GB Entry SATA 6Gb Hot Swap SSD | 219
7X12CTOLWW | BCTE | ThinkSystem 2.5" Multi Vendor 960GB Entry SATA 6Gb Hot Swap SSD | 659
7X12CTOLWW | BCTF | ThinkSystem 2.5" Multi Vendor 1.92TB Entry SATA 6Gb Hot Swap SSD | 1289
7X12CTOLWW | BCTG | ThinkSystem 2.5" Multi Vendor 3.84TB Entry SATA 6Gb Hot Swap SSD | 1259
7X12CTOLWW | BE03 | ThinkSystem U.3 Kioxia CM6-V 800GB Mainstream NVMe PCIe 4.0 x4 Hot Swap SSD | 1439
7X12CTOLWW | BE4U | ThinkSystem Mellanox ConnectX-6 Lx 10/25GbE SFP28 2-Port PCIe Ethernet Adapter | 409
7X12CTOLWW | BE5E | VMware ESXi 7.0 U1 (Factory Installed) | 0
7X12CTOLWW | BF6W | Lenovo 1m Passive 200G QSFP56 Ethernet DAC Cable | 339
7X12CTOLWW | BF92 | Lenovo 3m Passive 200G QSFP56 Ethernet DAC Cable | 549
7X12CTOLWW | BFYB | Operating mode selection for: "Maximum Performance Mode" | 0
7X12CTOLWW | BFYC | Operating mode selection for: "Minimal Power Mode" | 0
7X12CTOLWW | BFYD | Operating mode selection for: "Efficiency Favoring Power Savings Mode" | 0
7X12CTOLWW | BFYE | Operating mode selection for: "Efficiency - Favoring Performance Mode" | 0
7X12CTOLWW | BFZZ | ThinkSystem 2.5" Nytro 3732 800GB Performance SAS 12Gb Hot Swap SSD SED | 1669
7X12CTOLWW | BG04 | ThinkSystem 2.5" Nytro 3732 3.2TB Performance SAS 12Gb Hot Swap SSD | 6259
7X12CTOLWW | BG05 | ThinkSystem 2.5" Nytro 3732 1.6TB Performance SAS 12Gb Hot Swap SSD | 3259
7X12CTOLWW | BG06 | ThinkSystem 2.5" Nytro 3732 800GB Performance SAS 12Gb Hot Swap SSD | 1669
7X12CTOLWW | BG07 | ThinkSystem 2.5" Nytro 3732 400GB Performance SAS 12Gb Hot Swap SSD | 1029
7X12CTOLWW | BHE2 | ThinkSystem Solarflare X2522-Plus 10/25GbE SFP28 2-Port PCIe Ethernet Adapter | 3489
7X12CTOLWW | BHSR | VMware ESXi 7.0 U2 (Factory Installed) | 0
7X12CTOLWW | BHSS | MI for PXE with RJ45 Network port | 0
7X13CTO1WW | 64 | QLogic 10Gb SFP+ SR Optical Transceiver | 909
7X13CTO1WW | 69 | Brocade 10Gb SFP+ SR Optical Transceiver | 909
7X13CTO1WW | 747 | UID Asset Tag Label | 20
7X13CTO1WW | 2302 | RAID Configuration | 149
7X13CTO1WW | 2305 | Integration 1U Component | 59
7X13CTO1WW | 2306 | Integration >1U Component | 125
7X13CTO1WW | 2321 | Custom MFG SVCS Fee - Small Increment | 3
7X13CTO1WW | 2400 | Primary Array 12 HDDs | 0
7X13CTO1WW | 2405 | Secondary Array 9 HDDs | 0
7X13CTO1WW | 2406 | Secondary Array 10 HDDs | 0
7X13CTO1WW | 2407 | Secondary Array 11 HDDs | 0
7X13CTO1WW | 2408 | Secondary Array 12 HDDs | 0
7X13CTO1WW | 3271 | No RAID - Secondary Array set up by customer | 0
7X13CTO1WW | 3742 | 3m Console Switch Cable (USB) | 19
7X13CTO1WW | 3760 | 1.8m Black Cat5e Cable | 17
7X13CTO1WW | 3761 | 3m Black Cat5e Cable | 19
7X13CTO1WW | 3762 | 10m Black Cat5e Cable | 29
7X13CTO1WW | 3791 | 0.6m Yellow Cat5e Cable | 24
7X13CTO1WW | 3792 | 1.5m Yellow Cat5e Cable | 24
7X13CTO1WW | 3793 | 3m Yellow Cat5e Cable | 25
7X13CTO1WW | 3794 | 10m Yellow Cat5e Cable | 34
7X13CTO1WW | 3795 | 25m Yellow Cat5e Cable | 69
7X13CTO1WW | 3796 | 0.6m Green Cat5e Cable | 16
7X13CTO1WW | 3797 | 1.5m Green Cat5e Cable | 17
7X13CTO1WW | 3798 | 3m Green Cat5e Cable | 19
7X13CTO1WW | 3799 | 10m Green Cat5e Cable | 29
7X13CTO1WW | 3800 | 25m Green Cat5e Cable | 69
7X13CTO1WW | 3801 | 0.6m Blue Cat5e Cable | 24
7X13CTO1WW | 3802 | 1.5m Blue Cat5e Cable | 14
7X13CTO1WW | 3803 | 3m Blue Cat5e Cable | 25
7X13CTO1WW | 3804 | 10m Blue Cat5e Cable | 34
7X13CTO1WW | 3805 | 25m Blue Cat5e Cable | 69
7X13CTO1WW | 5053 | SFP+ SR Transceiver | 699
7X13CTO1WW | 5340 | Serial Conversion Option (SCO) | 249
7X13CTO1WW | 5341 | Virtual Media Conversion Option Gen2 (VCO2) | 129
7X13CTO1WW | 5977 | Select Storage devices - no configured RAID required | 0
7X13CTO1WW | 6124 | SOFS Solution Code MFG Instruction | 0
7X13CTO1WW | 6125 | SAP-BWA Solution Code MFG Instruction | 0
7X13CTO1WW | 6127 | GMAS Solution Code MFG Instruction | 0
7X13CTO1WW | 6128 | IBW-SSD Solution Code MFG Instruction | 0
7X13CTO1WW | 6129 | Cloudburst Solution Code MFG Instruction | 0
7X13CTO1WW | 6130 | SoNAS Solution Code MFG Instruction | 0
7X13CTO1WW | 6135 | Unique SBB for AC2/MC2 models | 0
7X13CTO1WW | 6201 | 1.5m, 10A/100-250V, C13 to IEC 320-C14 Rack Power Cable | 19
7X13CTO1WW | 6204 | 2.8m, 10A/100-250V, C13 to IEC 320-C20 Rack Power Cable | 19
7X13CTO1WW | 6218 | 2.8m, 10A/250V, C13 to SI 32 (Israel) Line Cord | 15
7X13CTO1WW | 6263 | 4.3m, 10A/100-250V, C13 to IEC 320-C14 Rack Power Cable | 19
7X13CTO1WW | 6311 | 2.8m, 10A/100-250V, C13 to IEC 320-C14 Rack Power Cable | 9
7X13CTO1WW | 6373 | 4.3m, 10A/250V, C13 to NEMA 6-15P (US) Line Cord | 15
7X13CTO1WW | 6400 | 2.8m, 13A/100-250V, C13 to C14 Jumper Cord | 9
7X13CTO1WW | 6401 | 2.8m, 13A/120V, C13 to NEMA 5-15P (US) Line Cord | 29
7X13CTO1WW | 6570 | 2.0m, 13A/100-250V, C13 to C14 Jumper Cord | 19
7X13CTO1WW | 6583 | 4.3m, 13A/100-250V, C13 to C14 Rack Power Cable | 19
7X13CTO1WW | 7008 | Primary Array 2 HDDs | 0
7X13CTO1WW | 7009 | Primary Array 3 HDDs | 0
7X13CTO1WW | 7010 | Primary Array 4 HDDs | 0
7X13CTO1WW | 7011 | Primary Array 5 HDDs | 0
7X13CTO1WW | 7012 | Primary Array 6 HDDs | 0
7X13CTO1WW | 7013 | Primary Array 7 HDDs | 0
7X13CTO1WW | 7014 | Primary Array 8 HDDs | 0
7X13CTO1WW | 7015 | Secondary Array 2 HDDs | 0
7X13CTO1WW | 7016 | Secondary Array 3 HDDs | 0
7X13CTO1WW | 7017 | Secondary Array 4 HDDs | 0
7X13CTO1WW | 7018 | System x iDataPlex Solution | 0
7X13CTO1WW | 7057 | Secondary Array 5 HDDs | 0
7X13CTO1WW | 7058 | Secondary Array 6 HDDs | 0
7X13CTO1WW | 7059 | Secondary Array 7 HDDs | 0
7X13CTO1WW | 7060 | Secondary Array 8 HDDs | 0
7X13CTO1WW | 7664 | Primary Array 9 HDDs | 0
7X13CTO1WW | 7831 | Customer Solution Center Services | 0
7X13CTO1WW | 7929 | e1350 Special Bid Solution Component | 0
7X13CTO1WW | 8034 | LeSI Solution Component | 0
7X13CTO1WW | 8067 | TAA Compliant Order | 0
7X13CTO1WW | 8072 | General Racking Solution | 0
7X13CTO1WW | 8086 | No Publications Selected | 0
7X13CTO1WW | 8971 | Integrate in manufacturing | 0
7X13CTO1WW | 8972 | Ship Uninstalled (Safety) | 0
7X13CTO1WW | 9016 | Memory Sparing | 0
7X13CTO1WW | 9017 | Enable Memory Mirroring | 0
7X13CTO1WW | 9714 | Primary Array 10 HDDs | 0
7X13CTO1WW | 9715 | Primary Array 11 HDDs | 0
7X13CTO1WW | A102 | Advanced Grouping | 0
7X13CTO1WW | A103 | System x Cluster Upgrade | 0
7X13CTO1WW | A193 | Integrated Solutions | 0
7X13CTO1WW | A1DL | 1m QSFP+ DAC Break Out Cable | 319
7X13CTO1WW | A1DM | 3m QSFP+ DAC Break Out Cable | 419
7X13CTO1WW | A1DN | 5m QSFP+ DAC Break Out Cable | 529
7X13CTO1WW | A1DP | 1m QSFP to QSFP+ Cable | 269
7X13CTO1WW | A1DQ | 3m QSFP+ to QSFP+ Cable | 329
7X13CTO1WW | A1MS | 10m Cat6 Yellow Cable | 49
7X13CTO1WW | A1MT | 10m Green Cat6 Cable | 49
7X13CTO1WW | A1MU | 10m Cat6 Blue Cable | 49
7X13CTO1WW | A1MV | 25m Cat6 Yellow Cable | 105
7X13CTO1WW | A1MW | 25m Green Cat6 Cable | 105
7X13CTO1WW | A1MX | 25m Cat6 Blue Cable | 105
7X13CTO1WW | A1NN | High Performance Analytics Appliance | 0
7X13CTO1WW | A1PH | 1m Passive DAC SFP+ Cable | 69
7X13CTO1WW | A1PJ | 3m Passive DAC SFP+ Cable | 89
7X13CTO1WW | A1PK | 5m Passive DAC SFP+ Cable | 159
7X13CTO1WW | A1RF | 2.8m, 10A/250V, C13 to NEMA 6-15P Line Cord | 15
7X13CTO1WW | A2K6 | Primary Array - RAID 0 | 0
7X13CTO1WW | A2K7 | Primary Array - RAID 1 | 0
7X13CTO1WW | A2K9 | Primary Array - RAID 5 | 0
7X13CTO1WW | A2KA | Primary Array - RAID 6 | 0
7X13CTO1WW | A2KB | Primary Array - RAID 10 | 0
7X13CTO1WW | A2KD | Primary Array - RAID 50 | 0
7X13CTO1WW | A2KE | Primary Array - RAID 60 | 0
7X13CTO1WW | A2KF | Secondary Array - RAID 0 | 0
7X13CTO1WW | A2KG | Secondary Array - RAID 1 | 0
7X13CTO1WW | A2KJ | Secondary Array - RAID 5 | 0
7X13CTO1WW | A2KK | Secondary Array - RAID 6 | 0
7X13CTO1WW | A2KL | Secondary Array - RAID 10 | 0
7X13CTO1WW | A2KN | Secondary Array - RAID 50 | 0
7X13CTO1WW | A2KP | Secondary Array - RAID 60 | 0
7X13CTO1WW | A2X8 | 5m QSFP+ to QSFP+ Cable | 379
7X13CTO1WW | A2X9 | 7m QSFP+ to QSFP+ Cable | 429
7X13CTO1WW | A3RG | 0.5m Passive DAC SFP+ Cable | 79
7X13CTO1WW | A3RH | 7m Passive DAC SFP+ Cable | 179
7X13CTO1WW | A4AA | Rail Kit | 49
7X13CTO1WW | A4EY | No x Network Adapter | 0
7X13CTO1WW | A4VP | 1.0m, 10A/100-250V, C13 to IEC 320-C14 Rack Power Cable | 19
7X13CTO1WW | A51N | 1.5m Passive DAC SFP+ Cable | 89
7X13CTO1WW | A51P | 2m Passive DAC SFP+ Cable | 89
7X13CTO1WW | A5DL | SFP 1000Base-T (RJ-45) Transceiver | 89
7X13CTO1WW | A5U1 | SKLM for System x w/SEDs - FoD per Install w/1Yr S&S | 199
7X13CTO1WW | A5UA | Lenovo 1m MPO-4xLC OM3 MMF Breakout Cable | 279
7X13CTO1WW | A5UB | Lenovo 3m MPO-4xLC OM3 MMF Breakout Cable | 329
7X13CTO1WW | A5UC | Lenovo 5m MPO-4xLC OM3 MMF Breakout Cable | 379
7X13CTO1WW | ARZA | 0.5m Mellanox QSFP Passive DAC Cable | 139
7X13CTO1WW | ARZB | 0.75m Mellanox QSFP Passive DAC Cable | 149
7X13CTO1WW | ARZC | 1m Mellanox QSFP Passive DAC Cable | 159
7X13CTO1WW | ARZD | 1.25m Mellanox QSFP Passive DAC Cable | 169
7X13CTO1WW | ARZE | 1.5m Mellanox QSFP Passive DAC Cable | 169
7X13CTO1WW | ARZF | 3m Mellanox QSFP Passive DAC Cable | 189
7X13CTO1WW | ARZG | 3m Mellanox QSFP Passive DAC Hybrid Cable | 189
7X13CTO1WW | AS6C | SKLM for System x w/SEDs - FoD per Install w/3Yr S&S | 299
7X13CTO1WW | ASQT | 0.5m Mellanox EDR IB Passive Copper QSFP28 Cable | 229
7X13CTO1WW | ASQV | 1m Mellanox EDR IB Passive Copper QSFP28 Cable | 249
7X13CTO1WW | ASQY | 2m Mellanox EDR IB Passive Copper QSFP28 Cable | 289
7X13CTO1WW | ASR0 | 10m Mellanox EDR IB Optical QSFP28 Cable | 1419
7X13CTO1WW | ASR5 | Lenovo 0.5m LC-LC OM3 MMF Cable | 24
7X13CTO1WW | ASR6 | Lenovo 1m LC-LC OM3 MMF Cable | 24
7X13CTO1WW | ASR7 | Lenovo 3m LC-LC OM3 MMF Cable | 24
7X13CTO1WW | ASR8 | Lenovo 5m LC-LC OM3 MMF Cable | 29
7X13CTO1WW | ASR9 | Lenovo 10m LC-LC OM3 MMF Cable | 39
7X13CTO1WW | ASRA | Lenovo 15m LC-LC OM3 MMF Cable | 45
7X13CTO1WW | ASRB | Lenovo 25m LC-LC OM3 MMF Cable | 54
7X13CTO1WW | ASRC | Lenovo 30m LC-LC OM3 MMF Cable | 64
7X13CTO1WW | AT2R | Lenovo 1m Active DAC SFP+ Cables | 129
7X13CTO1WW | AT2S | Lenovo 3m Active DAC SFP+ Cables | 139
7X13CTO1WW | AT2T | Lenovo 5m Active DAC SFP+ Cables | 159
7X13CTO1WW | AT7S | Emulex VFA5.2 2x10 GbE SFP+ PCIe Adapter | 449
7X13CTO1WW | AT7T | Emulex VFA5.2 2x10 GbE SFP+ Adapter and FCoE/iSCSI SW | 1319
7X13CTO1WW | ATPX | Intel X550-T2 Dual Port 10GBase-T Adapter | 599
7X13CTO1WW | ATRH | Intel X710-DA2 ML2 2x10GbE SFP+ Adapter | 499
7X13CTO1WW | ATRN | Mellanox ConnectX-4 Lx 1x40GbE QSFP+ Adapter | 709
7X13CTO1WW | ATRP | Mellanox ConnectX-4 2x100GbE/EDR IB QSFP28 VPI Adapter | 2059
7X13CTO1WW | ATYX | Lenovo 1m SFP+ to SFP+ Active Optical Cable | 104
7X13CTO1WW | ATYY | Lenovo 3m SFP+ to SFP+ Active Optical Cable | 99
7X13CTO1WW | ATYZ | Lenovo 5m SFP+ to SFP+ Active Optical Cable | 114
7X13CTO1WW | ATZ0 | Lenovo 7m SFP+ to SFP+ Active Optical Cable | 129
7X13CTO1WW | ATZ1 | Lenovo 15m SFP+ to SFP+ Active Optical Cable | 169
7X13CTO1WW | ATZ2 | Lenovo 20m SFP+ to SFP+ Active Optical Cable | 169
7X13CTO1WW | ATZ3 | Lenovo 3m 40G QSFP+ to QSFP+ Active Optical Cable | 489
7X13CTO1WW | ATZ4 | Lenovo 5m 40G QSFP+ to QSFP+ Active Optical Cable | 499
7X13CTO1WW | ATZ5 | Lenovo 7m 40G QSFP+ to QSFP+ Active Optical Cable | 529
7X13CTO1WW | ATZ6 | Lenovo 15m 40G QSFP+ to QSFP+ Active Optical Cable | 589
7X13CTO1WW | ATZ7 | Lenovo 20m 40G QSFP+ to QSFP+ Active Optical Cable | 629
7X13CTO1WW | ATZ8 | Lenovo 1m QSFP+ to 4xSFP+ Active Optical Cable | 709
7X13CTO1WW | ATZ9 | Lenovo 3m QSFP+ to 4xSFP+ Active Optical Cable | 729
7X13CTO1WW | ATZA | Lenovo 5m QSFP+ to 4xSFP+ Active Optical Cable | 749
7X13CTO1WW | ATZB | QLogic 16Gb Enhanced Gen5 FC Single-port HBA | 979
7X13CTO1WW | ATZC | QLogic 16Gb Enhanced Gen5 FC Dual-port HBA | 1339
7X13CTO1WW | ATZR | Mellanox ConnectX-4 Lx 10/25GbE SFP28 1-port ML2 Adapter | 479
7X13CTO1WW | ATZU | Emulex 16Gb Gen6 FC Single-port HBA | 949
7X13CTO1WW | ATZV | Emulex 16Gb Gen6 FC Dual-port HBA | 1309
7X13CTO1WW | AU0A | Intel OPA 100 Series Single-port PCIe 3.0 x8 HFA | 599
7X13CTO1WW | AU0B | Intel OPA 100 Series Single-port PCIe 3.0 x16 HFA | 1069
7X13CTO1WW | AU16 | 0.5m External MiniSAS HD 8644/MiniSAS HD 8644 Cable | 79
7X13CTO1WW | AU17 | 1m External MiniSAS HD 8644/MiniSAS HD 8644 Cable | 89
7X13CTO1WW | AU18 | 2m External MiniSAS HD 8644/MiniSAS HD 8644 Cable | 99
7X13CTO1WW | AU19 | 3m External MiniSAS HD 8644/MiniSAS HD 8644 Cable | 109
7X13CTO1WW | AU1A | 2m External MiniSAS HD 8644/2xMiniSAS HD 8644 Y-Cable | 349
7X13CTO1WW | AU7Z | Emulex VFA5.2 ML2 2x10 GbE SFP+ Adapter and FCoE/iSCSI SW | 399
7X13CTO1WW | AUAJ | Mellanox ConnectX-4 Lx 10/25GbE SFP28 2-port PCIe Ethernet Adapter | 499
7X13CTO1WW | AUK7 | TPM 2.0 and Secure Boot | 0
7X13CTO1WW | AUKF | SR950 2S to 8S Base | 3450
7X13CTO1WW | AUKG | ThinkSystem 1Gb 2-port RJ45 LOM | 79
7X13CTO1WW | AUKH | ThinkSystem 1Gb 4-port RJ45 LOM | 99
7X13CTO1WW | AUKJ | ThinkSystem 10Gb 2-port SFP+ LOM | 169
7X13CTO1WW | AUKK | ThinkSystem 10Gb 4-port SFP+ LOM | 209
7X13CTO1WW | AUKL | ThinkSystem 10Gb 2-port Base-T LOM | 259
7X13CTO1WW | AUKM | ThinkSystem 10Gb 4-port Base-T LOM | 439
7X13CTO1WW | AUKN | ThinkSystem Emulex OCe14104B-NX PCIe 10Gb 4-Port SFP+ Ethernet Adapter | 539
7X13CTO1WW | AUKP | ThinkSystem Broadcom 57416 10GBASE-T 2-Port PCIe Ethernet Adapter | 479
7X13CTO1WW | AUKQ | ThinkSystem Broadcom NX-E ML2 10Gb 2-Port Base-T Ethernet Adapter | 529
7X13CTO1WW | AUKR | ThinkSystem Mellanox ConnectX-3 Pro ML2 FDR 2-Port QSFP VPI Adapter | 1069
7X13CTO1WW | AUKS | ThinkSystem Broadcom 57412 25GbE SFP28 1-Port PCIe Ethernet Adapter | 489
7X13CTO1WW | AUKU | ThinkSystem Mellanox ConnectX-4 Lx 10/25GbE SFP28 2-Port ML2 Ethernet Adapter | 519
7X13CTO1WW | AUKW | ThinkSystem Intel I350-T4 ML2 1Gb 4-Port RJ45 Ethernet Adapter | 169
7X13CTO1WW | AUKX | ThinkSystem Intel X710-DA2 PCIe 10Gb 2-Port SFP+ Ethernet Adapter | 459
7X13CTO1WW | AUL5 | ThinkSystem SR950 Shipping Bracket | 39
7X13CTO1WW | AULV | ThinkSystem 2.5" 300GB 15K SAS 12Gb Hot Swap 512n HDD | 339
7X13CTO1WW | AULW | ThinkSystem 2.5" 600GB 15K SAS 12Gb Hot Swap 512n HDD | 469
7X13CTO1WW | AULX | ThinkSystem 2.5" 900GB 15K SAS 12Gb Hot Swap 512e HDD | 639
7X13CTO1WW | AULY | ThinkSystem 2.5" 300GB 10K SAS 12Gb Hot Swap 512n HDD | 289
7X13CTO1WW | AULZ | ThinkSystem 2.5" 600GB 10K SAS 12Gb Hot Swap 512n HDD | 319
7X13CTO1WW | AUM0 | ThinkSystem 2.5" 900GB 10K SAS 12Gb Hot Swap 512n HDD | 389
7X13CTO1WW | AUM1 | ThinkSystem 2.5" 1.2TB 10K SAS 12Gb Hot Swap 512n HDD | 389
7X13CTO1WW | AUM2 | ThinkSystem 2.5" 1.8TB 10K SAS 12Gb Hot Swap 512e HDD | 589
7X13CTO1WW | AUM4 | ThinkSystem 2.5" 300GB 10K SAS 12Gb Hot Swap 512n HDD SED | 339
7X13CTO1WW | AUM5 | ThinkSystem 2.5" 600GB 10K SAS 12Gb Hot Swap 512n HDD SED | 635
7X13CTO1WW | AUM6 | ThinkSystem 2.5" 1TB 7.2K SAS 12Gb Hot Swap 512n HDD | 469
7X13CTO1WW | AUM7 | ThinkSystem 2.5" 2TB 7.2K SAS 12Gb Hot Swap 512n HDD | 839
7X13CTO1WW | AUMJ | ThinkSystem U.2 Intel Optane P4800X 375GB Performance NVMe PCIe 3.0 x4 Hot Swap SSD | 3589
7X13CTO1WW | AUMT | SR950 Main I/O Planar | 1400
7X13CTO1WW | AUMU | ThinkSystem M.2 Enablement Kit | 39
7X13CTO1WW | AUMV | ThinkSystem M.2 with Mirroring Enablement Kit | 149
7X13CTO1WW | AUMW | Front Operator Panel with LCD Display | 99
7X13CTO1WW | AUMY | SR950/SD650v2/SD670v2 Lift Handles | 49
7X13CTO1WW | AUMZ | ThinkSystem SR950 Upper Compute Tray | 1699
7X13CTO1WW | AUN0 | ThinkSystem SR950 2-CPU, 24 DIMM Compute System Board | 1699
7X13CTO1WW | AUN1 | ThinkSystem SR950 (2) x16 PCIe Riser | 399
7X13CTO1WW | AUN2 | ThinkSystem SR950 (4) x8 PCIe Riser | 419
7X13CTO1WW | AUN3 | ThinkSystem SR950 up to (5) x16 + x16 ML2 PCIe Riser | 639
7X13CTO1WW | AUN4 | ThinkSystem SR950 (2) x8 PCIe Riser | 299
7X13CTO1WW | AUN5 | ThinkSystem 2.5" SAS/SATA/NVMe 2x2 Bay Backplane Kit | 179
7X13CTO1WW | AUN6 | ThinkSystem 2.5" SAS/SATA 2x2 Bay Backplane Kit | 109
7X13CTO1WW | AUNB | ThinkSystem 16GB TruDDR4 2666 MHz (1Rx4 1.2V) RDIMM | 289
7X13CTO1WW | AUNC | ThinkSystem 16GB TruDDR4 2666 MHz (2Rx8 1.2V) RDIMM | 319
7X13CTO1WW | AUND | ThinkSystem 32GB TruDDR4 2666 MHz (2Rx4 1.2V) RDIMM | 609
7X13CTO1WW | AUNE | ThinkSystem 64GB TruDDR4 2666 MHz (4Rx4 1.2V) LRDIMM | 1259
7X13CTO1WW | AUNF | ThinkSystem 128GB TruDDR4 2666 MHz (8Rx4 1.2V) 3DS RDIMM | 4449
7X13CTO1WW | AUNG | ThinkSystem RAID 530-8i PCIe 12Gb Adapter | 299
7X13CTO1WW | AUNJ | ThinkSystem RAID 930-8i 2GB Flash PCIe 12Gb Adapter | 1009
7X13CTO1WW | AUNK | ThinkSystem RAID 930-16i 4GB Flash PCIe 12Gb Adapter | 1529
7X13CTO1WW | AUNL | ThinkSystem 430-8i SAS/SATA 12Gb HBA | 299
7X13CTO1WW | AUNM | ThinkSystem 430-16i SAS/SATA 12Gb HBA | 589
7X13CTO1WW | AUNN | ThinkSystem 430-16e SAS/SATA 12Gb HBA | 609
7X13CTO1WW | AUNP | FBU345 SuperCap | 135
7X13CTO1WW | AUNQ | ThinkSystem RAID 930-8e 4GB Flash PCIe 12Gb Adapter | 1689
7X13CTO1WW | AUNR | ThinkSystem 430-8e SAS/SATA 12Gb HBA | 299
7X13CTO1WW | AUNS | ThinkSystem QLogic QLE2740 PCIe 32Gb 1-Port SFP+ Fibre Channel Adapter | 1739
7X13CTO1WW | AUNU | ThinkSystem QLogic QLE2742 PCIe 32Gb 2-Port SFP+ Fibre Channel Adapter | 2609
7X13CTO1WW | AUNY | SR950 2S to 4S Base | 3200
7X13CTO1WW | AUP5 | Upper HDD Bay Cage for 4S Storage Rich Config | 1970
7X13CTO1WW | AUPJ | High Efficiency 1600W Power Supply for SR950 (200-240VAC only) | 549
7X13CTO1WW | AUUE | ThinkSystem 2.5" 1TB 7.2K SATA 6Gb Hot Swap 512n HDD | 469
7X13CTO1WW | AUUJ | ThinkSystem 2.5" 2TB 7.2K SATA 6Gb Hot Swap 512e HDD | 849
7X13CTO1WW | AUUL | ThinkSystem M.2 32GB SATA 6Gbps Non-Hot Swap SSD | 109
7X13CTO1WW | AUUV | ThinkSystem M.2 128GB SATA 6Gbps Non-Hot Swap SSD | 159
7X13CTO1WW | AUVG | ThinkSystem Mellanox ConnectX-4 PCIe FDR 2-Port QSFP VPI Adapter | 1379
7X13CTO1WW | AUW5 | ThinkSystem 64GB TruDDR4 2666MHz (4Rx4, 1.2V) 3DS RDIMM | 1849
7X13CTO1WW | AUZV | ThinkSystem Broadcom 5719 1GbE RJ45 4-Port PCIe Ethernet Adapter | 159
7X13CTO1WW | AUZW | ThinkSystem I350-T4 PCIe 1Gb 4-Port RJ45 Ethernet Adapter | 379
7X13CTO1WW | AUZX | ThinkSystem Broadcom 5720 1GbE RJ45 2-Port PCIe Ethernet Adapter | 129
7X13CTO1WW | AUZY | ThinkSystem I350-T2 PCIe 1Gb 2-Port RJ45 Ethernet Adapter | 179
7X13CTO1WW | AUZZ | ThinkSystem I350-F1 PCIe 1Gb 1-Port SFP Ethernet Adapter | 379
7X13CTO1WW | AV1B | Lenovo 25GBase-SR SFP28 Transceiver | 449
7X13CTO1WW | AV1F | Lenovo 3m 25G SFP28 Active Optical Cable | 489
7X13CTO1WW | AV1G | Lenovo 5m 25G SFP28 Active Optical Cable | 489
7X13CTO1WW | AV1H | Lenovo 10m 25G SFP28 Active Optical Cable | 499
7X13CTO1WW | AV1J | Lenovo 15m 25G SFP28 Active Optical Cable | 497
7X13CTO1WW | AV1K | Lenovo 20m 25G SFP28 Active Optical Cable | 519
7X13CTO1WW | AV1R | Lenovo 3m 100G to 4x25G Breakout Active Optical Cable | 1949
7X13CTO1WW | AV1S | Lenovo 5m 100G to 4x25G Breakout Active Optical Cable | 1975
7X13CTO1WW | AV1T | Lenovo 10m 100G to 4x25G Breakout Active Optical Cable | 2035
7X13CTO1WW | AV1U | Lenovo 15m 100G to 4x25G Breakout Active Optical Cable | 2095
7X13CTO1WW | AV1V | Lenovo 20m 100G to 4x25G Breakout Active Optical Cable | 2149
7X13CTO1WW | AV1W | Lenovo 1m Passive 25G SFP28 DAC Cable | 69
7X13CTO1WW | AV1X | Lenovo 3m Passive 25G SFP28 DAC Cable | 79
7X13CTO1WW | AV1Y | Lenovo 5m Passive 25G SFP28 DAC Cable | 159
7X13CTO1WW | AV1Z | Lenovo 1m Passive 100G QSFP28 DAC Cable | 99
7X13CTO1WW | AV20 | Lenovo 3m Passive 100G QSFP28 DAC Cable | 159
7X13CTO1WW | AV21 | Lenovo 5m Passive 100G QSFP28 DAC Cable | 299
7X13CTO1WW | AV22 | Lenovo 1m 100G QSFP28 to 4x25G SFP28 Breakout DAC Cable | 179
7X13CTO1WW | AV23 | Lenovo 3m 100G QSFP28 to 4x25G SFP28 Breakout DAC Cable | 299
7X13CTO1WW | AV24 | Lenovo 5m 100G QSFP28 to 4x25G SFP28 Breakout DAC Cable | 459
7X13CTO1WW | AV2B | Lenovo 1m MPO to 4x LC Breakout OM4 MMF Cable | 149
7X13CTO1WW | AV2C | Lenovo 3m MPO to 4x LC Breakout OM4 MMF Cable | 179
7X13CTO1WW | AV2D | Lenovo 5m MPO to 4x LC Breakout OM4 MMF Cable | 239
7X13CTO1WW | AVFQ | 0.75m Green Cat5e Cable | 15
7X13CTO1WW | AVFR | 1.0m Green Cat5e Cable | 19
7X13CTO1WW | AVFS | 1.25m Green Cat5e Cable | 19
7X13CTO1WW | AVFT | 0.75m Blue Cat5e Cable | 15
7X13CTO1WW | AVFU | 1.0m Blue Cat5e Cable | 19
7X13CTO1WW | AVFV | 1.25m Blue Cat5e Cable | 19
7X13CTO1WW | AVFW | 0.75m Green Cat6 Cable | 19
7X13CTO1WW | AVFX | 1.0m Green Cat6 Cable | 19
7X13CTO1WW | AVFY | 1.25m Green Cat6 Cable | 19
7X13CTO1WW | AVFZ | 1.5m Green Cat6 Cable | 19
7X13CTO1WW | AVG0 | 3m Green Cat6 Cable | 25
7X13CTO1WW | AVNV | High Efficiency 1100W Power Supply for SR950 | 499
7X13CTO1WW | AWAU | SAP HANA SW Stack for ThinkSystem | 0
7X13CTO1WW | AX42 | Lenovo 1m 40G QSFP+ Active Optical Cable | 689
7X13CTO1WW | AX6R | Intel Xeon Gold 6140 18C 140W 2.3GHz Processor | 3819
7X13CTO1WW | AX8A | 4.3m, 13A/120V, C13 to NEMA 5-15P (US) Line Cord | 19
7X13CTO1WW | AXFS | VMware ESXi 6.0 U3 (factory installed) | 0
7X13CTO1WW | AXFT | VMware ESXi 6.5 U1 (factory installed) | 0
7X13CTO1WW | B0ML | Feature Enable TPM on MB | 0
7X13CTO1WW | B0N4 | 2.0m, 10A/100-250V, C13 to IEC 320-C14 Rack Power Cable | 29
7X13CTO1WW | B0N5 | 1.0m, 13A/100-250V, C13 to C14 Jumper Cord | 25
7X13CTO1WW | B0N6 | 1.5m, 13A/100-250V, C13 to C14 Jumper Cord | 29
7X13CTO1WW | B0RJ | 10GBASE-LR SFP+Transceiver | 350
7X13CTO1WW | B0WY | ThinkSystem Intel XXV710-DA2 10/25GbE SFP28 2-Port PCIe Ethernet Adapter | 529
7X13CTO1WW | B0YS | ThinkSystem 2.5" 2.4TB 10K SAS 12Gb Hot Swap 512e HDD | 629
7X13CTO1WW | B0YX | ThinkSystem 2.5" 1.2TB 10K SAS 12Gb Hot Swap 512n HDD SED | 749
7X13CTO1WW | B0Z0 | ThinkSystem 2.5" Intel S4500 960GB Entry SATA 6Gb Hot Swap SSD | 1219
7X13CTO1WW | B21R | ThinkSystem QLogic QL41262 10/25GbE SFP28 2-Port PCIe Ethernet Adapter | 409
7X13CTO1WW | B21W | ThinkSystem U.2 Toshiba CM5-V 800GB Mainstream NVMe PCIe 3.0 x4 Hot Swap SSD | 859
7X13CTO1WW | B21X | ThinkSystem U.2 Toshiba CM5-V 1.6TB Mainstream NVMe PCIe 3.0 x4 Hot Swap SSD | 3449
7X13CTO1WW | B21Y | ThinkSystem U.2 Toshiba CM5-V 3.2TB Mainstream NVMe PCIe 3.0 x4 Hot Swap SSD | 6999
7X13CTO1WW | B22J | 5m Intel OPA 100 Series Active Optical QSFP28 Low Power Cable | 809
7X13CTO1WW | B22K | 10m Intel OPA 100 Series Active Optical QSFP28 Low Power Cable | 829
7X13CTO1WW | B22L | 15m Intel OPA 100 Series Active Optical QSFP28 Low Power Cable | 839
7X13CTO1WW | B22M | 20m Intel OPA 100 Series Active Optical QSFP28 Low Power Cable | 849
7X13CTO1WW | B2UZ | Lenovo 1m 100G QSFP28 Active Optical Cable | 949
7X13CTO1WW | B2X4 | ThinkSystem 2.5" 5200 1.92TB Entry SATA 6Gb Hot Swap SSD | 899
7X13CTO1WW | B2X6 | ThinkSystem 2.5" 5200 7.68TB Entry SATA 6Gb Hot Swap SSD | 4999
7X13CTO1WW | B2XJ | ThinkSystem U.2 Toshiba CM5-V 6.4TB Mainstream NVMe PCIe 3.0 x4 Hot Swap SSD | 12829
7X13CTO1WW | B2ZJ | ThinkSystem U.2 Intel Optane P4800X 750GB Performance NVMe PCIe 3.0 x4 Hot Swap SSD | 7169
7X13CTO1WW | B306 | Mellanox QSA 100G to 25G Cable Adapter | 149
7X13CTO1WW | B31C | ThinkSystem Mellanox ConnectX-5 Ex 25/40GbE 2-port Low-Latency Adapter | 1979
7X13CTO1WW | B31E | ThinkSystem RAID 930-16i 8GB Flash PCIe 12Gb Adapter | 2389
7X13CTO1WW | B31G | ThinkSystem QLogic QL41134 PCIe 10Gb 4-Port Base-T Ethernet Adapter | 799
7X13CTO1WW | B34H | ThinkSystem 2.5" PM883 240GB Entry SATA 6Gb Hot Swap SSD | 219
7X13CTO1WW | B34J | ThinkSystem 2.5" PM883 480GB Entry SATA 6Gb Hot Swap SSD | 279
7X13CTO1WW | B34K | ThinkSystem 2.5" PM883 960GB Entry SATA 6Gb Hot Swap SSD | 449
7X13CTO1WW | B34L | ThinkSystem 2.5" PM883 1.92TB Entry SATA 6Gb Hot Swap SSD | 889
7X13CTO1WW | B34M | ThinkSystem 2.5" PM883 3.84TB Entry SATA 6Gb Hot Swap SSD | 1739
7X13CTO1WW | B34N | ThinkSystem U.2 PM983 1.92TB Entry NVMe PCIe 3.0 x4 Hot Swap SSD | 939
7X13CTO1WW | B34P | ThinkSystem U.2 PM983 3.84TB Entry NVMe PCIe 3.0 x4 Hot Swap SSD | 1839
7X13CTO1WW | B37G | SR950 16k rpm Chassis Fan Assembly | 35
7X13CTO1WW | B3VW | VMware ESXi 6.5 U2 (Factory Installed) | 0
7X13CTO1WW | B3VX | VMware ESXi 6.7 (Factory Installed) | 0
7X13CTO1WW | B488 | ThinkSystem 2.5" 5200 240GB Mainstream SATA 6Gb Hot Swap SSD | 469
7X13CTO1WW | B48B | ThinkSystem 2.5" 5200 1.92TB Mainstream SATA 6Gb Hot Swap SSD | 2129
7X13CTO1WW | B48C | ThinkSystem 2.5" 5200 3.84TB Mainstream SATA 6Gb Hot Swap SSD | 4869
7X13CTO1WW | B498 | ThinkSystem 2.5" Intel S4510 240GB Entry SATA 6Gb Hot Swap SSD | 149
7X13CTO1WW | B499 | ThinkSystem 2.5" Intel S4510 480GB Entry SATA 6Gb Hot Swap SSD | 309
7X13CTO1WW | B49A | ThinkSystem 2.5" Intel S4510 960GB Entry SATA 6Gb Hot Swap SSD | 529
7X13CTO1WW | B49B | ThinkSystem 2.5" Intel S4510 1.92TB Entry SATA 6Gb Hot Swap SSD | 1049
7X13CTO1WW | B49C | ThinkSystem 2.5" Intel S4510 3.84TB Entry SATA 6Gb Hot Swap SSD | 1979
7X13CTO1WW | B49L | ThinkSystem 2.5" Intel S4610 240GB Mainstream SATA 6Gb Hot Swap SSD | 399
7X13CTO1WW | B49M | ThinkSystem 2.5" Intel S4610 480GB Mainstream SATA 6Gb Hot Swap SSD | 479
7X13CTO1WW | B49N | ThinkSystem 2.5" Intel S4610 960GB Mainstream SATA 6Gb Hot Swap SSD | 699
7X13CTO1WW | B49P | ThinkSystem 2.5" Intel S4610 1.92TB Mainstream SATA 6Gb Hot Swap SSD | 1289
7X13CTO1WW | B49Q | ThinkSystem 2.5" Intel S4610 3.84TB Mainstream SATA 6Gb Hot Swap SSD | 2499
7X13CTO1WW | B4A2 | ThinkSystem 2.5" PM1645 3.2TB Mainstream SAS 12Gb Hot Swap SSD | 2579
7X13CTO1WW | B4A7 | ThinkSystem 2.5" PM1643 3.84TB Capacity SAS 12Gb Hot Swap SSD | 2579
7X13CTO1WW | B4D2 | ThinkSystem 2.5" PM883 7.68TB Entry SATA 6Gb Hot Swap SSD | 3379
7X13CTO1WW | B4D3 | ThinkSystem U.2 PM983 7.68TB Entry NVMe PCIe3.0 x4 Hot Swap SSD | 4999
7X13CTO1WW | B4H2 | ThinkSystem 16GB TruDDR4 2933MHz (2Rx8 1.2V) RDIMM | 319
7X13CTO1WW | B4H3 | ThinkSystem 32GB TruDDR4 2933MHz (2Rx4 1.2V) RDIMM | 619
7X13CTO1WW | B4H4 | ThinkSystem 64GB TruDDR4 2933MHz (2Rx4 1.2V) RDIMM | 1279
7X13CTO1WW | B4H7 | Intel Xeon Platinum 8280 28C 205W 2.7GHz Processor | 18089
7X13CTO1WW | B4H8 | Intel Xeon Platinum 8276 28C 165W 2.2GHz Processor | 15099
7X13CTO1WW | B4H9 | Intel Xeon Platinum 8270 26C 205W 2.7GHz Processor | 12739
7X13CTO1WW | B4HA | Intel Xeon Platinum 8268 24C 205W 2.9GHz Processor | 10929
7X13CTO1WW | B4HB | Intel Xeon Platinum 8260 24C 165W 2.4GHz Processor | 8159
7X13CTO1WW | B4HC | Intel Xeon Gold 6252 24C 150W 2.1GHz Processor | 5909
7X13CTO1WW | B4HD | Intel Xeon Gold 6254 18C 200W 3.1GHz Processor | 6065
7X13CTO1WW | B4HE | Intel Xeon Gold 6248 20C 150W 2.5GHz Processor | 5049
7X13CTO1WW | B4HF | Intel Xeon Gold 6244 8C 150W 3.6GHz Processor | 4699
7X13CTO1WW | B4HG | Intel Xeon Gold 6242 16C 150W 2.8GHz Processor | 4419
7X13CTO1WW | B4HH | Intel Xeon Gold 6240 18C 150W 2.6GHz Processor | 3819
7X13CTO1WW | B4HJ | Intel Xeon Gold 6230 20C 125W 2.1GHz Processor | 3099
7X13CTO1WW | B4HK | Intel Xeon Gold 5220 18C 125W 2.2GHz Processor | 2599
7X13CTO1WW | B4HL | Intel Xeon Gold 5218 16C 125W 2.3GHz Processor | 2019
7X13CTO1WW | B4HM | Intel Xeon Gold 5217 8C 115W 3.0GHz Processor | 2659
7X13CTO1WW | B4HN | Intel Xeon Gold 5215 10C 85W 2.5GHz Processor | 2019
7X13CTO1WW | B4LV | ThinkSystem 128GB TruDDR4 2666MHz (1.2V) Intel Optane DC Persistent Memory | 1089
7X13CTO1WW | B4LW | ThinkSystem 256GB TruDDR4 2666MHz (1.2V) Intel Optane DC Persistent Memory | 4689
7X13CTO1WW | B4LX | ThinkSystem 512GB TruDDR4 2666MHz (1.2V) Intel Optane DC Persistent Memory | 18319
7X13CTO1WW | B4LY | ThinkSystem 16GB TruDDR4 2933 MHz (1Rx4 1.2V) RDIMM | 289
7X13CTO1WW | B4NU | Intel Xeon Platinum 8260Y 24/20/16C 165W 2.4GHz Processor | 9799
7X13CTO1WW | B4NV | Intel Xeon Gold 6240Y 18/14/8C 150W 2.6GHz Processor | 5345
7X13CTO1WW | B4P2 | Intel Xeon Gold 6238T 22C 125W 1.9GHz Processor | 4349
7X13CTO1WW | B4P3 | Intel Xeon Gold 5218T 16C 105W 2.1GHz Processor | 2399
7X13CTO1WW | B4P5 | Intel Xeon Platinum 8280L 28C 205W 2.7GHz Processor | 29099
7X13CTO1WW | B4P6 | Intel Xeon Platinum 8276L 28C 165W 2.2GHz Processor | 26689
7X13CTO1WW | B4P7 | Intel Xeon Platinum 8260L 24C 165W 2.4GHz Processor | 19249
7X13CTO1WW | B4P9 | Intel Xeon Gold 5215L 10C 85W 2.5GHz Processor | 17019
7X13CTO1WW | B4QQ | 0.5m Mellanox HDR IB Passive Copper QSFP56 Cable | 299
7X13CTO1WW | B4QR | 1m Mellanox HDR IB Passive Copper QSFP56 Cable | 399
7X13CTO1WW | B4QS | 1.5m Mellanox HDR IB Passive Copper QSFP56 Cable | 449
7X13CTO1WW | B4QT | 2m Mellanox HDR IB Passive Copper QSFP56 Cable | 499
7X13CTO1WW | B4R1 | 1m Mellanox HDR IB to 2x HDR100 Splitter Passive Copper QSFP56 Cable | 399
7X13CTO1WW | B4R2 | 1.5m Mellanox HDR IB to 2x HDR100 Splitter Passive Copper QSFP56 Cable | 449
7X13CTO1WW | B4R4 | 3m Mellanox HDR IB to 2x HDR100 Splitter Optical QSFP56 Cable | 2799
7X13CTO1WW | B4R5 | 5m Mellanox HDR IB to 2x HDR100 Splitter Optical QSFP56 Cable | 2899
7X13CTO1WW | B4R6 | 10m Mellanox HDR IB to 2x HDR100 Splitter Optical QSFP56 Cable | 2999
7X13CTO1WW | B4R7 | 15m Mellanox HDR IB to 2x HDR100 Splitter Optical QSFP56 Cable | 3199
7X13CTO1WW | B4R8 | 20m Mellanox HDR IB to 2x HDR100 Splitter Optical QSFP56 Cable | 3299
7X13CTO1WW | B4R9 | ThinkSystem Mellanox ConnectX-6 HDR100/100GbE QSFP56 1-port PCIe VPI Adapter | 1779
7X13CTO1WW | B4RA | ThinkSystem Mellanox ConnectX-6 HDR100/100GbE QSFP56 2-port PCIe VPI Adapter | 2099
7X13CTO1WW | B4RB | ThinkSystem Mellanox HDR/200GbE 2x PCIe Aux Kit | 639
7X13CTO1WW | B4RC | ThinkSystem Mellanox ConnectX-6 HDR/200GbE QSFP56 1-port PCIe 4 VPI Adapter | 2209
7X13CTO1WW | B4RQ | ThinkSystem RAID 730-8i 2GB Flash PCIe 12Gb Adapter | 879
7X13CTO1WW | B4XA | VMware ESXi 6.7 U1 (Factory Installed) | 0
7X13CTO1WW | B4Y1 | ThinkSystem SR950 2-CPU, 24 DIMM Compute System Board v2 | 1899
7X13CTO1WW | B4Y2 | SR950 19k rpm Chassis Fan Assembly | 79
7X13CTO1WW | B4Y3 | ThinkSystem 256GB TruDDR4 2933MHz (8Rx4 1.2V) 3DS RDIMM | 9159
7X13CTO1WW | B4Y4 | ThinkSystem 2.5" SS530 400GB Performance SAS 12Gb Hot Swap SSD | 1479
7X13CTO1WW | B4Y5 | ThinkSystem 2.5" SS530 800GB Performance SAS 12Gb Hot Swap SSD | 2299
7X13CTO1WW | B4Y7 | ThinkSystem 2.5" SS530 3.2TB Performance SAS 12Gb Hot Swap SSD | 7859
7X13CTO1WW | B528 | Intel Optane DC Persistent Memory - Memory Mode only | 0
7X13CTO1WW | B529 | Intel Optane DC Persistent Memory - App Direct Mode only | 0
7X13CTO1WW | B52A | Intel Optane DC Persistent Memory - Mixed Memory Mode | 0
7X13CTO1WW | B587 | ThinkSystem 128GB TruDDR4 2933MHz (4Rx4 1.2V) 3DS RDIMM | 3399
7X13CTO1WW | B58F | ThinkSystem U.2 Intel P4510 1.0TB Entry NVMe PCIe3.0 x4 Hot Swap SSD | 539
7X13CTO1WW | B58G | ThinkSystem U.2 Intel P4510 2.0TB Entry NVMe PCIe3.0 x4 Hot Swap SSD | 1459
7X13CTO1WW | B59Z | FBU02 SuperCap | 149
7X13CTO1WW | B5KD | High Efficiency 2000W Power Supply for SR950 (200-240VAC only) | 699
7X13CTO1WW | B5KE | SR950 Main I/O Planar v2 | 1400
7X13CTO1WW | B5N6 | ThinkSystem 16GB TruDDR4 Performance+ 2933MHz (2Rx8 1.2V) RDIMM | 729
7X13CTO1WW | B5N7 | ThinkSystem 32GB TruDDR4 Performance+ 2933MHz (2Rx4 1.2V) RDIMM | 1379
7X13CTO1WW | B5N8 | ThinkSystem 64GB TruDDR4 Performance+ 2933MHz (2Rx4 1.2V) RDIMM | 2879
7X13CTO1WW | B5N9 | ThinkSystem 128GB TruDDR4 Performance+ 2933MHz (4Rx4 1.2V) 3DS RDIMM | 5499
7X13CTO1WW | B5NA | ThinkSystem 256GB TruDDR4 Performance+ 2933MHz (8Rx4 1.2V) 3DS RDIMM | 12999
7X13CTO1WW | B5RY | Intel Xeon Gold 6230N 20C 125W 2.3GHz Processor | 3239
7X13CTO1WW | B5RZ | Intel Xeon Platinum 8253 16C 125W 2.2GHz Processor | 5299
7X13CTO1WW | B5S1 | Intel Xeon Gold 5222 4C 105W 3.8GHz Processor | 1999
7X13CTO1WW | B5S2 | Intel Xeon Platinum 8256 4C 105W 3.8GHz Processor | 12099
7X13CTO1WW | B5SX | ThinkSystem Emulex LPe35000 32Gb 1-port PCIe Fibre Channel Adapter | 1739
7X13CTO1WW | B5SY | ThinkSystem Emulex LPe35002 32Gb 2-port PCIe Fibre Channel Adapter | 2599
7X13CTO1WW | B5T0 | ThinkSystem Broadcom 57414 10/25GbE SFP28 2-port PCIe Ethernet Adapter | 389
7X13CTO1WW | B5XZ | ThinkSystem Mellanox Innova-2 ConnectX-5 FPGA 25GbE 2-port Adapter | 5379
7X13CTO1WW | B68K | 30m Mellanox HDR IB to 2x HDR100 Splitter Optical QSFP56 Cable | 3499
7X13CTO1WW | B68L | 2m Mellanox HDR IB to 2x HDR100 Splitter Passive Copper QSFP56 Cable | 499
7X13CTO1WW | B6BS | Intel Xeon Gold 5218B 16C 125W 2.3GHz Processor | 2019
7X13CTO1WW | B6CJ | Intel Xeon Gold 6238 22C 140W 2.1GHz Processor | 4799
7X13CTO1WW | B6CK | Intel Xeon Gold 6234 8C 130W 3.3GHz Processor | 3999
7X13CTO1WW | B6CL | Intel Xeon Gold 6226 12C 125W 2.7GHz Processor | 3299
7X13CTO1WW | B6CP | Intel Xeon Gold 6230T 20C 125W 2.1GHz Processor | 3599
7X13CTO1WW | B6CQ | Intel Xeon Gold 5220T 18C 105W 1.9GHz Processor | 3199
7X13CTO1WW | B6CR | Intel Xeon Gold 6238L 22C 140W 2.1GHz Processor | 14599
7X13CTO1WW | B6CS | Intel Xeon Gold 6240L 18C 150W 2.6GHz Processor | 14299
7X13CTO1WW | B6CT | Intel Xeon Gold 6252N 24C 150W 2.3GHz Processor | 7699
7X13CTO1WW | B6CU | Intel Xeon Gold 6262V 24C 135W 1.9GHz Processor | 5399
7X13CTO1WW | B6CV | Intel Xeon Gold 6222V 20C 115W 1.8GHz Processor | 2999
7X13CTO1WW | B6CW | Intel Xeon Gold 5220S 18C 125W 2.7GHz Processor | 3699
7X13CTO1WW | B6PD | Intel Xeon Gold 6246 12C 165W 3.3GHz Processor | 5999
7X13CTO1WW | B6U0 | VMware ESXi 6.5 U3 (factory installed) | 0
7X13CTO1WW | B6U1 | VMware ESXi 6.7 U2 (factory installed) | 0
7X13CTO1WW | B7EW | ThinkSystem 2.5" 5210 1.92TB Entry SATA 6Gb Hot Swap QLC SSD | 759
7X13CTO1WW | B7EX | ThinkSystem 2.5" 5210 3.84TB Entry SATA 6Gb Hot Swap QLC SSD | 1489
7X13CTO1WW | B7EY | ThinkSystem 2.5" 5210 7.68TB Entry SATA 6Gb Hot Swap QLC SSD | 2779
7X13CTO1WW | B87R | Mellanox CX6 Socket-Direct Adapter Cable Assemble Way | 0
7X13CTO1WW | B88T | VMware ESXi 6.7 U3 (factory installed) | 0
7X13CTO1WW | B8HP | ThinkSystem 2.5" 5300 960GB Entry SATA 6Gb Hot Swap SSD | 489
7X13CTO1WW | B8HS | ThinkSystem M.2 5300 240GB SATA 6Gbps Non-Hot Swap SSD | 359
7X13CTO1WW | B8HU | ThinkSystem 2.5" PM1645a 800GB Mainstream SAS 12Gb Hot Swap SSD | 819
7X13CTO1WW | B8HV | ThinkSystem 2.5" 5300 240GB Entry SATA 6Gb Hot Swap SSD | 359
7X13CTO1WW | B8HW | ThinkSystem HHHL PM1735 3.2TB Mainstream NVMe PCIe4.0 x8 Flash Adapter | 3179
7X13CTO1WW | B8HY | ThinkSystem 2.5" 5300 480GB Mainstream SATA 6Gb Hot Swap SSD | 429
7X13CTO1WW | B8J1 | ThinkSystem 2.5" 5300 240GB Mainstream SATA 6Gb Hot Swap SSD | 409
7X13CTO1WW | B8J2 | ThinkSystem 2.5" 5300 7.68TB Entry SATA 6Gb Hot Swap SSD | 3649
7X13CTO1WW | B8J4 | ThinkSystem 2.5" PM1645a 1.6TB Mainstream SAS 12Gb Hot Swap SSD | 1379
7X13CTO1WW | B8J5 | ThinkSystem 2.5" 5300 1.92TB Entry SATA 6Gb Hot Swap SSD | 939
7X13CTO1WW | B8J6 | ThinkSystem 2.5" 5300 960GB Mainstream SATA 6Gb Hot Swap SSD | 729
7X13CTO1WW | B8J7 | ThinkSystem 2.5" 5300 3.84TB Mainstream SATA 6Gb Hot Swap SSD | 2179
7X13CTO1WW | B8JA | ThinkSystem 2.5" PM1645a 6.4TB Mainstream SAS 12Gb Hot Swap SSD | 6049
7X13CTO1WW | B8JD | ThinkSystem 2.5" PM1645a 3.2TB Mainstream SAS 12Gb Hot Swap SSD | 2579
7X13CTO1WW | B8JE | ThinkSystem 2.5" 5300 1.92TB Mainstream SATA 6Gb Hot Swap SSD | 1279
7X13CTO1WW | B8JH | ThinkSystem HHHL PM1735 1.6TB Mainstream NVMe PCIe4.0 x8 Flash Adapter | 1799
7X13CTO1WW | B8JM | ThinkSystem 2.5" 5300 480GB Entry SATA 6Gb Hot Swap SSD | 309
7X13CTO1WW | B8JP | ThinkSystem 2.5" 5300 3.84TB Entry SATA 6Gb Hot Swap SSD | 1789
7X13CTO1WW | B8PP | ThinkSystem Mellanox ConnectX-6 Dx 100GbE QSFP56 2-port PCIe Ethernet Adapter | 1019
7X13CTO1WW | B919 | ThinkSystem M.2 5300 480GB SATA 6Gbps Non-Hot Swap SSD | 369
7X13CTO1WW | B91A | ThinkSystem 2.5" PM1643a 960GB Entry SAS 12Gb Hot Swap SSD | 819
7X13CTO1WW | B91B | ThinkSystem 2.5" PM1643a 1.92TB Entry SAS 12Gb Hot Swap SSD | 1379
7X13CTO1WW | B91C | ThinkSystem 2.5" PM1643a 3.84TB Entry SAS 12Gb Hot Swap SSD | 2579
7X13CTO1WW | B91D | ThinkSystem 2.5" PM1643a 7.68TB Entry SAS 12Gb Hot Swap SSD | 5019
7X13CTO1WW | B96M | ThinkSystem HHHL PM1735 6.4TB Mainstream NVMe PCIe4.0 x4 Flash Adapter | 5579
7X13CTO1WW | B96P | ThinkSystem U.3 Kioxia CM6-V 6.4TB Mainstream NVMe PCIe4.0 x4 Hot Swap SSD | 6789
7X13CTO1WW | B96T | ThinkSystem U.3 Kioxia CM6-V 3.2TB Mainstream NVMe PCIe4.0 x4 Hot Swap SSD | 3459
7X13CTO1WW | B96Z | ThinkSystem U.3 Kioxia CM6-V 1.6TB Mainstream NVMe PCIe4.0 x4 Hot Swap SSD | 1919
7X13CTO1WW | B9AC | ThinkSystem 2.5" 5210 960GB Entry SATA 6Gb Hot Swap QLC SSD | 419
7X13CTO1WW | BB0P | Intel Transparent Supply Chain. Lenovo has paired our industry leading supply chain with Intel's innovative Transparent Supply Chain program to add a layer of protection to your data center and bring peace of mind that the server hardware you bring into ... | 0
7X13CTO1WW | BBZG | VMware ESXi 7.0 (Factory Installed) | 2
7X13CTO1WW | BC4R | ThinkSystem 2.5" PM1643a 15.36TB Entry SAS 12Gb Hot Swap SSD | 10029
7X13CTO1WW | BCFR | ThinkSystem U.2 Intel P5600 3.2TB Mainstream NVMe PCIe 4.0 x4 Hot Swap SSD | 3829
7X13CTO1WW | BCFS | ThinkSystem U.2 Intel P5600 6.4TB Mainstream NVMe PCIe 4.0 x4 Hot Swap SSD | 7639
7X13CTO1WW | BCFT | ThinkSystem U.2 Intel P5500 1.92TB Entry NVMe PCIe 4.0 x4 Hot Swap SSD | 1479
7X13CTO1WW | BCFU | ThinkSystem U.2 Intel P5500 7.68TB Entry NVMe PCIe 4.0 x4 Hot Swap SSD | 5359
7X13CTO1WW | BCFV | ThinkSystem U.2 Intel P5600 1.6TB Mainstream NVMe PCIe 4.0 x4 Hot Swap SSD | 1919
7X13CTO1WW | BCFW | ThinkSystem U.2 Intel P5500 3.84TB Entry NVMe PCIe 4.0 x4 Hot Swap SSD | 2689
7X13CTO1WW | BCGJ | ThinkSystem HHHL Kioxia CM5-V 1.6TB Mainstream NVMe PCIe3.0 x4 Flash Adapter | 2279
7X13CTO1WW | BCGK | ThinkSystem HHHL Kioxia CM5-V 3.2TB Mainstream NVMe PCIe3.0 x4 Flash Adapter | 4129
7X13CTO1WW | BCGL | ThinkSystem HHHL Kioxia CM5-V 6.4TB Mainstream NVMe PCIe3.0 x4 Flash Adapter | 7879
7X13CTO1WW | BCTC | ThinkSystem 2.5" Multi Vendor 240GB Entry SATA 6Gb Hot Swap SSD | 219
7X13CTO1WW | BCTD | ThinkSystem 2.5" Multi Vendor 480GB Entry SATA 6Gb Hot Swap SSD | 219
7X13CTO1WW | BCTE | ThinkSystem 2.5" Multi Vendor 960GB Entry SATA 6Gb Hot Swap SSD | 659
7X13CTO1WW | BCTF | ThinkSystem 2.5" Multi Vendor 1.92TB Entry SATA 6Gb Hot Swap SSD | 1289
7X13CTO1WW | BCTG | ThinkSystem 2.5" Multi Vendor 3.84TB Entry SATA 6Gb Hot Swap SSD | 1259
7X13CTO1WW | BE03 | ThinkSystem U.3 Kioxia CM6-V 800GB Mainstream NVMe PCIe 4.0 x4 Hot Swap SSD | 1439
7X13CTO1WW | BE4U | ThinkSystem Mellanox ConnectX-6 Lx 10/25GbE SFP28 2-Port PCIe Ethernet Adapter | 409
7X13CTO1WW | BE5E | VMware ESXi 7.0 U1 (Factory Installed) | 0
7X13CTO1WW | BF6W | Lenovo 1m Passive 200G QSFP56 Ethernet DAC Cable | 339
7X13CTO1WW | BF92 | Lenovo 3m Passive 200G QSFP56 Ethernet DAC Cable | 549
7X13CTO1WW | BFYB | Operating mode selection for: "Maximum Performance Mode" | 0
7X13CTO1WW | BFYC | Operating mode selection for: "Minimal Power Mode" | 0
7X13CTO1WW | BFYD | Operating mode selection for: "Efficiency Favoring Power Savings Mode" | 0
7X13CTO1WW | BFYE | Operating mode selection for: "Efficiency - Favoring Performance Mode" | 0
7X13CTO1WW | BFZZ | ThinkSystem 2.5" Nytro 3732 800GB Performance SAS 12Gb Hot Swap SSD SED | 1669
7X13CTO1WW | BG04 | ThinkSystem 2.5" Nytro 3732 3.2TB Performance SAS 12Gb Hot Swap SSD | 6259
7X13CTO1WW | BG05 | ThinkSystem 2.5" Nytro 3732 1.6TB Performance SAS 12Gb Hot Swap SSD | 3259
7X13CTO1WW | BG06 | ThinkSystem 2.5" Nytro 3732 800GB Performance SAS 12Gb Hot Swap SSD | 1669
7X13CTO1WW | BG07 | ThinkSystem 2.5" Nytro 3732 400GB Performance SAS 12Gb Hot Swap SSD | 1029
7X13CTO1WW | BHE2 | ThinkSystem Solarflare X2522-Plus 10/25GbE SFP28 2-Port PCIe Ethernet Adapter | 3489
7X13CTO1WW | BHSR | VMware ESXi 7.0 U2 (Factory Installed) | 0
7X13CTO1WW | BHSS | MI for PXE with RJ45 Network port | 0
7X15CTO1WW | 747 | UID Asset Tag Label | 20
7X15CTO1WW | 2302 | RAID Configuration | 149
7X15CTO1WW | 2321 | Custom MFG SVCS Fee - Small Increment | 3
7X15CTO1WW | 5977 | Select Storage devices - no configured RAID required | 0
7X15CTO1WW | 5978 | Select Storage devices - configured RAID | 0
7X15CTO1WW | 7008 | Primary Array 2 HDDs | 0
7X15CTO1WW | 7009 | Primary Array 3 HDDs | 0
7X15CTO1WW | 7010 | Primary Array 4 HDDs | 0
7X15CTO1WW | 7015 | Secondary Array 2 HDDs | 0
7X15CTO1WW | 7831 | Customer Solution Center Services | 0
7X15CTO1WW | 8034 | LeSI Solution Component | 0
7X15CTO1WW | 8067 | TAA Compliant Order | 0
7X15CTO1WW | 8072 | General Racking Solution | 0
7X15CTO1WW | 8077 | Integrate BladeCenter in Manufacturing | 0
7X15CTO1WW | 8086 | No Publications Selected | 0
7X15CTO1WW | 9016 | Memory Sparing | 0
7X15CTO1WW | 9017 | Enable Memory Mirroring | 0
7X15CTO1WW | A103 | System x Cluster Upgrade | 0
7X15CTO1WW | A1NN | High Performance Analytics Appliance | 0
7X15CTO1WW | A2K6 | Primary Array - RAID 0 | 0
7X15CTO1WW | A2K7 | Primary Array - RAID 1 | 0
7X15CTO1WW | A2K9 | Primary Array - RAID 5 | 0
7X15CTO1WW | A2KA | Primary Array - RAID 6 | 0
7X15CTO1WW | A2KB | Primary Array - RAID 10 | 0
7X15CTO1WW | A2KF | Secondary Array - RAID 0 | 0
7X15CTO1WW | A2KG | Secondary Array - RAID 1 | 0
7X15CTO1WW | ATBS | Flex System CN4054S 4-port 10Gb Virtual Fabric Adapter | 899
7X15CTO1WW | ATBT | Flex System CN4052S 2-port 10Gb Virtual Fabric Adapter | 699
7X15CTO1WW | AUK7 | TPM 2.0 and Secure Boot | 0
7X15CTO1WW | AULV | ThinkSystem 2.5" 300GB 15K SAS 12Gb Hot Swap 512n HDD | 339
7X15CTO1WW | AULW | ThinkSystem 2.5" 600GB 15K SAS 12Gb Hot Swap 512n HDD | 469
7X15CTO1WW | AULX | ThinkSystem 2.5" 900GB 15K SAS 12Gb Hot Swap 512e HDD | 639
7X15CTO1WW | AULY | ThinkSystem 2.5" 300GB 10K SAS 12Gb Hot Swap 512n HDD | 289
7X15CTO1WW | AULZ | ThinkSystem 2.5" 600GB 10K SAS 12Gb Hot Swap 512n HDD | 319
7X15CTO1WW | AUM0 | ThinkSystem 2.5" 900GB 10K SAS 12Gb Hot Swap 512n HDD | 389
7X15CTO1WW | AUM1 | ThinkSystem 2.5" 1.2TB 10K SAS 12Gb Hot Swap 512n HDD | 389
7X15CTO1WW | AUM2 | ThinkSystem 2.5" 1.8TB 10K SAS 12Gb Hot Swap 512e HDD | 589
7X15CTO1WW | AUM4 | ThinkSystem 2.5" 300GB 10K SAS 12Gb Hot Swap 512n HDD SED | 339
7X15CTO1WW | AUM5 | ThinkSystem 2.5" 600GB 10K SAS 12Gb Hot Swap 512n HDD SED | 635
7X15CTO1WW | AUM6 | ThinkSystem 2.5" 1TB 7.2K SAS 12Gb Hot Swap 512n HDD | 469
7X15CTO1WW | AUM7 | ThinkSystem 2.5" 2TB 7.2K SAS 12Gb Hot Swap 512n HDD | 839
7X15CTO1WW | AUMJ | ThinkSystem U.2 Intel Optane P4800X 375GB Performance NVMe PCIe 3.0 x4 Hot Swap SSD | 3589
7X15CTO1WW | AUMU | ThinkSystem M.2 Enablement Kit | 39
7X15CTO1WW | AUMV | ThinkSystem M.2 with Mirroring Enablement Kit | 149
7X15CTO1WW | AUNB | ThinkSystem 16GB TruDDR4 2666 MHz (1Rx4 1.2V) RDIMM | 289
7X15CTO1WW | AUNC | ThinkSystem 16GB TruDDR4 2666 MHz (2Rx8 1.2V) RDIMM | 319
7X15CTO1WW | AUND | ThinkSystem 32GB TruDDR4 2666 MHz (2Rx4 1.2V) RDIMM | 609
7X15CTO1WW | AUNE | ThinkSystem 64GB TruDDR4 2666 MHz (4Rx4 1.2V) LRDIMM | 1259
7X15CTO1WW | AUNF | ThinkSystem 128GB TruDDR4 2666 MHz (8Rx4 1.2V) 3DS RDIMM | 4449
7X15CTO1WW | AUU1 | ThinkSystem 8GB TruDDR4 2666 MHz (1Rx8 1.2V) RDIMM | 189
7X15CTO1WW | AUUE | ThinkSystem 2.5" 1TB 7.2K SATA 6Gb Hot Swap 512n HDD | 469
7X15CTO1WW | AUUJ | ThinkSystem 2.5" 2TB 7.2K SATA 6Gb Hot Swap 512e HDD | 849
7X15CTO1WW | AUUL | ThinkSystem M.2 32GB SATA 6Gbps Non-Hot Swap SSD | 109
7X15CTO1WW | AUUV | ThinkSystem M.2 128GB SATA 6Gbps Non-Hot Swap SSD | 159
7X15CTO1WW | AUYN | ThinkSystem SN550/SN850 Fabric Connector | 75
7X15CTO1WW | AVCV | ThinkSystem QLogic QML2692 Mezz 16Gb 2-Port Fibre Channel Adapter | 899
7X15CTO1WW | AVCW | ThinkSystem Emulex LPm16002B-L Mezz 16Gb 2-Port Fibre Channel Adapter | 859
7X15CTO1WW | AVCX | ThinkSystem Emulex LPm16004B-L Mezz 16Gb 4-Port Fibre Channel Adapter | 1599
7X15CTO1WW | AVE9 | Lenovo ThinkSystem SN850 Server | 3750
7X15CTO1WW | AVEA | ThinkSystem SATA HDD/SSD Kit for SN850 | 109
7X15CTO1WW | AVEB | ThinkSystem NVMe/SATA Backplane for SN850 | 129
7X15CTO1WW | AVEC | ThinkSystem RAID 530-4i 4 Drive Adapter Kit for SN850 | 639
7X15CTO1WW | AVED | ThinkSystem RAID 930-4i-2GB 4 Drive Adapter Kit for SN850 | 1209
7X15CTO1WW | AVV8 | ThinkSystem External USB DVD-RW Optical Disk Drive | 79
7X15CTO1WW | AWAU | SAP HANA SW Stack for ThinkSystem | 0
7X15CTO1WW | AWEX | Intel Xeon Gold 6126 12C 125W 2.6GHz Processor | 2869
7X15CTO1WW | AX6D | Intel Xeon Gold 6130 16C 125W 2.1GHz Processor | 2999
7X15CTO1WW | AX6N | Intel Xeon Platinum 8160T 24C 150W 2.1GHz Processor | 9129
7X15CTO1WW | AX6Q | Intel Xeon Gold 6138 20C 125W 2.0GHz Processor | 4099
7X15CTO1WW | AX6R | Intel Xeon Gold 6140 18C 140W 2.3GHz Processor | 3819
7X15CTO1WW | AX71 | Intel Xeon Gold 6138T 20C 125W 2.0GHz Processor | 4349
7X15CTO1WW | AX72 | Intel Xeon Gold 6130T 16C 125W 2.1GHz Processor | 3129
7X15CTO1WW | AX73 | Intel Xeon Gold 6126T 12C 125W 2.6GHz Processor | 2979
7X15CTO1WW | AX7D | Intel Xeon Gold 5118 12C 105W 2.3GHz Processor | 2019
7X15CTO1WW | AX7E | Intel Xeon Gold 5120T 14C 105W 2.2GHz Processor | 2699
7X15CTO1WW | AX7F | Intel Xeon Gold 5119T 14C 85W 1.9GHz Processor | 2549
7X15CTO1WW | AXFS | VMware ESXi 6.0 U3 (factory installed) | 0
7X15CTO1WW | AXFT | VMware ESXi 6.5 U1 (factory installed) | 0
7X15CTO1WW | B0ML | Feature Enable TPM on MB | 0
7X15CTO1WW | B0YS | ThinkSystem 2.5" 2.4TB 10K SAS 12Gb Hot Swap 512e HDD | 629
7X15CTO1WW | B0YX | ThinkSystem 2.5" 1.2TB 10K SAS 12Gb Hot Swap 512n HDD SED | 749
7X15CTO1WW | B0Z0 | ThinkSystem 2.5" Intel S4500 960GB Entry SATA 6Gb Hot Swap SSD | 1219
7X15CTO1WW | B13A | Intel Xeon Gold 5117 14C 105W 2.0GHz Processor | 2199
7X15CTO1WW | B21W | ThinkSystem U.2 Toshiba CM5-V 800GB Mainstream NVMe PCIe 3.0 x4 Hot Swap SSD | 859
7X15CTO1WW | B21X | ThinkSystem U.2 Toshiba CM5-V 1.6TB Mainstream NVMe PCIe 3.0 x4 Hot Swap SSD | 3449
7X15CTO1WW | B21Y | ThinkSystem U.2 Toshiba CM5-V 3.2TB Mainstream NVMe PCIe 3.0 x4 Hot Swap SSD | 6999
7X15CTO1WW | B2VT | ThinkSystem QLogic QL45212 Flex 50Gb 2-Port Ethernet Adapter | 999
7X15CTO1WW | B2VU | ThinkSystem QLogic QL45214 Flex 25Gb 4-Port Ethernet Adapter | 1389
7X15CTO1WW | B2VV | ThinkSystem QLogic QL45262 Flex 50Gb 2-Port Ethernet Adapter with iSCSI/FCoE | 1219
7X15CTO1WW | B2X4 | ThinkSystem 2.5" 5200 1.92TB Entry SATA 6Gb Hot Swap SSD | 899
7X15CTO1WW | B2X6 | ThinkSystem 2.5" 5200 7.68TB Entry SATA 6Gb Hot Swap SSD | 4999
7X15CTO1WW | B2XJ | ThinkSystem U.2 Toshiba CM5-V 6.4TB Mainstream NVMe PCIe 3.0 x4 Hot Swap SSD | 12829
7X15CTO1WW | B30W | Custom MFG SVCS Fee - Medium Increment | 30
7X15CTO1WW | B30X | Custom MFG SVCS Fee - Large Increment | 300
7X15CTO1WW | B34H | ThinkSystem 2.5" PM883 240GB Entry SATA 6Gb Hot Swap SSD | 219
7X15CTO1WW | B34J | ThinkSystem 2.5" PM883 480GB Entry SATA 6Gb Hot Swap SSD | 279
7X15CTO1WW | B34K | ThinkSystem 2.5" PM883 960GB Entry SATA 6Gb Hot Swap SSD | 449
7X15CTO1WW | B34L | ThinkSystem 2.5" PM883 1.92TB Entry SATA 6Gb Hot Swap SSD | 889
7X15CTO1WW | B34M | ThinkSystem 2.5" PM883 3.84TB Entry SATA 6Gb Hot Swap SSD | 1739
7X15CTO1WW | B34N | ThinkSystem U.2 PM983 1.92TB Entry NVMe PCIe 3.0 x4 Hot Swap SSD | 939
7X15CTO1WW | B34P | ThinkSystem U.2 PM983 3.84TB Entry NVMe PCIe 3.0 x4 Hot Swap SSD | 1839
7X15CTO1WW | B3VW | VMware ESXi 6.5 U2 (Factory Installed) | 0
7X15CTO1WW | B3VX | VMware ESXi 6.7 (Factory Installed) | 0
7X15CTO1WW | B488 | ThinkSystem 2.5" 5200 240GB Mainstream SATA 6Gb Hot Swap SSD | 469
7X15CTO1WW | B48B | ThinkSystem 2.5" 5200 1.92TB Mainstream SATA 6Gb Hot Swap SSD | 2129
7X15CTO1WW | B48C | ThinkSystem 2.5" 5200 3.84TB Mainstream SATA 6Gb Hot Swap SSD | 4869
7X15CTO1WW | B498 | ThinkSystem 2.5" Intel S4510 240GB Entry SATA 6Gb Hot Swap SSD | 149
7X15CTO1WW | B499 | ThinkSystem 2.5" Intel S4510 480GB Entry SATA 6Gb Hot Swap SSD | 309
7X15CTO1WW | B49A | ThinkSystem 2.5" Intel S4510 960GB Entry SATA 6Gb Hot Swap SSD | 529
7X15CTO1WW | B49B | ThinkSystem 2.5" Intel S4510 1.92TB Entry SATA 6Gb Hot Swap SSD | 1049
7X15CTO1WW | B49C | ThinkSystem 2.5" Intel S4510 3.84TB Entry SATA 6Gb Hot Swap SSD | 1979
7X15CTO1WW | B49L | ThinkSystem 2.5" Intel S4610 240GB Mainstream SATA 6Gb Hot Swap SSD | 399
7X15CTO1WW | B49M | ThinkSystem 2.5" Intel S4610 480GB Mainstream SATA 6Gb Hot Swap SSD | 479
7X15CTO1WW | B49N | ThinkSystem 2.5" Intel S4610 960GB Mainstream SATA 6Gb Hot Swap SSD | 699
7X15CTO1WW | B49P | ThinkSystem 2.5" Intel S4610 1.92TB Mainstream SATA 6Gb Hot Swap SSD | 1289
7X15CTO1WW | B49Q | ThinkSystem 2.5" Intel S4610 3.84TB Mainstream SATA 6Gb Hot Swap SSD | 2499
7X15CTO1WW | B4A2 | ThinkSystem 2.5" PM1645 3.2TB Mainstream SAS 12Gb Hot Swap SSD | 2579
7X15CTO1WW | B4A7 | ThinkSystem 2.5" PM1643 3.84TB Capacity SAS 12Gb Hot Swap SSD | 2579
7X15CTO1WW | B4D2 | ThinkSystem 2.5" PM883 7.68TB Entry SATA 6Gb Hot Swap SSD | 3379
7X15CTO1WW | B4D3 | ThinkSystem U.2 PM983 7.68TB Entry NVMe PCIe3.0 x4 Hot Swap SSD | 4999
7X15CTO1WW | B4H2 | ThinkSystem 16GB TruDDR4 2933MHz (2Rx8 1.2V) RDIMM | 319
7X15CTO1WW | B4H3 | ThinkSystem 32GB TruDDR4 2933MHz (2Rx4 1.2V) RDIMM | 619
7X15CTO1WW | B4H4 | ThinkSystem 64GB TruDDR4 2933MHz (2Rx4 1.2V) RDIMM | 1279
7X15CTO1WW | B4H8 | Intel Xeon Platinum 8276 28C 165W 2.2GHz Processor | 15099
7X15CTO1WW | B4HB | Intel Xeon Platinum 8260 24C 165W 2.4GHz Processor | 8159
7X15CTO1WW | B4HC | Intel Xeon Gold 6252 24C 150W 2.1GHz Processor | 5909
7X15CTO1WW | B4HE | Intel Xeon Gold 6248 20C 150W 2.5GHz Processor | 5049
7X15CTO1WW | B4HF | Intel Xeon Gold 6244 8C 150W 3.6GHz Processor | 4699
7X15CTO1WW | B4HG | Intel Xeon Gold 6242 16C 150W 2.8GHz Processor | 4419
7X15CTO1WW | B4HH | Intel Xeon Gold 6240 18C 150W 2.6GHz Processor | 3819
7X15CTO1WW | B4HJ | Intel Xeon Gold 6230 20C 125W 2.1GHz Processor | 3099
7X15CTO1WW | B4HK | Intel Xeon Gold 5220 18C 125W 2.2GHz Processor | 2599
7X15CTO1WW | B4HL | Intel Xeon Gold 5218 16C 125W 2.3GHz Processor | 2019
7X15CTO1WW | B4HM | Intel Xeon Gold 5217 8C 115W 3.0GHz Processor | 2659
7X15CTO1WW | B4HN | Intel Xeon Gold 5215 10C 85W 2.5GHz Processor | 2019
7X15CTO1WW | B4LV | ThinkSystem 128GB TruDDR4 2666MHz (1.2V) Intel Optane DC Persistent Memory | 1089
7X15CTO1WW | B4LW | ThinkSystem 256GB TruDDR4 2666MHz (1.2V) Intel Optane DC Persistent Memory | 4689
7X15CTO1WW | B4LX | ThinkSystem 512GB TruDDR4 2666MHz (1.2V) Intel Optane DC Persistent Memory | 18319
7X15CTO1WW | B4LY | ThinkSystem 16GB TruDDR4 2933 MHz (1Rx4 1.2V) RDIMM | 289
7X15CTO1WW | B4M8 | Lenovo ThinkSystem SN850 CLX Server | 3760
7X15CTO1WW | B4NU | Intel Xeon Platinum 8260Y 24/20/16C 165W 2.4GHz Processor | 9799
7X15CTO1WW | B4P2 | Intel Xeon Gold 6238T 22C 125W 1.9GHz Processor | 4349
7X15CTO1WW | B4P3 | Intel Xeon Gold 5218T 16C 105W 2.1GHz Processor | 2399
7X15CTO1WW | B4P6 | Intel Xeon Platinum 8276L 28C 165W 2.2GHz Processor | 26689
7X15CTO1WW | B4P7 | Intel Xeon Platinum 8260L 24C 165W 2.4GHz Processor | 19249
7X15CTO1WW | B4P9 | Intel Xeon Gold 5215L 10C 85W 2.5GHz Processor | 17019
7X15CTO1WW | B4XA | VMware ESXi 6.7 U1 (Factory Installed) | 0
7X15CTO1WW | B4Y4 | ThinkSystem 2.5" SS530 400GB Performance SAS 12Gb Hot Swap SSD | 1479
7X15CTO1WW | B4Y5 | ThinkSystem 2.5" SS530 800GB Performance SAS 12Gb Hot Swap SSD | 2299
7X15CTO1WW | B4Y7 | ThinkSystem 2.5" SS530 3.2TB Performance SAS 12Gb Hot Swap SSD | 7859
7X15CTO1WW | B528 | Intel Optane DC Persistent Memory - Memory Mode only | 0
7X15CTO1WW | B529 | Intel Optane DC Persistent Memory - App Direct Mode only | 0
7X15CTO1WW | B52A | Intel Optane DC Persistent Memory - Mixed Memory Mode | 0
7X15CTO1WW | B587 | ThinkSystem 128GB TruDDR4 2933MHz (4Rx4 1.2V) 3DS RDIMM | 3399
7X15CTO1WW | B58F | ThinkSystem U.2 Intel P4510 1.0TB Entry NVMe PCIe3.0 x4 Hot Swap SSD | 539
7X15CTO1WW | B58G | ThinkSystem U.2 Intel P4510 2.0TB Entry NVMe PCIe3.0 x4 Hot Swap SSD | 1459
7X15CTO1WW | B5RY | Intel Xeon Gold 6230N 20C 125W 2.3GHz Processor | 3239
7X15CTO1WW | B5RZ | Intel Xeon Platinum 8253 16C 125W 2.2GHz Processor | 5299
7X15CTO1WW | B5S1 | Intel Xeon Gold 5222 4C 105W 3.8GHz Processor | 1999
7X15CTO1WW | B5S2 | Intel Xeon Platinum 8256 4C 105W 3.8GHz Processor | 12099
7X15CTO1WW | B6BS | Intel Xeon Gold 5218B 16C 125W 2.3GHz Processor | 2019
7X15CTO1WW | B6CJ | Intel Xeon Gold 6238 22C 140W 2.1GHz Processor | 4799
7X15CTO1WW | B6CK | Intel Xeon Gold 6234 8C 130W 3.3GHz Processor | 3999
7X15CTO1WW | B6CL | Intel Xeon Gold 6226 12C 125W 2.7GHz Processor | 3299
7X15CTO1WW | B6CP | Intel Xeon Gold 6230T 20C 125W 2.1GHz Processor | 3599
7X15CTO1WW | B6CQ | Intel Xeon Gold 5220T 18C 105W 1.9GHz Processor | 3199
7X15CTO1WW | B6CR | Intel Xeon Gold 6238L 22C 140W 2.1GHz Processor | 14599
7X15CTO1WW | B6CS | Intel Xeon Gold 6240L 18C 150W 2.6GHz Processor | 14299
7X15CTO1WW | B6CT | Intel Xeon Gold 6252N 24C 150W 2.3GHz Processor | 7699
7X15CTO1WW | B6CU | Intel Xeon Gold 6262V 24C 135W 1.9GHz Processor | 5399
7X15CTO1WW | B6CV | Intel Xeon Gold 6222V 20C 115W 1.8GHz Processor | 2999
7X15CTO1WW | B6CW | Intel Xeon Gold 5220S 18C 125W 2.7GHz Processor | 3699
7X15CTO1WW | B6PD | Intel Xeon Gold 6246 12C 165W 3.3GHz Processor | 5999
7X15CTO1WW | B6U0 | VMware ESXi 6.5 U3 (factory installed) | 0
7X15CTO1WW | B6U1 | VMware ESXi 6.7 U2 (factory installed) | 0
7X15CTO1WW | B7EW | ThinkSystem 2.5" 5210 1.92TB Entry SATA 6Gb Hot Swap QLC SSD | 759
7X15CTO1WW | B7EX | ThinkSystem 2.5" 5210 3.84TB Entry SATA 6Gb Hot Swap QLC SSD | 1489
7X15CTO1WW | B7EY | ThinkSystem 2.5" 5210 7.68TB Entry SATA 6Gb Hot Swap QLC SSD | 2779
7X15CTO1WW | B88T | VMware ESXi 6.7 U3 (factory installed) | 0
7X15CTO1WW | B8HP | ThinkSystem 2.5" 5300 960GB Entry SATA 6Gb Hot Swap SSD | 489
7X15CTO1WW | B8HS | ThinkSystem M.2 5300 240GB SATA 6Gbps Non-Hot Swap SSD | 359
7X15CTO1WW | B8HU | ThinkSystem 2.5" PM1645a 800GB Mainstream SAS 12Gb Hot Swap SSD | 819
7X15CTO1WW | B8HV | ThinkSystem 2.5" 5300 240GB Entry SATA 6Gb Hot Swap SSD | 359
7X15CTO1WW | B8HY | ThinkSystem 2.5" 5300 480GB Mainstream SATA 6Gb Hot Swap SSD | 429
7X15CTO1WW | B8J1 | ThinkSystem 2.5" 5300 240GB Mainstream SATA 6Gb Hot Swap SSD | 409
7X15CTO1WW | B8J2 | ThinkSystem 2.5" 5300 7.68TB Entry SATA 6Gb Hot Swap SSD | 3649
7X15CTO1WW | B8J4 | ThinkSystem 2.5" PM1645a 1.6TB Mainstream SAS 12Gb Hot Swap SSD | 1379
7X15CTO1WW | B8J5 | ThinkSystem 2.5" 5300 1.92TB Entry SATA 6Gb Hot Swap SSD | 939
7X15CTO1WW | B8J6 | ThinkSystem 2.5" 5300 960GB Mainstream SATA 6Gb Hot Swap SSD | 729
7X15CTO1WW | B8J7 | ThinkSystem 2.5" 5300 3.84TB Mainstream SATA 6Gb Hot Swap SSD | 2179
7X15CTO1WW | B8JA | ThinkSystem 2.5" PM1645a 6.4TB Mainstream SAS 12Gb Hot Swap SSD | 6049
7X15CTO1WW | B8JD | ThinkSystem 2.5" PM1645a 3.2TB Mainstream SAS 12Gb Hot Swap SSD | 2579
7X15CTO1WW | B8JE | ThinkSystem 2.5" 5300 1.92TB Mainstream SATA 6Gb Hot Swap SSD | 1279
7X15CTO1WW | B8JM | ThinkSystem 2.5" 5300 480GB Entry SATA 6Gb Hot Swap SSD | 309
7X15CTO1WW | B8JP | ThinkSystem 2.5" 5300 3.84TB Entry SATA 6Gb Hot Swap SSD | 1789
7X15CTO1WW | B919 | ThinkSystem M.2 5300 480GB SATA 6Gbps Non-Hot Swap SSD | 369
7X15CTO1WW | B91A | ThinkSystem 2.5" PM1643a 960GB Entry SAS 12Gb Hot Swap SSD | 819
7X15CTO1WW | B91B | ThinkSystem 2.5" PM1643a 1.92TB Entry SAS 12Gb Hot Swap SSD | 1379
7X15CTO1WW | B91C | ThinkSystem 2.5" PM1643a 3.84TB Entry SAS 12Gb Hot Swap SSD | 2579
7X15CTO1WW | B91D | ThinkSystem 2.5" PM1643a 7.68TB Entry SAS 12Gb Hot Swap SSD | 5019
7X15CTO1WW | B96P | ThinkSystem U.3 Kioxia CM6-V 6.4TB Mainstream NVMe PCIe4.0 x4 Hot Swap SSD | 6789
7X15CTO1WW | B96T | ThinkSystem U.3 Kioxia CM6-V 3.2TB Mainstream NVMe PCIe4.0 x4 Hot Swap SSD | 3459
7X15CTO1WW | B96Z | ThinkSystem U.3 Kioxia CM6-V 1.6TB Mainstream NVMe PCIe4.0 x4 Hot Swap SSD | 1919
7X15CTO1WW | B9AC | ThinkSystem 2.5" 5210 960GB Entry SATA 6Gb Hot Swap QLC SSD | 419
7X15CTO1WW | BB0P | Intel Transparent Supply Chain. Lenovo has paired our industry leading supply chain with Intel's innovative Transparent Supply Chain program to add a layer of protection to your data center and bring peace of mind that the server hardware you bring into ... | 0
7X15CTO1WW | BBZG | VMware ESXi 7.0 (Factory Installed) | 2
7X15CTO1WW | BC4R | ThinkSystem 2.5" PM1643a 15.36TB Entry SAS 12Gb Hot Swap SSD | 10029
7X15CTO1WW | BCFR | ThinkSystem U.2 Intel P5600 3.2TB Mainstream NVMe PCIe 4.0 x4 Hot Swap SSD | 3829
7X15CTO1WW | BCFS | ThinkSystem U.2 Intel P5600 6.4TB Mainstream NVMe PCIe 4.0 x4 Hot Swap SSD | 7639
7X15CTO1WW | BCFT | ThinkSystem U.2 Intel P5500 1.92TB Entry NVMe PCIe 4.0 x4 Hot Swap SSD | 1479
7X15CTO1WW | BCFU | ThinkSystem U.2 Intel P5500 7.68TB Entry NVMe PCIe 4.0 x4 Hot Swap SSD | 5359
7X15CTO1WW | BCFV | ThinkSystem U.2 Intel P5600 1.6TB Mainstream NVMe PCIe 4.0 x4 Hot Swap SSD | 1919
7X15CTO1WW | BCFW | ThinkSystem U.2 Intel P5500 3.84TB Entry NVMe PCIe 4.0 x4 Hot Swap SSD | 2689
7X15CTO1WW | BCTC | ThinkSystem 2.5" Multi Vendor 240GB Entry SATA 6Gb Hot Swap SSD | 219
7X15CTO1WW | BCTD | ThinkSystem 2.5" Multi Vendor 480GB Entry SATA 6Gb Hot Swap SSD | 219
7X15CTO1WW | BCTE | ThinkSystem 2.5" Multi Vendor 960GB Entry SATA 6Gb Hot Swap SSD | 659
7X15CTO1WW | BCTF | ThinkSystem 2.5" Multi Vendor 1.92TB Entry SATA 6Gb Hot Swap SSD | 1289
7X15CTO1WW | BCTG | ThinkSystem 2.5" Multi Vendor 3.84TB Entry SATA 6Gb Hot Swap SSD | 1259
7X15CTO1WW | BE03 | ThinkSystem U.3 Kioxia CM6-V 800GB Mainstream NVMe PCIe 4.0 x4 Hot Swap SSD | 1439
7X15CTO1WW | BE5E | VMware ESXi 7.0 U1 (Factory Installed) | 0
7X15CTO1WW | BFYB | Operating mode selection for: "Maximum Performance Mode" | 0
7X15CTO1WW | BFYC | Operating mode selection for: "Minimal Power Mode" | 0
7X15CTO1WW | BFYD | Operating mode selection for: "Efficiency Favoring Power Savings Mode" | 0
7X15CTO1WW | BFYE | Operating mode selection for: "Efficiency - Favoring Performance Mode" | 0
7X15CTO1WW | BFZZ | ThinkSystem 2.5" Nytro 3732 800GB Performance SAS 12Gb Hot Swap SSD SED | 1669
7X15CTO1WW | BG04 | ThinkSystem 2.5" Nytro 3732 3.2TB Performance SAS 12Gb Hot Swap SSD | 6259
7X15CTO1WW | BG05 | ThinkSystem 2.5" Nytro 3732 1.6TB Performance SAS 12Gb Hot Swap SSD | 3259
7X15CTO1WW | BG06 | ThinkSystem 2.5" Nytro 3732 800GB Performance SAS 12Gb Hot Swap SSD | 1669
7X15CTO1WW | BG07 | ThinkSystem 2.5" Nytro 3732 400GB Performance SAS 12Gb Hot Swap SSD | 1029
7X15CTO1WW | BHSR | VMware ESXi 7.0 U2 (Factory Installed) | 0
7X15CTOLWW | 747 | UID Asset Tag Label | 20
7X15CTOLWW | 2302 | RAID Configuration | 149
7X15CTOLWW | 2321 | Custom MFG SVCS Fee - Small Increment | 3
7X15CTOLWW | 5977 | Select Storage devices - no configured RAID required | 0
7X15CTOLWW | 5978 | Select Storage devices - configured RAID | 0
7X15CTOLWW | 7008 | Primary Array 2 HDDs | 0
7X15CTOLWW | 7009 | Primary Array 3 HDDs | 0
7X15CTOLWW | 7010 | Primary Array 4 HDDs | 0
7X15CTOLWW | 7015 | Secondary Array 2 HDDs | 0
7X15CTOLWW | 7831 | Customer Solution Center Services | 0
7X15CTOLWW | 8034 | LeSI Solution Component | 0
7X15CTOLWW | 8067 | TAA Compliant Order | 0
7X15CTOLWW | 8072 | General Racking Solution | 0
7X15CTOLWW | 8077 | Integrate BladeCenter in Manufacturing | 0
7X15CTOLWW | 8086 | No Publications Selected | 0
7X15CTOLWW | 9016 | Memory Sparing | 0
7X15CTOLWW | 9017 | Enable Memory Mirroring | 0
7X15CTOLWW | A103 | System x Cluster Upgrade | 0
7X15CTOLWW | A1NN | High Performance Analytics Appliance | 0
7X15CTOLWW | A2K6 | Primary Array - RAID 0 | 0
7X15CTOLWW | A2K7 | Primary Array - RAID 1 | 0
7X15CTOLWW | A2K9 | Primary Array - RAID 5 | 0
7X15CTOLWW | A2KA | Primary Array - RAID 6 | 0
7X15CTOLWW | A2KB | Primary Array - RAID 10 | 0
7X15CTOLWW | A2KF | Secondary Array - RAID 0 | 0
7X15CTOLWW | A2KG | Secondary Array - RAID 1 | 0
7X15CTOLWW | ATBS | Flex System CN4054S 4-port 10Gb Virtual Fabric Adapter | 899
7X15CTOLWW | ATBT | Flex System CN4052S 2-port 10Gb Virtual Fabric Adapter | 699
7X15CTOLWW | AU7X | Flex System CN4052S 2-port 10Gb Virtual Fabric Adapter Advanced | 639
7X15CTOLWW | AU7Y | Flex System CN4054S 4-port 10Gb Virtual Fabric Adapter Advanced | 999
7X15CTOLWW | AUK7 | TPM 2.0 and Secure Boot | 0
7X15CTOLWW | AULV | ThinkSystem 2.5" 300GB 15K SAS 12Gb Hot Swap 512n HDD | 339
7X15CTOLWW | AULW | ThinkSystem 2.5" 600GB 15K SAS 12Gb Hot Swap 512n HDD | 469
7X15CTOLWW | AULX | ThinkSystem 2.5" 900GB 15K SAS 12Gb Hot Swap 512e HDD | 639
7X15CTOLWW | AULY | ThinkSystem 2.5" 300GB 10K SAS 12Gb Hot Swap 512n HDD | 289
7X15CTOLWW | AULZ | ThinkSystem 2.5" 600GB 10K SAS 12Gb Hot Swap 512n HDD | 319
7X15CTOLWW | AUM0 | ThinkSystem 2.5" 900GB 10K SAS 12Gb Hot Swap 512n HDD | 389
7X15CTOLWW | AUM1 | ThinkSystem 2.5" 1.2TB 10K SAS 12Gb Hot Swap 512n HDD | 389
7X15CTOLWW | AUM2 | ThinkSystem 2.5" 1.8TB 10K SAS 12Gb Hot Swap 512e HDD | 589
7X15CTOLWW | AUM4 | ThinkSystem 2.5" 300GB 10K SAS 12Gb Hot Swap 512n HDD SED | 339
7X15CTOLWW | AUM5 | ThinkSystem 2.5" 600GB 10K SAS 12Gb Hot Swap 512n HDD SED | 635
7X15CTOLWW | AUM6 | ThinkSystem 2.5" 1TB 7.2K SAS 12Gb Hot Swap 512n HDD | 469
7X15CTOLWW | AUM7 | ThinkSystem 2.5" 2TB 7.2K SAS 12Gb Hot Swap 512n HDD | 839
7X15CTOLWW | AUMJ | ThinkSystem U.2 Intel Optane P4800X 375GB Performance NVMe PCIe 3.0 x4 Hot Swap SSD | 3589
7X15CTOLWW | AUMU | ThinkSystem M.2 Enablement Kit | 39
7X15CTOLWW | AUMV | ThinkSystem M.2 with Mirroring Enablement Kit | 149
7X15CTOLWW | AUNB | ThinkSystem 16GB TruDDR4 2666 MHz (1Rx4 1.2V) RDIMM | 289
7X15CTOLWW | AUNC | ThinkSystem 16GB TruDDR4 2666 MHz (2Rx8 1.2V) RDIMM | 319
7X15CTOLWW | AUND | ThinkSystem 32GB TruDDR4 2666 MHz (2Rx4 1.2V) RDIMM | 609
7X15CTOLWW | AUNE | ThinkSystem 64GB TruDDR4 2666 MHz (4Rx4 1.2V) LRDIMM | 1259
7X15CTOLWW | AUNF | ThinkSystem 128GB TruDDR4 2666 MHz (8Rx4 1.2V) 3DS RDIMM | 4449
7X15CTOLWW | AUU1 | ThinkSystem 8GB TruDDR4 2666 MHz (1Rx8 1.2V) RDIMM | 189
7X15CTOLWW | AUUE | ThinkSystem 2.5" 1TB 7.2K SATA 6Gb Hot Swap 512n HDD | 469
7X15CTOLWW | AUUJ | ThinkSystem 2.5" 2TB 7.2K SATA 6Gb Hot Swap 512e HDD | 849
7X15CTOLWW | AUUL | ThinkSystem M.2 32GB SATA 6Gbps Non-Hot Swap SSD | 109
7X15CTOLWW | AUUV | ThinkSystem M.2 128GB SATA 6Gbps Non-Hot Swap SSD | 159
7X15CTOLWW | AUYN | ThinkSystem SN550/SN850 Fabric Connector | 75
7X15CTOLWW | AVCV | ThinkSystem QLogic QML2692 Mezz 16Gb 2-Port Fibre Channel Adapter | 899
7X15CTOLWW | AVCW | ThinkSystem Emulex LPm16002B-L Mezz 16Gb 2-Port Fibre Channel Adapter | 859
7X15CTOLWW | AVCX | ThinkSystem Emulex LPm16004B-L Mezz 16Gb 4-Port Fibre Channel Adapter | 1599
7X15CTOLWW | AVE9 | Lenovo ThinkSystem SN850 Server | 3750
7X15CTOLWW | AVEA | ThinkSystem SATA HDD/SSD Kit for SN850 | 109
7X15CTOLWW | AVEB | ThinkSystem NVMe/SATA Backplane for SN850 | 129
7X15CTOLWW | AVEC | ThinkSystem RAID 530-4i 4 Drive Adapter Kit for SN850 | 639
7X15CTOLWW | AVED | ThinkSystem RAID 930-4i-2GB 4 Drive Adapter Kit for SN850 | 1209
7X15CTOLWW | AVV8 | ThinkSystem External USB DVD-RW Optical Disk Drive | 79
7X15CTOLWW | AWAU | SAP HANA SW Stack for ThinkSystem | 0
7X15CTOLWW | AWEX | Intel Xeon Gold 6126 12C 125W 2.6GHz Processor | 2869
7X15CTOLWW | AX6D | Intel Xeon Gold 6130 16C 125W 2.1GHz Processor | 2999
7X15CTOLWW | AX6N | Intel Xeon Platinum 8160T 24C 150W 2.1GHz Processor | 9129
7X15CTOLWW | AX6Q | Intel Xeon Gold 6138 20C 125W 2.0GHz Processor | 4099
7X15CTOLWW | AX6R | Intel Xeon Gold 6140 18C 140W 2.3GHz Processor | 3819
7X15CTOLWW | AX71 | Intel Xeon Gold 6138T 20C 125W 2.0GHz Processor | 4349
7X15CTOLWW | AX72 | Intel Xeon Gold 6130T 16C 125W 2.1GHz Processor | 3129
7X15CTOLWW | AX73 | Intel Xeon Gold 6126T 12C 125W 2.6GHz Processor | 2979
7X15CTOLWW | AX7D | Intel Xeon Gold 5118 12C 105W 2.3GHz Processor | 2019
7X15CTOLWW | AX7E | Intel Xeon Gold 5120T 14C 105W 2.2GHz Processor | 2699
7X15CTOLWW | AX7F | Intel Xeon Gold 5119T 14C 85W 1.9GHz Processor | 2549
7X15CTOLWW | AXFS | VMware ESXi 6.0 U3 (factory installed) | 0
7X15CTOLWW | AXFT | VMware ESXi 6.5 U1 (factory installed) | 0
7X15CTOLWW | B0ML | Feature Enable TPM on MB | 0
7X15CTOLWW | B0YS | ThinkSystem 2.5" 2.4TB 10K SAS 12Gb Hot Swap 512e HDD | 629
7X15CTOLWW | B0YX | ThinkSystem 2.5" 1.2TB 10K SAS 12Gb Hot Swap 512n HDD SED | 749
7X15CTOLWW | B0Z0 | ThinkSystem 2.5" Intel S4500 960GB Entry SATA 6Gb Hot Swap SSD | 1219
7X15CTOLWW | B13A | Intel Xeon Gold 5117 14C 105W 2.0GHz Processor | 2199
7X15CTOLWW | B21W | ThinkSystem U.2 Toshiba CM5-V 800GB Mainstream NVMe PCIe 3.0 x4 Hot Swap SSD | 859
7X15CTOLWW | B21X | ThinkSystem U.2 Toshiba CM5-V 1.6TB Mainstream NVMe PCIe 3.0 x4 Hot Swap SSD | 3449
7X15CTOLWW | B21Y | ThinkSystem U.2 Toshiba CM5-V 3.2TB Mainstream NVMe PCIe 3.0 x4 Hot Swap SSD | 6999
7X15CTOLWW | B2VT | ThinkSystem QLogic QL45212 Flex 50Gb 2-Port Ethernet Adapter | 999
7X15CTOLWW | B2VU | ThinkSystem QLogic QL45214 Flex 25Gb 4-Port Ethernet Adapter | 1389
7X15CTOLWW | B2VV | ThinkSystem QLogic QL45262 Flex 50Gb 2-Port Ethernet Adapter with iSCSI/FCoE | 1219
7X15CTOLWW | B2X4 | ThinkSystem 2.5" 5200 1.92TB Entry SATA 6Gb Hot Swap SSD | 899
7X15CTOLWW | B2X6 | ThinkSystem 2.5" 5200 7.68TB Entry SATA 6Gb Hot Swap SSD | 4999
7X15CTOLWW | B2XJ | ThinkSystem U.2 Toshiba CM5-V 6.4TB Mainstream NVMe PCIe 3.0 x4 Hot Swap SSD | 12829
7X15CTOLWW | B30W | Custom MFG SVCS Fee - Medium Increment | 30
7X15CTOLWW | B30X | Custom MFG SVCS Fee - Large Increment | 300
7X15CTOLWW | B34H | ThinkSystem 2.5" PM883 240GB Entry SATA 6Gb Hot Swap SSD | 219
7X15CTOLWW | B34J | ThinkSystem 2.5" PM883 480GB Entry SATA 6Gb Hot Swap SSD | 279
7X15CTOLWW | B34K | ThinkSystem 2.5" PM883 960GB Entry SATA 6Gb Hot Swap SSD | 449
7X15CTOLWW | B34L | ThinkSystem 2.5" PM883 1.92TB Entry SATA 6Gb Hot Swap SSD | 889
7X15CTOLWW | B34M | ThinkSystem 2.5" PM883 3.84TB Entry SATA 6Gb Hot Swap SSD | 1739
7X15CTOLWW | B34N | ThinkSystem U.2 PM983 1.92TB Entry NVMe PCIe 3.0 x4 Hot Swap SSD | 939
7X15CTOLWW | B34P | ThinkSystem U.2 PM983 3.84TB Entry NVMe PCIe 3.0 x4 Hot Swap SSD | 1839
7X15CTOLWW | B3VW | VMware ESXi 6.5 U2 (Factory Installed) | 0
7X15CTOLWW | B3VX | VMware ESXi 6.7 (Factory Installed) | 0
7X15CTOLWW | B488 | ThinkSystem 2.5" 5200 240GB Mainstream SATA 6Gb Hot Swap SSD | 469
7X15CTOLWW | B48B | ThinkSystem 2.5" 5200 1.92TB Mainstream SATA 6Gb Hot Swap SSD | 2129
7X15CTOLWW | B48C | ThinkSystem 2.5" 5200 3.84TB Mainstream SATA 6Gb Hot Swap SSD | 4869
7X15CTOLWW | B498 | ThinkSystem 2.5" Intel S4510 240GB Entry SATA 6Gb Hot Swap SSD | 149
7X15CTOLWW | B499 | ThinkSystem 2.5" Intel S4510 480GB Entry SATA 6Gb Hot Swap SSD | 309
7X15CTOLWW | B49A | ThinkSystem 2.5" Intel S4510 960GB Entry SATA 6Gb Hot Swap SSD | 529
7X15CTOLWW | B49B | ThinkSystem 2.5" Intel S4510 1.92TB Entry SATA 6Gb Hot Swap SSD | 1049
7X15CTOLWW | B49C | ThinkSystem 2.5" Intel S4510 3.84TB Entry SATA 6Gb Hot Swap SSD | 1979
7X15CTOLWW | B49L | ThinkSystem 2.5" Intel S4610 240GB Mainstream SATA 6Gb Hot Swap SSD | 399
7X15CTOLWW | B49M | ThinkSystem 2.5" Intel S4610 480GB Mainstream SATA 6Gb Hot Swap SSD | 479
7X15CTOLWW | B49N | ThinkSystem 2.5" Intel S4610 960GB Mainstream SATA 6Gb Hot Swap SSD | 699
7X15CTOLWW | B49P | ThinkSystem 2.5" Intel S4610 1.92TB Mainstream SATA 6Gb Hot Swap SSD | 1289
7X15CTOLWW | B49Q | ThinkSystem 2.5" Intel S4610 3.84TB Mainstream SATA 6Gb Hot Swap SSD | 2499
7X15CTOLWW | B4A2 | ThinkSystem 2.5" PM1645 3.2TB Mainstream SAS 12Gb Hot Swap SSD | 2579
7X15CTOLWW | B4A7 | ThinkSystem 2.5" PM1643 3.84TB Capacity SAS 12Gb Hot Swap SSD | 2579
7X15CTOLWW | B4D2 | ThinkSystem 2.5" PM883 7.68TB Entry SATA 6Gb Hot Swap SSD | 3379
7X15CTOLWW | B4D3 | ThinkSystem U.2 PM983 7.68TB Entry NVMe PCIe3.0 x4 Hot Swap SSD | 4999
7X15CTOLWW | B4H2 | ThinkSystem 16GB TruDDR4 2933MHz (2Rx8 1.2V) RDIMM | 319
7X15CTOLWW | B4H3 | ThinkSystem 32GB TruDDR4 2933MHz (2Rx4 1.2V) RDIMM | 619
7X15CTOLWW | B4H4 | ThinkSystem 64GB TruDDR4 2933MHz (2Rx4 1.2V) RDIMM | 1279
7X15CTOLWW | B4H8 | Intel Xeon Platinum 8276 28C 165W 2.2GHz Processor | 15099
7X15CTOLWW | B4HB | Intel Xeon Platinum 8260 24C 165W 2.4GHz Processor | 8159
7X15CTOLWW | B4HC | Intel Xeon Gold 6252 24C 150W 2.1GHz Processor | 5909
7X15CTOLWW | B4HE | Intel Xeon Gold 6248 20C 150W 2.5GHz Processor | 5049
7X15CTOLWW | B4HF | Intel Xeon Gold 6244 8C 150W 3.6GHz Processor | 4699
7X15CTOLWW | B4HG | Intel Xeon Gold 6242 16C 150W 2.8GHz Processor | 4419
7X15CTOLWW | B4HH | Intel Xeon Gold 6240 18C 150W 2.6GHz Processor | 3819
7X15CTOLWW | B4HJ | Intel Xeon Gold 6230 20C 125W 2.1GHz Processor | 3099
7X15CTOLWW | B4HK | Intel Xeon Gold 5220 18C 125W 2.2GHz Processor | 2599
7X15CTOLWW | B4HL | Intel Xeon Gold 5218 16C 125W 2.3GHz Processor | 2019
7X15CTOLWW | B4HM | Intel Xeon Gold 5217 8C 115W 3.0GHz Processor | 2659
7X15CTOLWW | B4HN | Intel Xeon Gold 5215 10C 85W 2.5GHz Processor | 2019
7X15CTOLWW | B4LV | ThinkSystem 128GB TruDDR4 2666MHz (1.2V) Intel Optane DC Persistent Memory | 1089
7X15CTOLWW | B4LW | ThinkSystem 256GB TruDDR4 2666MHz (1.2V) Intel Optane DC Persistent Memory | 4689
7X15CTOLWW | B4LX | ThinkSystem 512GB TruDDR4 2666MHz (1.2V) Intel Optane DC Persistent Memory | 18319
7X15CTOLWW | B4LY | ThinkSystem 16GB TruDDR4 2933 MHz (1Rx4 1.2V) RDIMM | 289
7X15CTOLWW | B4M8 | Lenovo ThinkSystem SN850 CLX Server | 3760
7X15CTOLWW | B4NU | Intel Xeon Platinum 8260Y 24/20/16C 165W 2.4GHz Processor | 9799
7X15CTOLWW | B4P2 | Intel Xeon Gold 6238T 22C 125W 1.9GHz Processor | 4349
7X15CTOLWW | B4P3 | Intel Xeon Gold 5218T 16C 105W 2.1GHz Processor | 2399
7X15CTOLWW | B4P6 | Intel Xeon Platinum 8276L 28C 165W 2.2GHz Processor | 26689
7X15CTOLWW | B4P7 | Intel Xeon Platinum 8260L 24C 165W 2.4GHz Processor | 19249
7X15CTOLWW | B4P9 | Intel Xeon Gold 5215L 10C 85W 2.5GHz Processor | 17019
7X15CTOLWW | B4XA | VMware ESXi 6.7 U1 (Factory Installed) | 0
7X15CTOLWW | B4Y4 | ThinkSystem 2.5" SS530 400GB Performance SAS 12Gb Hot Swap SSD | 1479
7X15CTOLWW | B4Y5 | ThinkSystem 2.5" SS530 800GB Performance SAS 12Gb Hot Swap SSD | 2299
7X15CTOLWW | B4Y7 | ThinkSystem 2.5" SS530 3.2TB Performance SAS 12Gb Hot Swap SSD | 7859
7X15CTOLWW | B528 | Intel Optane DC Persistent Memory - Memory Mode only | 0
7X15CTOLWW | B529 | Intel Optane DC Persistent Memory - App Direct Mode only | 0
7X15CTOLWW | B52A | Intel Optane DC Persistent Memory - Mixed Memory Mode | 0
7X15CTOLWW | B587 | ThinkSystem 128GB TruDDR4 2933MHz (4Rx4 1.2V) 3DS RDIMM | 3399
7X15CTOLWW | B58F | ThinkSystem U.2 Intel P4510 1.0TB Entry NVMe PCIe3.0 x4 Hot Swap SSD | 539
7X15CTOLWW | B58G | ThinkSystem U.2 Intel P4510 2.0TB Entry NVMe PCIe3.0 x4 Hot Swap SSD | 1459
7X15CTOLWW | B5RY | Intel Xeon Gold 6230N 20C 125W 2.3GHz Processor | 3239
7X15CTOLWW | B5RZ | Intel Xeon Platinum 8253 16C 125W 2.2GHz Processor | 5299
7X15CTOLWW | B5S1 | Intel Xeon Gold 5222 4C 105W 3.8GHz Processor | 1999
7X15CTOLWW | B5S2 | Intel Xeon Platinum 8256 4C 105W 3.8GHz Processor | 12099
7X15CTOLWW | B6BS | Intel Xeon Gold 5218B 16C 125W 2.3GHz Processor | 2019
7X15CTOLWW | B6CJ | Intel Xeon Gold 6238 22C 140W 2.1GHz Processor | 4799
7X15CTOLWW | B6CK | Intel Xeon Gold 6234 8C 130W 3.3GHz Processor | 3999
7X15CTOLWW | B6CL | Intel Xeon Gold 6226 12C 125W 2.7GHz Processor | 3299
7X15CTOLWW | B6CP | Intel Xeon Gold 6230T 20C 125W 2.1GHz Processor | 3599
7X15CTOLWW | B6CQ | Intel Xeon Gold 5220T 18C 105W 1.9GHz Processor | 3199
7X15CTOLWW | B6CR | Intel Xeon Gold 6238L 22C 140W 2.1GHz Processor | 14599
7X15CTOLWW | B6CS | Intel Xeon Gold 6240L 18C 150W 2.6GHz Processor | 14299
7X15CTOLWW | B6CT | Intel Xeon Gold 6252N 24C 150W 2.3GHz Processor | 7699
7X15CTOLWW | B6CU | Intel Xeon Gold 6262V 24C 135W 1.9GHz Processor | 5399
7X15CTOLWW | B6CV | Intel Xeon Gold 6222V 20C 115W 1.8GHz Processor | 2999
7X15CTOLWW | B6CW | Intel Xeon Gold 5220S 18C 125W 2.7GHz Processor | 3699
7X15CTOLWW | B6PD | Intel Xeon Gold 6246 12C 165W 3.3GHz Processor | 5999
7X15CTOLWW | B6U0 | VMware ESXi 6.5 U3 (factory installed) | 0
7X15CTOLWW | B6U1 | VMware ESXi 6.7 U2 (factory installed) | 0
7X15CTOLWW | B7EW | ThinkSystem 2.5" 5210 1.92TB Entry SATA 6Gb Hot Swap QLC SSD | 759
7X15CTOLWW | B7EX | ThinkSystem 2.5" 5210 3.84TB Entry SATA 6Gb Hot Swap QLC SSD | 1489
7X15CTOLWW | B7EY | ThinkSystem 2.5" 5210 7.68TB Entry SATA 6Gb Hot Swap QLC SSD | 2779
7X15CTOLWW | B88T | VMware ESXi 6.7 U3 (factory installed) | 0
7X15CTOLWW | B8HP | ThinkSystem 2.5" 5300 960GB Entry SATA 6Gb Hot Swap SSD | 489
7X15CTOLWW | B8HS | ThinkSystem M.2 5300 240GB SATA 6Gbps Non-Hot Swap SSD | 359
7X15CTOLWW | B8HU | ThinkSystem 2.5" PM1645a 800GB Mainstream SAS 12Gb Hot Swap SSD | 819
7X15CTOLWW | B8HV | ThinkSystem 2.5" 5300 240GB Entry SATA 6Gb Hot Swap SSD | 359
7X15CTOLWW | B8HY | ThinkSystem 2.5" 5300 480GB Mainstream SATA 6Gb Hot Swap SSD | 429
7X15CTOLWW | B8J1 | ThinkSystem 2.5" 5300 240GB Mainstream SATA 6Gb Hot Swap SSD | 409
7X15CTOLWW | B8J2 | ThinkSystem 2.5" 5300 7.68TB Entry SATA 6Gb Hot Swap SSD | 3649
7X15CTOLWW | B8J4 | ThinkSystem 2.5" PM1645a 1.6TB Mainstream SAS 12Gb Hot Swap SSD | 1379
7X15CTOLWW | B8J5 | ThinkSystem 2.5" 5300 1.92TB Entry SATA 6Gb Hot Swap SSD | 939
7X15CTOLWW | B8J6 | ThinkSystem 2.5" 5300 960GB Mainstream SATA 6Gb Hot Swap SSD | 729
7X15CTOLWW | B8J7 | ThinkSystem 2.5" 5300 3.84TB Mainstream SATA 6Gb Hot Swap SSD | 2179
7X15CTOLWW | B8JA | ThinkSystem 2.5" PM1645a 6.4TB Mainstream SAS 12Gb Hot Swap SSD | 6049
7X15CTOLWW | B8JD | ThinkSystem 2.5" PM1645a 3.2TB Mainstream SAS 12Gb Hot Swap SSD | 2579
7X15CTOLWW | B8JE | ThinkSystem 2.5" 5300 1.92TB Mainstream SATA 6Gb Hot Swap SSD | 1279
7X15CTOLWW | B8JM | ThinkSystem 2.5" 5300 480GB Entry SATA 6Gb Hot Swap SSD | 309
7X15CTOLWW | B8JP | ThinkSystem 2.5" 5300 3.84TB Entry SATA 6Gb Hot Swap SSD | 1789
7X15CTOLWW | B919 | ThinkSystem M.2 5300 480GB SATA 6Gbps Non-Hot Swap SSD | 369
7X15CTOLWW | B91A | ThinkSystem 2.5" PM1643a 960GB Entry SAS 12Gb Hot Swap SSD | 819
7X15CTOLWW | B91B | ThinkSystem 2.5" PM1643a 1.92TB Entry SAS 12Gb Hot Swap SSD | 1379
7X15CTOLWW | B91C | ThinkSystem 2.5" PM1643a 3.84TB Entry SAS 12Gb Hot Swap SSD | 2579
7X15CTOLWW | B91D | ThinkSystem 2.5" PM1643a 7.68TB Entry SAS 12Gb Hot Swap SSD | 5019
7X15CTOLWW | B96P | ThinkSystem U.3 Kioxia CM6-V 6.4TB Mainstream NVMe PCIe4.0 x4 Hot Swap SSD | 6789
7X15CTOLWW | B96T | ThinkSystem U.3 Kioxia CM6-V 3.2TB Mainstream NVMe PCIe4.0 x4 Hot Swap SSD | 3459
7X15CTOLWW | B96Z | ThinkSystem U.3 Kioxia CM6-V 1.6TB Mainstream NVMe PCIe4.0 x4 Hot Swap SSD | 1919
7X15CTOLWW | B9AC | ThinkSystem 2.5" 5210 960GB Entry SATA 6Gb Hot Swap QLC SSD | 419
7X15CTOLWW | BB0P | Intel Transparent Supply Chain. Lenovo has paired our industry leading supply chain with Intel's innovative Transparent Supply Chain program to add a layer of protection to your data center and bring peace of mind that the server hardware you bring into ... | 0
7X15CTOLWW | BBZG | VMware ESXi 7.0 (Factory Installed) | 2
7X15CTOLWW | BC4R | ThinkSystem 2.5" PM1643a 15.36TB Entry SAS 12Gb Hot Swap SSD | 10029
7X15CTOLWW | BCFR | ThinkSystem U.2 Intel P5600 3.2TB Mainstream NVMe PCIe 4.0 x4 Hot Swap SSD | 3829
7X15CTOLWW | BCFS | ThinkSystem U.2 Intel P5600 6.4TB Mainstream NVMe PCIe 4.0 x4 Hot Swap SSD | 7639
7X15CTOLWW | BCFT | ThinkSystem U.2 Intel P5500 1.92TB Entry NVMe PCIe 4.0 x4 Hot Swap SSD | 1479
7X15CTOLWW | BCFU | ThinkSystem U.2 Intel P5500 7.68TB Entry NVMe PCIe 4.0 x4 Hot Swap SSD | 5359
7X15CTOLWW | BCFV | ThinkSystem U.2 Intel P5600 1.6TB Mainstream NVMe PCIe 4.0 x4 Hot Swap SSD | 1919
7X15CTOLWW | BCFW | ThinkSystem U.2 Intel P5500 3.84TB Entry NVMe PCIe 4.0 x4 Hot Swap SSD | 2689
7X15CTOLWW | BCTC | ThinkSystem 2.5" Multi Vendor 240GB Entry SATA 6Gb Hot Swap SSD | 219
7X15CTOLWW | BCTD | ThinkSystem 2.5" Multi Vendor 480GB Entry SATA 6Gb Hot Swap SSD | 219
7X15CTOLWW | BCTE | ThinkSystem 2.5" Multi Vendor 960GB Entry SATA 6Gb Hot Swap SSD | 659
7X15CTOLWW | BCTF | ThinkSystem 2.5" Multi Vendor 1.92TB Entry SATA 6Gb Hot Swap SSD | 1289
7X15CTOLWW | BCTG | ThinkSystem 2.5" Multi Vendor 3.84TB Entry SATA 6Gb Hot Swap SSD | 1259
7X15CTOLWW | BE03 | ThinkSystem U.3 Kioxia CM6-V 800GB Mainstream NVMe PCIe 4.0 x4 Hot Swap SSD | 1439
7X15CTOLWW | BE5E | VMware ESXi 7.0 U1 (Factory Installed) | 0
7X15CTOLWW | BFYB | Operating mode selection for: "Maximum Performance Mode" | 0
7X15CTOLWW | BFYC | Operating mode selection for: "Minimal Power Mode" | 0
7X15CTOLWW | BFYD | Operating mode selection for: "Efficiency Favoring Power Savings Mode" | 0
7X15CTOLWW | BFYE | Operating mode selection for: "Efficiency - Favoring Performance Mode" | 0
7X15CTOLWW | BFZZ | ThinkSystem 2.5" Nytro 3732 800GB Performance SAS 12Gb Hot Swap SSD SED | 1669
7X15CTOLWW | BG04 | ThinkSystem 2.5" Nytro 3732 3.2TB Performance SAS 12Gb Hot Swap SSD | 6259
7X15CTOLWW | BG05 | ThinkSystem 2.5" Nytro 3732 1.6TB Performance SAS 12Gb Hot Swap SSD | 3259
7X15CTOLWW | BG06 | ThinkSystem 2.5" Nytro 3732 800GB Performance SAS 12Gb Hot Swap SSD | 1669
7X15CTOLWW | BG07 | ThinkSystem 2.5" Nytro 3732 400GB Performance SAS 12Gb Hot Swap SSD | 1029
7X15CTOLWW | BHSR | VMware ESXi 7.0 U2 (Factory Installed) | 0
7X16CTO1WW | 30 | Integrated SATA Mirroring - 2 identical HDDs required | 0
7X16CTO1WW | 31 | Integrated SATA Striping - 2 identical HDDs required | 0
7X16CTO1WW | 747 | UID Asset Tag Label | 20
7X16CTO1WW | 2302 | RAID Configuration | 149
7X16CTO1WW | 2321 | Custom MFG SVCS Fee - Small Increment | 3
7X16CTO1WW | 5977 | Select Storage devices - no configured RAID required | 0
7X16CTO1WW | 5978 | Select Storage devices - configured RAID | 0
7X16CTO1WW | 7008 | Primary Array 2 HDDs | 0
7X16CTO1WW | 7831 | Customer Solution Center Services | 0
7X16CTO1WW | 7859 | Integrated Solid State Mirroring | 0
7X16CTO1WW | 7860 | Integrated Solid State Striping | 0
7X16CTO1WW | 8034 | LeSI Solution Component | 0
7X16CTO1WW | 8067 | TAA Compliant Order | 0
7X16CTO1WW | 8072 | General Racking Solution | 0
7X16CTO1WW | 8077 | Integrate BladeCenter in Manufacturing | 0
7X16CTO1WW | 8086 | No Publications Selected | 0
7X16CTO1WW | 9016 | Memory Sparing | 0
7X16CTO1WW | 9017 | Enable Memory Mirroring | 0
7X16CTO1WW | A103 | System x Cluster Upgrade | 0
7X16CTO1WW | A1NN | High Performance Analytics Appliance | 0
7X16CTO1WW | A2K6 | Primary Array - RAID 0 | 0
7X16CTO1WW | A2K7 | Primary Array - RAID 1 | 0
7X16CTO1WW | A463 | Flex SAP/BWA | 0
7X16CTO1WW | ATBS | Flex System CN4054S 4-port 10Gb Virtual Fabric Adapter | 899
7X16CTO1WW | ATBT | Flex System CN4052S 2-port 10Gb Virtual Fabric Adapter | 699
7X16CTO1WW | AU7X | Flex System CN4052S 2-port 10Gb Virtual Fabric Adapter Advanced | 639
7X16CTO1WW | AU7Y | Flex System CN4054S 4-port 10Gb Virtual Fabric Adapter Advanced | 999
7X16CTO1WW | AUK7 | TPM 2.0 and Secure Boot | 0
7X16CTO1WW | AULV | ThinkSystem 2.5" 300GB 15K SAS 12Gb Hot Swap 512n HDD | 339
7X16CTO1WW | AULW | ThinkSystem 2.5" 600GB 15K SAS 12Gb Hot Swap 512n HDD | 469
7X16CTO1WW | AULX | ThinkSystem 2.5" 900GB 15K SAS 12Gb Hot Swap 512e HDD | 639
7X16CTO1WW | AULY | ThinkSystem 2.5" 300GB 10K SAS 12Gb Hot Swap 512n HDD | 289
7X16CTO1WW | AULZ | ThinkSystem 2.5" 600GB 10K SAS 12Gb Hot Swap 512n HDD | 319
7X16CTO1WW | AUM0 | ThinkSystem 2.5" 900GB 10K SAS 12Gb Hot Swap 512n HDD | 389
7X16CTO1WW | AUM1 | ThinkSystem 2.5" 1.2TB 10K SAS 12Gb Hot Swap 512n HDD | 389
7X16CTO1WW | AUM2 | ThinkSystem 2.5" 1.8TB 10K SAS 12Gb Hot Swap 512e HDD | 589
7X16CTO1WW | AUM4 | ThinkSystem 2.5" 300GB 10K SAS 12Gb Hot Swap 512n HDD SED | 339
7X16CTO1WW | AUM5 | ThinkSystem 2.5" 600GB 10K SAS 12Gb Hot Swap 512n HDD SED | 635
7X16CTO1WW | AUM6 | ThinkSystem 2.5" 1TB 7.2K SAS 12Gb Hot Swap 512n HDD | 469
7X16CTO1WW | AUM7 | ThinkSystem 2.5" 2TB 7.2K SAS 12Gb Hot Swap 512n HDD | 839
7X16CTO1WW | AUMJ | ThinkSystem U.2 Intel Optane P4800X 375GB Performance NVMe PCIe 3.0 x4 Hot Swap SSD | 3589
7X16CTO1WW | AUMU | ThinkSystem M.2 Enablement Kit | 39
7X16CTO1WW | AUMV | ThinkSystem M.2 with Mirroring Enablement Kit | 149
7X16CTO1WW | AUNB | ThinkSystem 16GB TruDDR4 2666 MHz (1Rx4 1.2V) RDIMM | 289
7X16CTO1WW | AUNC | ThinkSystem 16GB TruDDR4 2666 MHz (2Rx8 1.2V) RDIMM | 319
7X16CTO1WW | AUND | ThinkSystem 32GB TruDDR4 2666 MHz (2Rx4 1.2V) RDIMM | 609
7X16CTO1WW | AUNE | ThinkSystem 64GB TruDDR4 2666 MHz (4Rx4 1.2V) LRDIMM | 1259
7X16CTO1WW | AUNF | ThinkSystem 128GB TruDDR4 2666 MHz (8Rx4 1.2V) 3DS RDIMM | 4449
7X16CTO1WW | AUU1 | ThinkSystem 8GB TruDDR4 2666 MHz (1Rx8 1.2V) RDIMM | 189
7X16CTO1WW | AUUE | ThinkSystem 2.5" 1TB 7.2K SATA 6Gb Hot Swap 512n HDD | 469
7X16CTO1WW | AUUJ | ThinkSystem 2.5" 2TB 7.2K SATA 6Gb Hot Swap 512e HDD | 849
7X16CTO1WW | AUUL | ThinkSystem M.2 32GB SATA 6Gbps Non-Hot Swap SSD | 109
7X16CTO1WW | AUUV | ThinkSystem M.2 128GB SATA 6Gbps Non-Hot Swap SSD | 159
7X16CTO1WW | AUXP | Lenovo ThinkSystem SN550 Server | 2229
7X16CTO1WW | AUYN | ThinkSystem SN550/SN850 Fabric Connector | 75
7X16CTO1WW | AUYP | ThinkSystem SATA Backplane for SN550 | 59
7X16CTO1WW | AUYQ | ThinkSystem NVMe/SATA Backplane for SN550 | 69
7X16CTO1WW | AUYR | ThinkSystem RAID 530-4i 2 Drive Adapter Kit for SN550 | 469
7X16CTO1WW | AUYS | ThinkSystem RAID 930-4i-2GB 2 Drive Adapter Kit for SN550 | 1019
7X16CTO1WW | AVCV | ThinkSystem QLogic QML2692 Mezz 16Gb 2-Port Fibre Channel Adapter | 899
7X16CTO1WW | AVCW | ThinkSystem Emulex LPm16002B-L Mezz 16Gb 2-Port Fibre Channel Adapter | 859
7X16CTO1WW | AVCX | ThinkSystem Emulex LPm16004B-L Mezz 16Gb 4-Port Fibre Channel Adapter | 1599
7X16CTO1WW | AVV8 | ThinkSystem External USB DVD-RW Optical Disk Drive | 79
7X16CTO1WW | AWAU | SAP HANA SW Stack for ThinkSystem | 0
7X16CTO1WW | AWEX | Intel Xeon Gold 6126 12C 125W 2.6GHz Processor | 2869
7X16CTO1WW | AWGJ | Intel Xeon Platinum 8160 24C 150W 2.1GHz Processor | 8159
7X16CTO1WW | AX40 | Intel Xeon Silver 4116 12C 85W 2.1GHz Processor | 1649
7X16CTO1WW | AX6D | Intel Xeon Gold 6130 16C 125W 2.1GHz Processor | 2999
7X16CTO1WW | AX6N | Intel Xeon Platinum 8160T 24C 150W 2.1GHz Processor | 9129
7X16CTO1WW | AX6Q | Intel Xeon Gold 6138 20C 125W 2.0GHz Processor | 4099
7X16CTO1WW | AX6R | Intel Xeon Gold 6140 18C 140W 2.3GHz Processor | 3819
7X16CTO1WW | AX71 | Intel Xeon Gold 6138T 20C 125W 2.0GHz Processor | 4349
7X16CTO1WW | AX72 | Intel Xeon Gold 6130T 16C 125W 2.1GHz Processor | 3129
7X16CTO1WW | AX73 | Intel Xeon Gold 6126T 12C 125W 2.6GHz Processor | 2979
7X16CTO1WW | AX7D | Intel Xeon Gold 5118 12C 105W 2.3GHz Processor | 2019
7X16CTO1WW | AX7E | Intel Xeon Gold 5120T 14C 105W 2.2GHz Processor | 2699
7X16CTO1WW | AX7F | Intel Xeon Gold 5119T 14C 85W 1.9GHz Processor | 2549
7X16CTO1WW | AXFS | VMware ESXi 6.0 U3 (factory installed) | 0
7X16CTO1WW | AXFT | VMware ESXi 6.5 U1 (factory installed) | 0
7X16CTO1WW | AXQK | Intel Xeon Silver 4110 8C 85W 2.1GHz Processor | 909
7X16CTO1WW | AXQN | Intel Xeon Silver 4109T 8C 70W 2.0GHz Processor | 949
7X16CTO1WW | AXQP | Intel Xeon Bronze 3106 8C 85W 1.7GHz Processor | 599
7X16CTO1WW | B0ML | Feature Enable TPM on MB | 0
7X16CTO1WW | B0YS | ThinkSystem 2.5" 2.4TB 10K SAS 12Gb Hot Swap 512e HDD | 629
7X16CTO1WW | B0YX | ThinkSystem 2.5" 1.2TB 10K SAS 12Gb Hot Swap 512n HDD SED | 749
7X16CTO1WW | B0Z0 | ThinkSystem 2.5" Intel S4500 960GB Entry SATA 6Gb Hot Swap SSD | 1219
7X16CTO1WW | B138 | Intel Xeon Silver 4116T 12C 85W 2.1GHz Processor | 1979
7X16CTO1WW | B139 | Intel Xeon Silver 4114T 10C 85W 2.2GHz Processor | 1369
7X16CTO1WW | B13A | Intel Xeon Gold 5117 14C 105W 2.0GHz Processor | 2199
7X16CTO1WW | B203 | Lenovo ThinkSystem SN550 Server R2 | 2229
7X16CTO1WW | B21W | ThinkSystem U.2 Toshiba CM5-V 800GB Mainstream NVMe PCIe 3.0 x4 Hot Swap SSD | 859
7X16CTO1WW | B21X | ThinkSystem U.2 Toshiba CM5-V 1.6TB Mainstream NVMe PCIe 3.0 x4 Hot Swap SSD | 3449
7X16CTO1WW | B21Y | ThinkSystem U.2 Toshiba CM5-V 3.2TB Mainstream NVMe PCIe 3.0 x4 Hot Swap SSD | 6999
7X16CTO1WW | B2VT | ThinkSystem QLogic QL45212 Flex 50Gb 2-Port Ethernet Adapter | 999
7X16CTO1WW | B2VU | ThinkSystem QLogic QL45214 Flex 25Gb 4-Port Ethernet Adapter | 1389
7X16CTO1WW | B2VV | ThinkSystem QLogic QL45262 Flex 50Gb 2-Port Ethernet Adapter with iSCSI/FCoE | 1219
7X16CTO1WW | B2X4 | ThinkSystem 2.5" 5200 1.92TB Entry SATA 6Gb Hot Swap SSD | 899
7X16CTO1WW | B2X6 | ThinkSystem 2.5" 5200 7.68TB Entry SATA 6Gb Hot Swap SSD | 4999
7X16CTO1WW | B2XJ | ThinkSystem U.2 Toshiba CM5-V 6.4TB Mainstream NVMe PCIe 3.0 x4 Hot Swap SSD | 12829
7X16CTO1WW | B30W | Custom MFG SVCS Fee - Medium Increment | 30
7X16CTO1WW | B30X | Custom MFG SVCS Fee - Large Increment | 300
7X16CTO1WW | B34H | ThinkSystem 2.5" PM883 240GB Entry SATA 6Gb Hot Swap SSD | 219
7X16CTO1WW | B34J | ThinkSystem 2.5" PM883 480GB Entry SATA 6Gb Hot Swap SSD | 279
7X16CTO1WW | B34K | ThinkSystem 2.5" PM883 960GB Entry SATA 6Gb Hot Swap SSD | 449
7X16CTO1WW | B34L | ThinkSystem 2.5" PM883 1.92TB Entry SATA 6Gb Hot Swap SSD | 889
7X16CTO1WW | B34M | ThinkSystem 2.5" PM883 3.84TB Entry SATA 6Gb Hot Swap SSD | 1739
7X16CTO1WW | B34N | ThinkSystem U.2 PM983 1.92TB Entry NVMe PCIe 3.0 x4 Hot Swap SSD | 939
7X16CTO1WW | B34P | ThinkSystem U.2 PM983 3.84TB Entry NVMe PCIe 3.0 x4 Hot Swap SSD | 1839
7X16CTO1WW | B3VW | VMware ESXi 6.5 U2 (Factory Installed) | 0
7X16CTO1WW | B3VX | VMware ESXi 6.7 (Factory Installed) | 0
7X16CTO1WW | B488 | ThinkSystem 2.5" 5200 240GB Mainstream SATA 6Gb Hot Swap SSD | 469
7X16CTO1WW | B48B | ThinkSystem 2.5" 5200 1.92TB Mainstream SATA 6Gb Hot Swap SSD | 2129
7X16CTO1WW | B48C | ThinkSystem 2.5" 5200 3.84TB Mainstream SATA 6Gb Hot Swap SSD | 4869
7X16CTO1WW | B498 | ThinkSystem 2.5" Intel S4510 240GB Entry SATA 6Gb Hot Swap SSD | 149
7X16CTO1WW | B499 | ThinkSystem 2.5" Intel S4510 480GB Entry SATA 6Gb Hot Swap SSD | 309
7X16CTO1WW | B49A | ThinkSystem 2.5" Intel S4510 960GB Entry SATA 6Gb Hot Swap SSD | 529
7X16CTO1WW | B49B | ThinkSystem 2.5" Intel S4510 1.92TB Entry SATA 6Gb Hot Swap SSD | 1049
7X16CTO1WW | B49C | ThinkSystem 2.5" Intel S4510 3.84TB Entry SATA 6Gb Hot Swap SSD | 1979
7X16CTO1WW | B49L | ThinkSystem 2.5" Intel S4610 240GB Mainstream SATA 6Gb Hot Swap SSD | 399
7X16CTO1WW | B49M | ThinkSystem 2.5" Intel S4610 480GB Mainstream SATA 6Gb Hot Swap SSD | 479
7X16CTO1WW | B49N | ThinkSystem 2.5" Intel S4610 960GB Mainstream SATA 6Gb Hot Swap SSD | 699
7X16CTO1WW | B49P | ThinkSystem 2.5" Intel S4610 1.92TB Mainstream SATA 6Gb Hot Swap SSD | 1289
7X16CTO1WW | B49Q | ThinkSystem 2.5" Intel S4610 3.84TB Mainstream SATA 6Gb Hot Swap SSD | 2499
7X16CTO1WW | B4A2 | ThinkSystem 2.5" PM1645 3.2TB Mainstream SAS 12Gb Hot Swap SSD | 2579
7X16CTO1WW | B4A7 | ThinkSystem 2.5" PM1643 3.84TB Capacity SAS 12Gb Hot Swap SSD | 2579
7X16CTO1WW | B4D2 | ThinkSystem 2.5" PM883 7.68TB Entry SATA 6Gb Hot Swap SSD | 3379
7X16CTO1WW | B4D3 | ThinkSystem U.2 PM983 7.68TB Entry NVMe PCIe3.0 x4 Hot Swap SSD | 4999
7X16CTO1WW | B4H2 | ThinkSystem 16GB TruDDR4 2933MHz (2Rx8 1.2V) RDIMM | 319
7X16CTO1WW | B4H3 | ThinkSystem 32GB TruDDR4 2933MHz (2Rx4 1.2V) RDIMM | 619
7X16CTO1WW | B4H4 | ThinkSystem 64GB TruDDR4 2933MHz (2Rx4 1.2V) RDIMM | 1279
7X16CTO1WW | B4H8 | Intel Xeon Platinum 8276 28C 165W 2.2GHz Processor | 15099
7X16CTO1WW | B4HB | Intel Xeon Platinum 8260 24C 165W 2.4GHz Processor | 8159
7X16CTO1WW | B4HC | Intel Xeon Gold 6252 24C 150W 2.1GHz Processor | 5909
7X16CTO1WW | B4HE | Intel Xeon Gold 6248 20C 150W 2.5GHz Processor | 5049
7X16CTO1WW | B4HF | Intel Xeon Gold 6244 8C 150W 3.6GHz Processor | 4699
7X16CTO1WW | B4HG | Intel Xeon Gold 6242 16C 150W 2.8GHz Processor | 4419
7X16CTO1WW | B4HH | Intel Xeon Gold 6240 18C 150W 2.6GHz Processor | 3819
7X16CTO1WW | B4HJ | Intel Xeon Gold 6230 20C 125W 2.1GHz Processor | 3099
7X16CTO1WW | B4HK | Intel Xeon Gold 5220 18C 125W 2.2GHz Processor | 2599
7X16CTO1WW | B4HL | Intel Xeon Gold 5218 16C 125W 2.3GHz Processor | 2019
7X16CTO1WW | B4HM | Intel Xeon Gold 5217 8C 115W 3.0GHz Processor | 2659
7X16CTO1WW | B4HN | Intel Xeon Gold 5215 10C 85W 2.5GHz Processor | 2019
7X16CTO1WW | B4HP | Intel Xeon Silver 4216 16C 100W 2.1GHz Processor | 1649
7X16CTO1WW | B4HQ | Intel Xeon Silver 4215 8C 85W 2.5GHz Processor | 1399
7X16CTO1WW | B4HR | Intel Xeon Silver 4214 12C 85W 2.2GHz Processor | 1169
7X16CTO1WW | B4HS | Intel Xeon Silver 4210 10C 85W 2.2GHz Processor | 859
7X16CTO1WW | B4HT | Intel Xeon Silver 4208 8C 85W 2.1GHz Processor | 799
7X16CTO1WW | B4HU | Intel Xeon Bronze 3204 6C 85W 1.9GHz Processor | 439
7X16CTO1WW | B4KB | Lenovo ThinkSystem SN550 CLX Server | 2240
7X16CTO1WW | B4LV | ThinkSystem 128GB TruDDR4 2666MHz (1.2V) Intel Optane DC Persistent Memory | 1089
7X16CTO1WW | B4LW | ThinkSystem 256GB TruDDR4 2666MHz (1.2V) Intel Optane DC Persistent Memory | 4689
7X16CTO1WW | B4LX | ThinkSystem 512GB TruDDR4 2666MHz (1.2V) Intel Optane DC Persistent Memory | 18319
7X16CTO1WW | B4LY | ThinkSystem 16GB TruDDR4 2933 MHz (1Rx4 1.2V) RDIMM | 289
7X16CTO1WW | B4NU | Intel Xeon Platinum 8260Y 24/20/16C 165W 2.4GHz Processor | 9799
7X16CTO1WW | B4NW | Intel Xeon Silver 4214Y 12/10/8C 85W 2.2GHz Processor | 1519
7X16CTO1WW | B4P2 | Intel Xeon Gold 6238T 22C 125W 1.9GHz Processor | 4349
7X16CTO1WW | B4P3 | Intel Xeon Gold 5218T 16C 105W 2.1GHz Processor | 2399
7X16CTO1WW | B4P4 | Intel Xeon Silver 4209T 8C 70W 2.2GHz Processor | 929
7X16CTO1WW | B4P6 | Intel Xeon Platinum 8276L 28C 165W 2.2GHz Processor | 26689
7X16CTO1WW | B4P7 | Intel Xeon Platinum 8260L 24C 165W 2.4GHz Processor | 19249
7X16CTO1WW | B4P9 | Intel Xeon Gold 5215L 10C 85W 2.5GHz Processor | 17019
7X16CTO1WW | B4XA | VMware ESXi 6.7 U1 (Factory Installed) | 0
7X16CTO1WW | B4Y4 | ThinkSystem 2.5" SS530 400GB Performance SAS 12Gb Hot Swap SSD | 1479
7X16CTO1WW | B4Y5 | ThinkSystem 2.5" SS530 800GB Performance SAS 12Gb Hot Swap SSD | 2299
7X16CTO1WW | B4Y7 | ThinkSystem 2.5" SS530 3.2TB Performance SAS 12Gb Hot Swap SSD | 7859
7X16CTO1WW | B528 | Intel Optane DC Persistent Memory - Memory Mode only | 0
7X16CTO1WW | B529 | Intel Optane DC Persistent Memory - App Direct Mode only | 0
7X16CTO1WW | B52A | Intel Optane DC Persistent Memory - Mixed Memory Mode | 0
7X16CTO1WW | B587 | ThinkSystem 128GB TruDDR4 2933MHz (4Rx4 1.2V) 3DS RDIMM | 3399
7X16CTO1WW | B58F | ThinkSystem U.2 Intel P4510 1.0TB Entry NVMe PCIe3.0 x4 Hot Swap SSD | 539
7X16CTO1WW | B58G | ThinkSystem U.2 Intel P4510 2.0TB Entry NVMe PCIe3.0 x4 Hot Swap SSD | 1459
7X16CTO1WW | B5RY | Intel Xeon Gold 6230N 20C 125W 2.3GHz Processor | 3239
7X16CTO1WW | B5RZ | Intel Xeon Platinum 8253 16C 125W 2.2GHz Processor | 5299
7X16CTO1WW | B5S1 | Intel Xeon Gold 5222 4C 105W 3.8GHz Processor | 1999
7X16CTO1WW | B5S2 | Intel Xeon Platinum 8256 4C 105W 3.8GHz Processor | 12099
7X16CTO1WW | B6BS | Intel Xeon Gold 5218B 16C 125W 2.3GHz Processor | 2019
7X16CTO1WW | B6CJ | Intel Xeon Gold 6238 22C 140W 2.1GHz Processor | 4799
7X16CTO1WW | B6CK | Intel Xeon Gold 6234 8C 130W 3.3GHz Processor | 3999
7X16CTO1WW | B6CL | Intel Xeon Gold 6226 12C 125W 2.7GHz Processor | 3299
7X16CTO1WW | B6CP | Intel Xeon Gold 6230T 20C 125W 2.1GHz Processor | 3599
7X16CTO1WW | B6CQ | Intel Xeon Gold 5220T 18C 105W 1.9GHz Processor | 3199
7X16CTO1WW | B6CR | Intel Xeon Gold 6238L 22C 140W 2.1GHz Processor | 14599
7X16CTO1WW | B6CS | Intel Xeon Gold 6240L 18C 150W 2.6GHz Processor | 14299
7X16CTO1WW | B6CT | Intel Xeon Gold 6252N 24C 150W 2.3GHz Processor | 7699
7X16CTO1WW | B6CU | Intel Xeon Gold 6262V 24C 135W 1.9GHz Processor | 5399
7X16CTO1WW | B6CV | Intel Xeon Gold 6222V 20C 115W 1.8GHz Processor | 2999
7X16CTO1WW | B6CW | Intel Xeon Gold 5220S 18C 125W 2.7GHz Processor | 3699
7X16CTO1WW | B6PD | Intel Xeon Gold 6246 12C 165W 3.3GHz Processor | 5999
7X16CTO1WW | B6U0 | VMware ESXi 6.5 U3 (factory installed) | 0
7X16CTO1WW | B6U1 | VMware ESXi 6.7 U2 (factory installed) | 0
7X16CTO1WW | B7EW | ThinkSystem 2.5" 5210 1.92TB Entry SATA 6Gb Hot Swap QLC SSD | 759
7X16CTO1WW | B7EX | ThinkSystem 2.5" 5210 3.84TB Entry SATA 6Gb Hot Swap QLC SSD | 1489
7X16CTO1WW | B7EY | ThinkSystem 2.5" 5210 7.68TB Entry SATA 6Gb Hot Swap QLC SSD | 2779
7X16CTO1WW | B7N3 | Intel Xeon Bronze 3206R 8C 85W 1.9GHz Processor | 559
7X16CTO1WW | B7N5 | Intel Xeon Silver 4210R 10C 100W 2.4GHz Processor | 899
7X16CTO1WW | B7N6 | Intel Xeon Silver 4214R 12C 100W 2.4GHz Processor | 1259
7X16CTO1WW | B7N9 | Intel Xeon Gold 5220R 24C 150W 2.2GHz Processor | 2739
7X16CTO1WW | B88T | VMware ESXi 6.7 U3 (factory installed) | 0
7X16CTO1WW | B8HP | ThinkSystem 2.5" 5300 960GB Entry SATA 6Gb Hot Swap SSD | 489
7X16CTO1WW | B8HS | ThinkSystem M.2 5300 240GB SATA 6Gbps Non-Hot Swap SSD | 359
7X16CTO1WW | B8HU | ThinkSystem 2.5" PM1645a 800GB Mainstream SAS 12Gb Hot Swap SSD | 819
7X16CTO1WW | B8HV | ThinkSystem 2.5" 5300 240GB Entry SATA 6Gb Hot Swap SSD | 359
7X16CTO1WW | B8HY | ThinkSystem 2.5" 5300 480GB Mainstream SATA 6Gb Hot Swap SSD | 429
7X16CTO1WW | B8J1 | ThinkSystem 2.5" 5300 240GB Mainstream SATA 6Gb Hot Swap SSD | 409
7X16CTO1WW | B8J2 | ThinkSystem 2.5" 5300 7.68TB Entry SATA 6Gb Hot Swap SSD | 3649
7X16CTO1WW | B8J4 | ThinkSystem 2.5" PM1645a 1.6TB Mainstream SAS 12Gb Hot Swap SSD | 1379
7X16CTO1WW | B8J5 | ThinkSystem 2.5" 5300 1.92TB Entry SATA 6Gb Hot Swap SSD | 939
7X16CTO1WW | B8J6 | ThinkSystem 2.5" 5300 960GB Mainstream SATA 6Gb Hot Swap SSD | 729
7X16CTO1WW | B8J7 | ThinkSystem 2.5" 5300 3.84TB Mainstream SATA 6Gb Hot Swap SSD | 2179
7X16CTO1WW | B8JA | ThinkSystem 2.5" PM1645a 6.4TB Mainstream SAS 12Gb Hot Swap SSD | 6049
7X16CTO1WW | B8JD | ThinkSystem 2.5" PM1645a 3.2TB Mainstream SAS 12Gb Hot Swap SSD | 2579
7X16CTO1WW | B8JE | ThinkSystem 2.5" 5300 1.92TB Mainstream SATA 6Gb Hot Swap SSD | 1279
7X16CTO1WW | B8JM | ThinkSystem 2.5" 5300 480GB Entry SATA 6Gb Hot Swap SSD | 309
7X16CTO1WW | B8JP | ThinkSystem 2.5" 5300 3.84TB Entry SATA 6Gb Hot Swap SSD | 1789
7X16CTO1WW | B919 | ThinkSystem M.2 5300 480GB SATA 6Gbps Non-Hot Swap SSD | 369
7X16CTO1WW | B91A | ThinkSystem 2.5" PM1643a 960GB Entry SAS 12Gb Hot Swap SSD | 819
7X16CTO1WW | B91B | ThinkSystem 2.5" PM1643a 1.92TB Entry SAS 12Gb Hot Swap SSD | 1379
7X16CTO1WW | B91C | ThinkSystem 2.5" PM1643a 3.84TB Entry SAS 12Gb Hot Swap SSD | 2579
7X16CTO1WW | B91D | ThinkSystem 2.5" PM1643a 7.68TB Entry SAS 12Gb Hot Swap SSD | 5019
7X16CTO1WW | B96P | ThinkSystem U.3 Kioxia CM6-V 6.4TB Mainstream NVMe PCIe4.0 x4 Hot Swap SSD | 6789
7X16CTO1WW | B96T | ThinkSystem U.3 Kioxia CM6-V 3.2TB Mainstream NVMe PCIe4.0 x4 Hot Swap SSD | 3459
7X16CTO1WW | B96Z | ThinkSystem U.3 Kioxia CM6-V 1.6TB Mainstream NVMe PCIe4.0 x4 Hot Swap SSD | 1919
7X16CTO1WW | B9AC | ThinkSystem 2.5" 5210 960GB Entry SATA 6Gb Hot Swap QLC SSD | 419
7X16CTO1WW | BAZL | Intel Xeon Gold 6238R 28C 165W 2.2GHz Processor | 4599
7X16CTO1WW | BAZM | Intel Xeon Gold 6240R 24C 165W 2.4GHz Processor | 3859
7X16CTO1WW | BAZS | Intel Xeon Gold 5218R 20C 125W 2.1GHz Processor | 2259
7X16CTO1WW | BAZU | Intel Xeon Silver 4215R 8C 130W 3.2GHz Processor | 1429
7X16CTO1WW | BAZW | Intel Xeon Gold 6226R 16C 150W 2.9GHz Processor | 2289
7X16CTO1WW | BAZX | Intel Xeon Gold 6230R 26C 150W 2.1GHz Processor | 3349
7X16CTO1WW | BB0P | Intel Transparent Supply Chain. Lenovo has paired our industry leading supply chain with Intel's innovative Transparent Supply Chain program to add a layer of protection to your data center and bring peace of mind that the server hardware you bring into ... | 0
7X16CTO1WW | BBZG | VMware ESXi 7.0 (Factory Installed) | 2
7X16CTO1WW | BC4R | ThinkSystem 2.5" PM1643a 15.36TB Entry SAS 12Gb Hot Swap SSD | 10029
7X16CTO1WW | BCFR | ThinkSystem U.2 Intel P5600 3.2TB Mainstream NVMe PCIe 4.0 x4 Hot Swap SSD | 3829
7X16CTO1WW | BCFS | ThinkSystem U.2 Intel P5600 6.4TB Mainstream NVMe PCIe 4.0 x4 Hot Swap SSD | 7639
7X16CTO1WW | BCFT | ThinkSystem U.2 Intel P5500 1.92TB Entry NVMe PCIe 4.0 x4 Hot Swap SSD | 1479
7X16CTO1WW | BCFU | ThinkSystem U.2 Intel P5500 7.68TB Entry NVMe PCIe 4.0 x4 Hot Swap SSD | 5359
7X16CTO1WW | BCFV | ThinkSystem U.2 Intel P5600 1.6TB Mainstream NVMe PCIe 4.0 x4 Hot Swap SSD | 1919
7X16CTO1WW | BCFW | ThinkSystem U.2 Intel P5500 3.84TB Entry NVMe PCIe 4.0 x4 Hot Swap SSD | 2689
7X16CTO1WW | BCTC | ThinkSystem 2.5" Multi Vendor 240GB Entry SATA 6Gb Hot Swap SSD | 219
7X16CTO1WW | BCTD | ThinkSystem 2.5" Multi Vendor 480GB Entry SATA 6Gb Hot Swap SSD | 219
7X16CTO1WW | BCTE | ThinkSystem 2.5" Multi Vendor 960GB Entry SATA 6Gb Hot Swap SSD | 659
7X16CTO1WW | BCTF | ThinkSystem 2.5" Multi Vendor 1.92TB Entry SATA 6Gb Hot Swap SSD | 1289
7X16CTO1WW | BCTG | ThinkSystem 2.5" Multi Vendor 3.84TB Entry SATA 6Gb Hot Swap SSD | 1259
7X16CTO1WW | BE03 | ThinkSystem U.3 Kioxia CM6-V 800GB Mainstream NVMe PCIe 4.0 x4 Hot Swap SSD | 1439
7X16CTO1WW | BE5E | VMware ESXi 7.0 U1 (Factory Installed) | 0
7X16CTO1WW | BFYB | Operating mode selection for: "Maximum Performance Mode" | 0
7X16CTO1WW | BFYC | Operating mode selection for: "Minimal Power Mode" | 0
7X16CTO1WW | BFYD | Operating mode selection for: "Efficiency Favoring Power Savings Mode" | 0
7X16CTO1WW | BFYE | Operating mode selection for: "Efficiency - Favoring Performance Mode" | 0
7X16CTO1WW | BFZZ | ThinkSystem 2.5" Nytro 3732 800GB Performance SAS 12Gb Hot Swap SSD SED | 1669
7X16CTO1WW | BG04 | ThinkSystem 2.5" Nytro 3732 3.2TB Performance SAS 12Gb Hot Swap SSD | 6259
7X16CTO1WW | BG05 | ThinkSystem 2.5" Nytro 3732 1.6TB Performance SAS 12Gb Hot Swap SSD | 3259
7X16CTO1WW | BG06 | ThinkSystem 2.5" Nytro 3732 800GB Performance SAS 12Gb Hot Swap SSD | 1669
7X16CTO1WW | BG07 | ThinkSystem 2.5" Nytro 3732 400GB Performance SAS 12Gb Hot Swap SSD | 1029
7X16CTO1WW | BHSR | VMware ESXi 7.0 U2 (Factory Installed) | 0
7X16CTOLWW | 30 | Integrated SATA Mirroring - 2 identical HDDs required | 0
7X16CTOLWW | 31 | Integrated SATA Striping - 2 identical HDDs required | 0
7X16CTOLWW | 747 | UID Asset Tag Label | 20
7X16CTOLWW | 2302 | RAID Configuration | 149
7X16CTOLWW | 2321 | Custom MFG SVCS Fee - Small Increment | 3
7X16CTOLWW | 5977 | Select Storage devices - no configured RAID required | 0
7X16CTOLWW | 5978 | Select Storage devices - configured RAID | 0
7X16CTOLWW | 7008 | Primary Array 2 HDDs | 0
7X16CTOLWW | 7831 | Customer Solution Center Services | 0
7X16CTOLWW | 7859 | Integrated Solid State Mirroring | 0
7X16CTOLWW | 7860 | Integrated Solid State Striping | 0
7X16CTOLWW | 8034 | LeSI Solution Component | 0
7X16CTOLWW | 8067 | TAA Compliant Order | 0
7X16CTOLWW | 8072 | General Racking Solution | 0
7X16CTOLWW | 8077 | Integrate BladeCenter in Manufacturing | 0
7X16CTOLWW | 8086 | No Publications Selected | 0
7X16CTOLWW | 9016 | Memory Sparing | 0
7X16CTOLWW | 9017 | Enable Memory Mirroring | 0
7X16CTOLWW | A103 | System x Cluster Upgrade | 0
7X16CTOLWW | A1NN | High Performance Analytics Appliance | 0
7X16CTOLWW | A2K6 | Primary Array - RAID 0 | 0
7X16CTOLWW | A2K7 | Primary Array - RAID 1 | 0
7X16CTOLWW | A463 | Flex SAP/BWA | 0
7X16CTOLWW | ATBS | Flex System CN4054S 4-port 10Gb Virtual Fabric Adapter | 899
7X16CTOLWW | ATBT | Flex System CN4052S 2-port 10Gb Virtual Fabric Adapter | 699
7X16CTOLWW | AU7X | Flex System CN4052S 2-port 10Gb Virtual Fabric Adapter Advanced | 639
7X16CTOLWW | AU7Y | Flex System CN4054S 4-port 10Gb Virtual Fabric Adapter Advanced | 999
7X16CTOLWW | AUK7 | TPM 2.0 and Secure Boot | 0
7X16CTOLWW | AULV | ThinkSystem 2.5" 300GB 15K SAS 12Gb Hot Swap 512n HDD | 339
7X16CTOLWW | AULW | ThinkSystem 2.5" 600GB 15K SAS 12Gb Hot Swap 512n HDD | 469
7X16CTOLWW | AULX | ThinkSystem 2.5" 900GB 15K SAS 12Gb Hot Swap 512e HDD | 639
7X16CTOLWW | AULY | ThinkSystem 2.5" 300GB 10K SAS 12Gb Hot Swap 512n HDD | 289
7X16CTOLWW | AULZ | ThinkSystem 2.5" 600GB 10K SAS 12Gb Hot Swap 512n HDD | 319
7X16CTOLWW | AUM0 | ThinkSystem 2.5" 900GB 10K SAS 12Gb Hot Swap 512n HDD | 389
7X16CTOLWW | AUM1 | ThinkSystem 2.5" 1.2TB 10K SAS 12Gb Hot Swap 512n HDD | 389
7X16CTOLWW | AUM2 | ThinkSystem 2.5" 1.8TB 10K SAS 12Gb Hot Swap 512e HDD | 589
7X16CTOLWW | AUM4 | ThinkSystem 2.5" 300GB 10K SAS 12Gb Hot Swap 512n HDD SED | 339
7X16CTOLWW | AUM5 | ThinkSystem 2.5" 600GB 10K SAS 12Gb Hot Swap 512n HDD SED | 635
7X16CTOLWW | AUM6 | ThinkSystem 2.5" 1TB 7.2K SAS 12Gb Hot Swap 512n HDD | 469
7X16CTOLWW | AUM7 | ThinkSystem 2.5" 2TB 7.2K SAS 12Gb Hot Swap 512n HDD | 839
7X16CTOLWW | AUMJ | ThinkSystem U.2 Intel Optane P4800X 375GB Performance NVMe PCIe 3.0 x4 Hot Swap SSD | 3589
7X16CTOLWW | AUMU | ThinkSystem M.2 Enablement Kit | 39
7X16CTOLWW | AUMV | ThinkSystem M.2 with Mirroring Enablement Kit | 149
7X16CTOLWW | AUNB | ThinkSystem 16GB TruDDR4 2666 MHz (1Rx4 1.2V) RDIMM | 289
7X16CTOLWW | AUNC | ThinkSystem 16GB TruDDR4 2666 MHz (2Rx8 1.2V) RDIMM | 319
7X16CTOLWW | AUND | ThinkSystem 32GB TruDDR4 2666 MHz (2Rx4 1.2V) RDIMM | 609
7X16CTOLWW | AUNE | ThinkSystem 64GB TruDDR4 2666 MHz (4Rx4 1.2V) LRDIMM | 1259
7X16CTOLWW | AUNF | ThinkSystem 128GB TruDDR4 2666 MHz (8Rx4 1.2V) 3DS RDIMM | 4449
7X16CTOLWW | AUU1 | ThinkSystem 8GB TruDDR4 2666 MHz (1Rx8 1.2V) RDIMM | 189
7X16CTOLWW | AUUE | ThinkSystem 2.5" 1TB 7.2K SATA 6Gb Hot Swap 512n HDD | 469
7X16CTOLWW | AUUJ | ThinkSystem 2.5" 2TB 7.2K SATA 6Gb Hot Swap 512e HDD | 849
7X16CTOLWW | AUUL | ThinkSystem M.2 32GB SATA 6Gbps Non-Hot Swap SSD | 109
7X16CTOLWW | AUUV | ThinkSystem M.2 128GB SATA 6Gbps Non-Hot Swap SSD | 159
7X16CTOLWW | AUXP | Lenovo ThinkSystem SN550 Server | 2229
7X16CTOLWW | AUYN | ThinkSystem SN550/SN850 Fabric Connector | 75
7X16CTOLWW | AUYP | ThinkSystem SATA Backplane for SN550 | 59
7X16CTOLWW | AUYQ | ThinkSystem NVMe/SATA Backplane for SN550 | 69
7X16CTOLWW | AUYR | ThinkSystem RAID 530-4i 2 Drive Adapter Kit for SN550 | 469
7X16CTOLWW | AUYS | ThinkSystem RAID 930-4i-2GB 2 Drive Adapter Kit for SN550 | 1019
7X16CTOLWW | AVCV | ThinkSystem QLogic QML2692 Mezz 16Gb 2-Port Fibre Channel Adapter | 899
7X16CTOLWW | AVCW | ThinkSystem Emulex LPm16002B-L Mezz 16Gb 2-Port Fibre Channel Adapter | 859
7X16CTOLWW | AVCX | ThinkSystem Emulex LPm16004B-L Mezz 16Gb 4-Port Fibre Channel Adapter | 1599
7X16CTOLWW | AVV8 | ThinkSystem External USB DVD-RW Optical Disk Drive | 79
7X16CTOLWW | AWAU | SAP HANA SW Stack for ThinkSystem | 0
7X16CTOLWW | AWEX | Intel Xeon Gold 6126 12C 125W 2.6GHz Processor | 2869
7X16CTOLWW | AX40 | Intel Xeon Silver 4116 12C 85W 2.1GHz Processor | 1649
7X16CTOLWW | AX6D | Intel Xeon Gold 6130 16C 125W 2.1GHz Processor | 2999
7X16CTOLWW | AX6N | Intel Xeon Platinum 8160T 24C 150W 2.1GHz Processor | 9129
7X16CTOLWW | AX6Q | Intel Xeon Gold 6138 20C 125W 2.0GHz Processor | 4099
7X16CTOLWW | AX6R | Intel Xeon Gold 6140 18C 140W 2.3GHz Processor | 3819
7X16CTOLWW | AX71 | Intel Xeon Gold 6138T 20C 125W 2.0GHz Processor | 4349
7X16CTOLWW | AX72 | Intel Xeon Gold 6130T 16C 125W 2.1GHz Processor | 3129
7X16CTOLWW | AX73 | Intel Xeon Gold 6126T 12C 125W 2.6GHz Processor | 2979
7X16CTOLWW | AX7D | Intel Xeon Gold 5118 12C 105W 2.3GHz Processor | 2019
7X16CTOLWW | AX7E | Intel Xeon Gold 5120T 14C 105W 2.2GHz Processor | 2699
7X16CTOLWW | AX7F | Intel Xeon Gold 5119T 14C 85W 1.9GHz Processor | 2549
7X16CTOLWW | AXFS | VMware ESXi 6.0 U3 (factory installed) | 0
7X16CTOLWW | AXFT | VMware ESXi 6.5 U1 (factory installed) | 0
7X16CTOLWW | AXQK | Intel Xeon Silver 4110 8C 85W 2.1GHz Processor | 909
7X16CTOLWW | AXQN | Intel Xeon Silver 4109T 8C 70W 2.0GHz Processor | 949
7X16CTOLWW | AXQP | Intel Xeon Bronze 3106 8C 85W 1.7GHz Processor | 599
7X16CTOLWW | B0ML | Feature Enable TPM on MB | 0
7X16CTOLWW | B0YS | ThinkSystem 2.5" 2.4TB 10K SAS 12Gb Hot Swap 512e HDD | 629
7X16CTOLWW | B0YX | ThinkSystem 2.5" 1.2TB 10K SAS 12Gb Hot Swap 512n HDD SED | 749
7X16CTOLWW | B0Z0 | ThinkSystem 2.5" Intel S4500 960GB Entry SATA 6Gb Hot Swap SSD | 1219
7X16CTOLWW | B138 | Intel Xeon Silver 4116T 12C 85W 2.1GHz Processor | 1979
7X16CTOLWW | B139 | Intel Xeon Silver 4114T 10C 85W 2.2GHz Processor | 1369
7X16CTOLWW | B13A | Intel Xeon Gold 5117 14C 105W 2.0GHz Processor | 2199
7X16CTOLWW | B203 | Lenovo ThinkSystem SN550 Server R2 | 2229
7X16CTOLWW | B21W | ThinkSystem U.2 Toshiba CM5-V 800GB Mainstream NVMe PCIe 3.0 x4 Hot Swap SSD | 859
7X16CTOLWW | B21X | ThinkSystem U.2 Toshiba CM5-V 1.6TB Mainstream NVMe PCIe 3.0 x4 Hot Swap SSD | 3449
7X16CTOLWW | B21Y | ThinkSystem U.2 Toshiba CM5-V 3.2TB Mainstream NVMe PCIe 3.0 x4 Hot Swap SSD | 6999
7X16CTOLWW | B2VT | ThinkSystem QLogic QL45212 Flex 50Gb 2-Port Ethernet Adapter | 999
7X16CTOLWW | B2VU | ThinkSystem QLogic QL45214 Flex 25Gb 4-Port Ethernet Adapter | 1389
7X16CTOLWW | B2VV | ThinkSystem QLogic QL45262 Flex 50Gb 2-Port Ethernet Adapter with iSCSI/FCoE | 1219
7X16CTOLWW | B2X4 | ThinkSystem 2.5" 5200 1.92TB Entry SATA 6Gb Hot Swap SSD | 899
7X16CTOLWW | B2X6 | ThinkSystem 2.5" 5200 7.68TB Entry SATA 6Gb Hot Swap SSD | 4999
7X16CTOLWW | B2XJ | ThinkSystem U.2 Toshiba CM5-V 6.4TB Mainstream NVMe PCIe 3.0 x4 Hot Swap SSD | 12829
7X16CTOLWW | B30W | Custom MFG SVCS Fee - Medium Increment | 30
7X16CTOLWW | B30X | Custom MFG SVCS Fee - Large Increment | 300
7X16CTOLWW | B34H | ThinkSystem 2.5" PM883 240GB Entry SATA 6Gb Hot Swap SSD | 219
7X16CTOLWW | B34J | ThinkSystem 2.5" PM883 480GB Entry SATA 6Gb Hot Swap SSD | 279
7X16CTOLWW | B34K | ThinkSystem 2.5" PM883 960GB Entry SATA 6Gb Hot Swap SSD | 449
7X16CTOLWW | B34L | ThinkSystem 2.5" PM883 1.92TB Entry SATA 6Gb Hot Swap SSD | 889
7X16CTOLWW | B34M | ThinkSystem 2.5" PM883 3.84TB Entry SATA 6Gb Hot Swap SSD | 1739
7X16CTOLWW | B34N | ThinkSystem U.2 PM983 1.92TB Entry NVMe PCIe 3.0 x4 Hot Swap SSD | 939
7X16CTOLWW | B34P | ThinkSystem U.2 PM983 3.84TB Entry NVMe PCIe 3.0 x4 Hot Swap SSD | 1839
7X16CTOLWW | B3VW | VMware ESXi 6.5 U2 (Factory Installed) | 0
7X16CTOLWW | B3VX | VMware ESXi 6.7 (Factory Installed) | 0
7X16CTOLWW | B488 | ThinkSystem 2.5" 5200 240GB Mainstream SATA 6Gb Hot Swap SSD | 469
7X16CTOLWW | B48B | ThinkSystem 2.5" 5200 1.92TB Mainstream SATA 6Gb Hot Swap SSD | 2129
7X16CTOLWW | B48C | ThinkSystem 2.5" 5200 3.84TB Mainstream SATA 6Gb Hot Swap SSD | 4869
7X16CTOLWW | B498 | ThinkSystem 2.5" Intel S4510 240GB Entry SATA 6Gb Hot Swap SSD | 149
7X16CTOLWW | B499 | ThinkSystem 2.5" Intel S4510 480GB Entry SATA 6Gb Hot Swap SSD | 309
7X16CTOLWW | B49A | ThinkSystem 2.5" Intel S4510 960GB Entry SATA 6Gb Hot Swap SSD | 529
7X16CTOLWW | B49B | ThinkSystem 2.5" Intel S4510 1.92TB Entry SATA 6Gb Hot Swap SSD | 1049
7X16CTOLWW | B49C | ThinkSystem 2.5" Intel S4510 3.84TB Entry SATA 6Gb Hot Swap SSD | 1979
7X16CTOLWW | B49L | ThinkSystem 2.5" Intel S4610 240GB Mainstream SATA 6Gb Hot Swap SSD | 399
7X16CTOLWW | B49M | ThinkSystem 2.5" Intel S4610 480GB Mainstream SATA 6Gb Hot Swap SSD | 479
7X16CTOLWW | B49N | ThinkSystem 2.5" Intel S4610 960GB Mainstream SATA 6Gb Hot Swap SSD | 699
7X16CTOLWW | B49P | ThinkSystem 2.5" Intel S4610 1.92TB Mainstream SATA 6Gb Hot Swap SSD | 1289
7X16CTOLWW | B49Q | ThinkSystem 2.5" Intel S4610 3.84TB Mainstream SATA 6Gb Hot Swap SSD | 2499
7X16CTOLWW | B4A2 | ThinkSystem 2.5" PM1645 3.2TB Mainstream SAS 12Gb Hot Swap SSD | 2579
7X16CTOLWW | B4A7 | ThinkSystem 2.5" PM1643 3.84TB Capacity SAS 12Gb Hot Swap SSD | 2579
7X16CTOLWW | B4D2 | ThinkSystem 2.5" PM883 7.68TB Entry SATA 6Gb Hot Swap SSD | 3379
7X16CTOLWW | B4D3 | ThinkSystem U.2 PM983 7.68TB Entry NVMe PCIe3.0 x4 Hot Swap SSD | 4999
7X16CTOLWW | B4H2 | ThinkSystem 16GB TruDDR4 2933MHz (2Rx8 1.2V) RDIMM | 319
7X16CTOLWW | B4H3 | ThinkSystem 32GB TruDDR4 2933MHz (2Rx4 1.2V) RDIMM | 619
7X16CTOLWW | B4H4 | ThinkSystem 64GB TruDDR4 2933MHz (2Rx4 1.2V) RDIMM | 1279
7X16CTOLWW | B4H8 | Intel Xeon Platinum 8276 28C 165W 2.2GHz Processor | 15099
7X16CTOLWW | B4HB | Intel Xeon Platinum 8260 24C 165W 2.4GHz Processor | 8159
7X16CTOLWW | B4HC | Intel Xeon Gold 6252 24C 150W 2.1GHz Processor | 5909
7X16CTOLWW | B4HE | Intel Xeon Gold 6248 20C 150W 2.5GHz Processor | 5049
7X16CTOLWW | B4HF | Intel Xeon Gold 6244 8C 150W 3.6GHz Processor | 4699
7X16CTOLWW | B4HG | Intel Xeon Gold 6242 16C 150W 2.8GHz Processor | 4419
7X16CTOLWW | B4HH | Intel Xeon Gold 6240 18C 150W 2.6GHz Processor | 3819
7X16CTOLWW | B4HJ | Intel Xeon Gold 6230 20C 125W 2.1GHz Processor | 3099
7X16CTOLWW | B4HK | Intel Xeon Gold 5220 18C 125W 2.2GHz Processor | 2599
7X16CTOLWW | B4HL | Intel Xeon Gold 5218 16C 125W 2.3GHz Processor | 2019
7X16CTOLWW | B4HM | Intel Xeon Gold 5217 8C 115W 3.0GHz Processor | 2659
7X16CTOLWW | B4HN | Intel Xeon Gold 5215 10C 85W 2.5GHz Processor | 2019
7X16CTOLWW | B4HP | Intel Xeon Silver 4216 16C 100W 2.1GHz Processor | 1649
7X16CTOLWW | B4HQ | Intel Xeon Silver 4215 8C 85W 2.5GHz Processor | 1399
7X16CTOLWW | B4HR | Intel Xeon Silver 4214 12C 85W 2.2GHz Processor | 1169
7X16CTOLWW | B4HS | Intel Xeon Silver 4210 10C 85W 2.2GHz Processor | 859
7X16CTOLWW | B4HT | Intel Xeon Silver 4208 8C 85W 2.1GHz Processor | 799
7X16CTOLWW | B4HU | Intel Xeon Bronze 3204 6C 85W 1.9GHz Processor | 439
7X16CTOLWW | B4KB | Lenovo ThinkSystem SN550 CLX Server | 2240
7X16CTOLWW | B4LV | ThinkSystem 128GB TruDDR4 2666MHz (1.2V) Intel Optane DC Persistent Memory | 1089
7X16CTOLWW | B4LW | ThinkSystem 256GB TruDDR4 2666MHz (1.2V) Intel Optane DC Persistent Memory | 4689
7X16CTOLWW | B4LX | ThinkSystem 512GB TruDDR4 2666MHz (1.2V) Intel Optane DC Persistent Memory | 18319
7X16CTOLWW | B4LY | ThinkSystem 16GB TruDDR4 2933 MHz (1Rx4 1.2V) RDIMM | 289
7X16CTOLWW | B4NU | Intel Xeon Platinum 8260Y 24/20/16C 165W 2.4GHz Processor | 9799
7X16CTOLWW | B4NW | Intel Xeon Silver 4214Y 12/10/8C 85W 2.2GHz Processor | 1519
7X16CTOLWW | B4P2 | Intel Xeon Gold 6238T 22C 125W 1.9GHz Processor | 4349
7X16CTOLWW | B4P3 | Intel Xeon Gold 5218T 16C 105W 2.1GHz Processor | 2399
7X16CTOLWW | B4P4 | Intel Xeon Silver 4209T 8C 70W 2.2GHz Processor | 929
7X16CTOLWW | B4P6 | Intel Xeon Platinum 8276L 28C 165W 2.2GHz Processor | 26689
7X16CTOLWW | B4P7 | Intel Xeon Platinum 8260L 24C 165W 2.4GHz Processor | 19249
7X16CTOLWW | B4P9 | Intel Xeon Gold 5215L 10C 85W 2.5GHz Processor | 17019
7X16CTOLWW | B4XA | VMware ESXi 6.7 U1 (Factory Installed) | 0
7X16CTOLWW | B4Y4 | ThinkSystem 2.5" SS530 400GB Performance SAS 12Gb Hot Swap SSD | 1479
7X16CTOLWW | B4Y5 | ThinkSystem 2.5" SS530 800GB Performance SAS 12Gb Hot Swap SSD | 2299
7X16CTOLWW | B4Y7 | ThinkSystem 2.5" SS530 3.2TB Performance SAS 12Gb Hot Swap SSD | 7859
7X16CTOLWW | B528 | Intel Optane DC Persistent Memory - Memory Mode only | 0
7X16CTOLWW | B529 | Intel Optane DC Persistent Memory - App Direct Mode only | 0
7X16CTOLWW | B52A | Intel Optane DC Persistent Memory - Mixed Memory Mode | 0
7X16CTOLWW | B587 | ThinkSystem 128GB TruDDR4 2933MHz (4Rx4 1.2V) 3DS RDIMM | 3399
7X16CTOLWW | B58F | ThinkSystem U.2 Intel P4510 1.0TB Entry NVMe PCIe3.0 x4 Hot Swap SSD | 539
7X16CTOLWW | B58G | ThinkSystem U.2 Intel P4510 2.0TB Entry NVMe PCIe3.0 x4 Hot Swap SSD | 1459
7X16CTOLWW | B5RY | Intel Xeon Gold 6230N 20C 125W 2.3GHz Processor | 3239
7X16CTOLWW | B5RZ | Intel Xeon Platinum 8253 16C 125W 2.2GHz Processor | 5299
7X16CTOLWW | B5S1 | Intel Xeon Gold 5222 4C 105W 3.8GHz Processor | 1999
7X16CTOLWW | B5S2 | Intel Xeon Platinum 8256 4C 105W 3.8GHz Processor | 12099
7X16CTOLWW | B6BS | Intel Xeon Gold 5218B 16C 125W 2.3GHz Processor | 2019
7X16CTOLWW | B6CJ | Intel Xeon Gold 6238 22C 140W 2.1GHz Processor | 4799
7X16CTOLWW | B6CK | Intel Xeon Gold 6234 8C 130W 3.3GHz Processor | 3999
7X16CTOLWW | B6CL | Intel Xeon Gold 6226 12C 125W 2.7GHz Processor | 3299
7X16CTOLWW | B6CP | Intel Xeon Gold 6230T 20C 125W 2.1GHz Processor | 3599
7X16CTOLWW | B6CQ | Intel Xeon Gold 5220T 18C 105W 1.9GHz Processor | 3199
7X16CTOLWW | B6CR | Intel Xeon Gold 6238L 22C 140W 2.1GHz Processor | 14599
7X16CTOLWW | B6CS | Intel Xeon Gold 6240L 18C 150W 2.6GHz Processor | 14299
7X16CTOLWW | B6CT | Intel Xeon Gold 6252N 24C 150W 2.3GHz Processor | 7699
7X16CTOLWW | B6CU | Intel Xeon Gold 6262V 24C 135W 1.9GHz Processor | 5399
7X16CTOLWW | B6CV | Intel Xeon Gold 6222V 20C 115W 1.8GHz Processor | 2999
7X16CTOLWW | B6CW | Intel Xeon Gold 5220S 18C 125W 2.7GHz Processor | 3699
7X16CTOLWW | B6PD | Intel Xeon Gold 6246 12C 165W 3.3GHz Processor | 5999
7X16CTOLWW | B6U0 | VMware ESXi 6.5 U3 (factory installed) | 0
7X16CTOLWW | B6U1 | VMware ESXi 6.7 U2 (factory installed) | 0
7X16CTOLWW | B7EW | ThinkSystem 2.5" 5210 1.92TB Entry SATA 6Gb Hot Swap QLC SSD | 759
7X16CTOLWW | B7EX | ThinkSystem 2.5" 5210 3.84TB Entry SATA 6Gb Hot Swap QLC SSD | 1489
7X16CTOLWW | B7EY | ThinkSystem 2.5" 5210 7.68TB Entry SATA 6Gb Hot Swap QLC SSD | 2779
7X16CTOLWW | B7N3 | Intel Xeon Bronze 3206R 8C 85W 1.9GHz Processor | 559
7X16CTOLWW | B7N5 | Intel Xeon Silver 4210R 10C 100W 2.4GHz Processor | 899
7X16CTOLWW | B7N6 | Intel Xeon Silver 4214R 12C 100W 2.4GHz Processor | 1259
7X16CTOLWW | B7N9 | Intel Xeon Gold 5220R 24C 150W 2.2GHz Processor | 2739
7X16CTOLWW | B88T | VMware ESXi 6.7 U3 (factory installed) | 0
7X16CTOLWW | B8HP | ThinkSystem 2.5" 5300 960GB Entry SATA 6Gb Hot Swap SSD | 489
7X16CTOLWW | B8HS | ThinkSystem M.2 5300 240GB SATA 6Gbps Non-Hot Swap SSD | 359
7X16CTOLWW | B8HU | ThinkSystem 2.5" PM1645a 800GB Mainstream SAS 12Gb Hot Swap SSD | 819
7X16CTOLWW | B8HV | ThinkSystem 2.5" 5300 240GB Entry SATA 6Gb Hot Swap SSD | 359
7X16CTOLWW | B8HY | ThinkSystem 2.5" 5300 480GB Mainstream SATA 6Gb Hot Swap SSD | 429
7X16CTOLWW | B8J1 | ThinkSystem 2.5" 5300 240GB Mainstream SATA 6Gb Hot Swap SSD | 409
7X16CTOLWW | B8J2 | ThinkSystem 2.5" 5300 7.68TB Entry SATA 6Gb Hot Swap SSD | 3649
7X16CTOLWW | B8J4 | ThinkSystem 2.5" PM1645a 1.6TB Mainstream SAS 12Gb Hot Swap SSD | 1379
7X16CTOLWW | B8J5 | ThinkSystem 2.5" 5300 1.92TB Entry SATA 6Gb Hot Swap SSD | 939
7X16CTOLWW | B8J6 | ThinkSystem 2.5" 5300 960GB Mainstream SATA 6Gb Hot Swap SSD | 729
7X16CTOLWW | B8J7 | ThinkSystem 2.5" 5300 3.84TB Mainstream SATA 6Gb Hot Swap SSD | 2179
7X16CTOLWW | B8JA | ThinkSystem 2.5" PM1645a 6.4TB Mainstream SAS 12Gb Hot Swap SSD | 6049
7X16CTOLWW | B8JD | ThinkSystem 2.5" PM1645a 3.2TB Mainstream SAS 12Gb Hot Swap SSD | 2579
7X16CTOLWW | B8JE | ThinkSystem 2.5" 5300 1.92TB Mainstream SATA 6Gb Hot Swap SSD | 1279
7X16CTOLWW | B8JM | ThinkSystem 2.5" 5300 480GB Entry SATA 6Gb Hot Swap SSD | 309
7X16CTOLWW | B8JP | ThinkSystem 2.5" 5300 3.84TB Entry SATA 6Gb Hot Swap SSD | 1789
7X16CTOLWW | B919 | ThinkSystem M.2 5300 480GB SATA 6Gbps Non-Hot Swap SSD | 369
7X16CTOLWW | B91A | ThinkSystem 2.5" PM1643a 960GB Entry SAS 12Gb Hot Swap SSD | 819
7X16CTOLWW | B91B | ThinkSystem 2.5" PM1643a 1.92TB Entry SAS 12Gb Hot Swap SSD | 1379
7X16CTOLWW | B91C | ThinkSystem 2.5" PM1643a 3.84TB Entry SAS 12Gb Hot Swap SSD | 2579
7X16CTOLWW | B91D | ThinkSystem 2.5" PM1643a 7.68TB Entry SAS 12Gb Hot Swap SSD | 5019
7X16CTOLWW | B96P | ThinkSystem U.3 Kioxia CM6-V 6.4TB Mainstream NVMe PCIe4.0 x4 Hot Swap SSD | 6789
7X16CTOLWW | B96T | ThinkSystem U.3 Kioxia CM6-V 3.2TB Mainstream NVMe PCIe4.0 x4 Hot Swap SSD | 3459
7X16CTOLWW | B96Z | ThinkSystem U.3 Kioxia CM6-V 1.6TB Mainstream NVMe PCIe4.0 x4 Hot Swap SSD | 1919
7X16CTOLWW | B9AC | ThinkSystem 2.5" 5210 960GB Entry SATA 6Gb Hot Swap QLC SSD | 419
7X16CTOLWW | BAZL | Intel Xeon Gold 6238R 28C 165W 2.2GHz Processor | 4599
7X16CTOLWW | BAZM | Intel Xeon Gold 6240R 24C 165W 2.4GHz Processor | 3859
7X16CTOLWW | BAZS | Intel Xeon Gold 5218R 20C 125W 2.1GHz Processor | 2259
7X16CTOLWW | BAZU | Intel Xeon Silver 4215R 8C 130W 3.2GHz Processor | 1429
7X16CTOLWW | BAZW | Intel Xeon Gold 6226R 16C 150W 2.9GHz Processor | 2289
7X16CTOLWW | BAZX | Intel Xeon Gold 6230R 26C 150W 2.1GHz Processor | 3349
7X16CTOLWW | BB0P | Intel Transparent Supply Chain. Lenovo has paired our industry leading supply chain with Intel's innovative Transparent Supply Chain program to add a layer of protection to your data center and bring peace of mind that the server hardware you bring into ... | 0
7X16CTOLWW | BBZG | VMware ESXi 7.0 (Factory Installed) | 2
7X16CTOLWW | BC4R | ThinkSystem 2.5" PM1643a 15.36TB Entry SAS 12Gb Hot Swap SSD | 10029
7X16CTOLWW | BCFR | ThinkSystem U.2 Intel P5600 3.2TB Mainstream NVMe PCIe 4.0 x4 Hot Swap SSD | 3829
7X16CTOLWW | BCFS | ThinkSystem U.2 Intel P5600 6.4TB Mainstream NVMe PCIe 4.0 x4 Hot Swap SSD | 7639
7X16CTOLWW | BCFT | ThinkSystem U.2 Intel P5500 1.92TB Entry NVMe PCIe 4.0 x4 Hot Swap SSD | 1479
7X16CTOLWW | BCFU | ThinkSystem U.2 Intel P5500 7.68TB Entry NVMe PCIe 4.0 x4 Hot Swap SSD | 5359
7X16CTOLWW | BCFV | ThinkSystem U.2 Intel P5600 1.6TB Mainstream NVMe PCIe 4.0 x4 Hot Swap SSD | 1919
7X16CTOLWW | BCFW | ThinkSystem U.2 Intel P5500 3.84TB Entry NVMe PCIe 4.0 x4 Hot Swap SSD | 2689
7X16CTOLWW | BCTC | ThinkSystem 2.5" Multi Vendor 240GB Entry SATA 6Gb Hot Swap SSD | 219
7X16CTOLWW | BCTD | ThinkSystem 2.5" Multi Vendor 480GB Entry SATA 6Gb Hot Swap SSD | 219
7X16CTOLWW | BCTE | ThinkSystem 2.5" Multi Vendor 960GB Entry SATA 6Gb Hot Swap SSD | 659
7X16CTOLWW | BCTF | ThinkSystem 2.5" Multi Vendor 1.92TB Entry SATA 6Gb Hot Swap SSD | 1289
7X16CTOLWW | BCTG | ThinkSystem 2.5" Multi Vendor 3.84TB Entry SATA 6Gb Hot Swap SSD | 1259
7X16CTOLWW | BE03 | ThinkSystem U.3 Kioxia CM6-V 800GB Mainstream NVMe PCIe 4.0 x4 Hot Swap SSD | 1439
7X16CTOLWW | BE5E | VMware ESXi 7.0 U1 (Factory Installed) | 0
7X16CTOLWW | BFYB | Operating mode selection for: "Maximum Performance Mode" | 0
7X16CTOLWW | BFYC | Operating mode selection for: "Minimal Power Mode" | 0
7X16CTOLWW | BFYD | Operating mode selection for: "Efficiency Favoring Power Savings Mode" | 0
7X16CTOLWW | BFYE | Operating mode selection for: "Efficiency - Favoring Performance Mode" | 0
7X16CTOLWW | BFZZ | ThinkSystem 2.5" Nytro 3732 800GB Performance SAS 12Gb Hot Swap SSD SED | 1669
7X16CTOLWW | BG04 | ThinkSystem 2.5" Nytro 3732 3.2TB Performance SAS 12Gb Hot Swap SSD | 6259
7X16CTOLWW | BG05 | ThinkSystem 2.5" Nytro 3732 1.6TB Performance SAS 12Gb Hot Swap SSD | 3259
7X16CTOLWW | BG06 | ThinkSystem 2.5" Nytro 3732 800GB Performance SAS 12Gb Hot Swap SSD | 1669
7X16CTOLWW | BG07 | ThinkSystem 2.5" Nytro 3732 400GB Performance SAS 12Gb Hot Swap SSD | 1029
7X16CTOLWW | BHSR | VMware ESXi 7.0 U2 (Factory Installed) | 0
7X18CTO1WW | 64 | QLogic 10Gb SFP+ SR Optical Transceiver | 909
7X18CTO1WW | 69 | Brocade 10Gb SFP+ SR Optical Transceiver | 909
7X18CTO1WW | 747 | UID Asset Tag Label | 20
7X18CTO1WW | 2302 | RAID Configuration | 149
7X18CTO1WW | 2306 | Integration >1U Component | 125
7X18CTO1WW | 2321 | Custom MFG SVCS Fee - Small Increment | 3
7X18CTO1WW | 2400 | Primary Array 12 HDDs | 0
7X18CTO1WW | 2401 | Primary Array 13 HDDs | 0
7X18CTO1WW | 2402 | Primary Array 14 HDDs | 0
7X18CTO1WW | 2403 | Primary Array 15 HDDs | 0
7X18CTO1WW | 2404 | Primary Array 16 HDDs | 0
7X18CTO1WW | 2405 | Secondary Array 9 HDDs | 0
7X18CTO1WW | 2406 | Secondary Array 10 HDDs | 0
7X18CTO1WW | 2407 | Secondary Array 11 HDDs | 0
7X18CTO1WW | 2408 | Secondary Array 12 HDDs | 0
7X18CTO1WW | 2409 | Secondary Array 13 HDDs | 0
7X18CTO1WW | 2410 | Secondary Array 14 HDDs | 0
7X18CTO1WW | 3271 | No RAID - Secondary Array set up by customer | 0
7X18CTO1WW | 5053 | SFP+ SR Transceiver | 699
7X18CTO1WW | 5340 | Serial Conversion Option (SCO) | 249
7X18CTO1WW | 5341 | Virtual Media Conversion Option Gen2 (VCO2) | 129
7X18CTO1WW | 5977 | Select Storage devices - no configured RAID required | 0
7X18CTO1WW | 5978 | Select Storage devices - configured RAID | 0
7X18CTO1WW | 6139 | SF Instruction | 0
7X18CTO1WW | 6201 | 1.5m, 10A/100-250V, C13 to IEC 320-C14 Rack Power Cable | 19
7X18CTO1WW | 6204 | 2.8m, 10A/100-250V, C13 to IEC 320-C20 Rack Power Cable | 19
7X18CTO1WW | 6263 | 4.3m, 10A/100-250V, C13 to IEC 320-C14 Rack Power Cable | 19
7X18CTO1WW | 6311 | 2.8m, 10A/100-250V, C13 to IEC 320-C14 Rack Power Cable | 9
7X18CTO1WW | 6313 | 2.8m, 10A/120V, C13 to NEMA 5-15P (US) Line Cord | 19
7X18CTO1WW | 6370 | 4.3m, 10A/125V, C13 to NEMA 5-15P (US) Line Cord | 10
7X18CTO1WW | 6373 | 4.3m, 10A/250V, C13 to NEMA 6-15P (US) Line Cord | 15
7X18CTO1WW | 6400 | 2.8m, 13A/100-250V, C13 to C14 Jumper Cord | 9
7X18CTO1WW | 6401 | 2.8m, 13A/120V, C13 to NEMA 5-15P (US) Line Cord | 29
7X18CTO1WW | 6570 | 2.0m, 13A/100-250V, C13 to C14 Jumper Cord | 19
7X18CTO1WW | 6583 | 4.3m, 13A/100-250V, C13 to C14 Rack Power Cable | 19
7X18CTO1WW | 7008 | Primary Array 2 HDDs | 0
7X18CTO1WW | 7009 | Primary Array 3 HDDs | 0
7X18CTO1WW | 7010 | Primary Array 4 HDDs | 0
7X18CTO1WW | 7011 | Primary Array 5 HDDs | 0
7X18CTO1WW | 7012 | Primary Array 6 HDDs | 0
7X18CTO1WW | 7013 | Primary Array 7 HDDs | 0
7X18CTO1WW | 7014 | Primary Array 8 HDDs | 0
7X18CTO1WW | 7015 | Secondary Array 2 HDDs | 0
7X18CTO1WW | 7016 | Secondary Array 3 HDDs | 0
7X18CTO1WW | 7017 | Secondary Array 4 HDDs | 0
7X18CTO1WW | 7057 | Secondary Array 5 HDDs | 0
7X18CTO1WW | 7058 | Secondary Array 6 HDDs | 0
7X18CTO1WW | 7059 | Secondary Array 7 HDDs | 0
7X18CTO1WW | 7060 | Secondary Array 8 HDDs | 0
7X18CTO1WW | 7664 | Primary Array 9 HDDs | 0
7X18CTO1WW | 7831 | Customer Solution Center Services | 0
7X18CTO1WW | 8034 | LeSI Solution Component | 0
7X18CTO1WW | 8067 | TAA Compliant Order | 0
7X18CTO1WW | 8072 | General Racking Solution | 0
7X18CTO1WW | 8086 | No Publications Selected | 0
7X18CTO1WW | 8971 | Integrate in manufacturing | 0
7X18CTO1WW | 8972 | Ship Uninstalled (Safety) | 0
7X18CTO1WW | 9013 | Hot Spare | 0
7X18CTO1WW | 9016 | Memory Sparing | 0
7X18CTO1WW | 9017 | Enable Memory Mirroring | 0
7X18CTO1WW | 9714 | Primary Array 10 HDDs | 0
7X18CTO1WW | 9715 | Primary Array 11 HDDs | 0
7X18CTO1WW | A102 | Advanced Grouping | 0
7X18CTO1WW | A103 | System x Cluster Upgrade | 0
7X18CTO1WW | A1DP | 1m QSFP to QSFP+ Cable | 269
7X18CTO1WW | A1DQ | 3m QSFP+ to QSFP+ Cable | 329
7X18CTO1WW | A1NN | High Performance Analytics Appliance | 0
7X18CTO1WW | A1PH | 1m Passive DAC SFP+ Cable | 69
7X18CTO1WW | A1PJ | 3m Passive DAC SFP+ Cable | 89
7X18CTO1WW | A1PK | 5m Passive DAC SFP+ Cable | 159
7X18CTO1WW | A1RF | 2.8m, 10A/250V, C13 to NEMA 6-15P Line Cord | 15
7X18CTO1WW | A2K6 | Primary Array - RAID 0 | 0
7X18CTO1WW | A2K7 | Primary Array - RAID 1 | 0
7X18CTO1WW | A2K9 | Primary Array - RAID 5 | 0
7X18CTO1WW | A2KA | Primary Array - RAID 6 | 0
7X18CTO1WW | A2KB | Primary Array - RAID 10 | 0
7X18CTO1WW | A2KF | Secondary Array - RAID 0 | 0
7X18CTO1WW | A2KG | Secondary Array - RAID 1 | 0
7X18CTO1WW | A2KJ | Secondary Array - RAID 5 | 0
7X18CTO1WW | A2KK | Secondary Array - RAID 6 | 0
7X18CTO1WW | A2KL | Secondary Array - RAID 10 | 0
7X18CTO1WW | A3RG | 0.5m Passive DAC SFP+ Cable | 79
7X18CTO1WW | A3RH | 7m Passive DAC SFP+ Cable | 179
7X18CTO1WW | A4VP | 1.0m, 10A/100-250V, C13 to IEC 320-C14 Rack Power Cable | 19
7X18CTO1WW | A51N | 1.5m Passive DAC SFP+ Cable | 89
7X18CTO1WW | A51P | 2m Passive DAC SFP+ Cable | 89
7X18CTO1WW | A5DL | SFP 1000Base-T (RJ-45) Transceiver | 89
7X18CTO1WW | A5U1 | SKLM for System x w/SEDs - FoD per Install w/1Yr S&S | 199
7X18CTO1WW | ARZB | 0.75m Mellanox QSFP Passive DAC Cable | 149
7X18CTO1WW | ARZC | 1m Mellanox QSFP Passive DAC Cable | 159
7X18CTO1WW | ARZD | 1.25m Mellanox QSFP Passive DAC Cable | 169
7X18CTO1WW | ARZE | 1.5m Mellanox QSFP Passive DAC Cable | 169
7X18CTO1WW | ARZF | 3m Mellanox QSFP Passive DAC Cable | 189
7X18CTO1WW | AS6C | SKLM for System x w/SEDs - FoD per Install w/3Yr S&S | 299
7X18CTO1WW | ASQT | 0.5m Mellanox EDR IB Passive Copper QSFP28 Cable | 229
7X18CTO1WW | ASQU | 0.75m Mellanox EDR IB Passive Copper QSFP28 Cable | 249
7X18CTO1WW | ASQV | 1m Mellanox EDR IB Passive Copper QSFP28 Cable | 249
7X18CTO1WW | ASQW | 1.25m Mellanox EDR IB Passive Copper QSFP28 Cable | 289
7X18CTO1WW | ASQX | 1.5m Mellanox EDR IB Passive Copper QSFP28 Cable | 289
7X18CTO1WW | ASQY | 2m Mellanox EDR IB Passive Copper QSFP28 Cable | 289
7X18CTO1WW | ASQZ | 5m Mellanox EDR IB Optical QSFP28 Cable | 1359
7X18CTO1WW | ASR0 | 10m Mellanox EDR IB Optical QSFP28 Cable | 1419
7X18CTO1WW | ASR1 | 15m Mellanox EDR IB Optical QSFP28 Cable | 1509
7X18CTO1WW | ASR2 | 20m Mellanox EDR IB Optical QSFP28 Cable | 1569
7X18CTO1WW | ASR3 | 30m Mellanox EDR IB Optical QSFP28 Cable | 1789
7X18CTO1WW | ASR5 | Lenovo 0.5m LC-LC OM3 MMF Cable | 24
7X18CTO1WW | ASR6 | Lenovo 1m LC-LC OM3 MMF Cable | 24
7X18CTO1WW | ASR7 | Lenovo 3m LC-LC OM3 MMF Cable | 24
7X18CTO1WW | ASR8 | Lenovo 5m LC-LC OM3 MMF Cable | 29
7X18CTO1WW | ASR9 | Lenovo 10m LC-LC OM3 MMF Cable | 39
7X18CTO1WW | ASRA | Lenovo 15m LC-LC OM3 MMF Cable | 45
7X18CTO1WW | ASRB | Lenovo 25m LC-LC OM3 MMF Cable | 54
7X18CTO1WW | ASRM | 3m Mellanox EDR IB Passive Copper QSFP28 Cable | 319
7X18CTO1WW | ASRN | 3m Mellanox EDR IB Optical QSFP28 Cable | 1359
7X18CTO1WW | ASRP | 50m Mellanox EDR IB Optical QSFP28 Cable | 2329
7X18CTO1WW | AT2R | Lenovo 1m Active DAC SFP+ Cables | 129
7X18CTO1WW | AT2S | Lenovo 3m Active DAC SFP+ Cables | 139
7X18CTO1WW | AT2T | Lenovo 5m Active DAC SFP+ Cables | 159
7X18CTO1WW | AT7S | Emulex VFA5.2 2x10 GbE SFP+ PCIe Adapter | 449
7X18CTO1WW | AT7T | Emulex VFA5.2 2x10 GbE SFP+ Adapter and FCoE/iSCSI SW | 1319
7X18CTO1WW | ATPX | Intel X550-T2 Dual Port 10GBase-T Adapter | 599
7X18CTO1WW | ATRH | Intel X710-DA2 ML2 2x10GbE SFP+ Adapter | 499
7X18CTO1WW | ATRN | Mellanox ConnectX-4 Lx 1x40GbE QSFP+ Adapter | 709
7X18CTO1WW | ATRP | Mellanox ConnectX-4 2x100GbE/EDR IB QSFP28 VPI Adapter | 2059
7X18CTO1WW | ATYX | Lenovo 1m SFP+ to SFP+ Active Optical Cable | 104
7X18CTO1WW | ATYY | Lenovo 3m SFP+ to SFP+ Active Optical Cable | 99
7X18CTO1WW | ATYZ | Lenovo 5m SFP+ to SFP+ Active Optical Cable | 114
7X18CTO1WW | ATZ0 | Lenovo 7m SFP+ to SFP+ Active Optical Cable | 129
7X18CTO1WW | ATZ1 | Lenovo 15m SFP+ to SFP+ Active Optical Cable | 169
7X18CTO1WW | ATZ2 | Lenovo 20m SFP+ to SFP+ Active Optical Cable | 169
7X18CTO1WW | ATZB | QLogic 16Gb Enhanced Gen5 FC Single-port HBA | 979
7X18CTO1WW | ATZC | QLogic 16Gb Enhanced Gen5 FC Dual-port HBA | 1339
7X18CTO1WW | ATZR | Mellanox ConnectX-4 Lx 10/25GbE SFP28 1-port ML2 Adapter | 479
7X18CTO1WW | ATZU | Emulex 16Gb Gen6 FC Single-port HBA | 949
7X18CTO1WW | ATZV | Emulex 16Gb Gen6 FC Dual-port HBA | 1309
7X18CTO1WW | AU0A | Intel OPA 100 Series Single-port PCIe 3.0 x8 HFA | 599
7X18CTO1WW | AU0B | Intel OPA 100 Series Single-port PCIe 3.0 x16 HFA | 1069
7X18CTO1WW | AU7Z | Emulex VFA5.2 ML2 2x10 GbE SFP+ Adapter and FCoE/iSCSI SW | 399
7X18CTO1WW | AUAJ | Mellanox ConnectX-4 Lx 10/25GbE SFP28 2-port PCIe Ethernet Adapter | 499
7X18CTO1WW | AUK7 | TPM 2.0 and Secure Boot | 0
7X18CTO1WW | AUKG | ThinkSystem 1Gb 2-port RJ45 LOM | 79
7X18CTO1WW | AUKH | ThinkSystem 1Gb 4-port RJ45 LOM | 99
7X18CTO1WW | AUKJ | ThinkSystem 10Gb 2-port SFP+ LOM | 169
7X18CTO1WW | AUKK | ThinkSystem 10Gb 4-port SFP+ LOM | 209
7X18CTO1WW | AUKL | ThinkSystem 10Gb 2-port Base-T LOM | 259
7X18CTO1WW | AUKM | ThinkSystem 10Gb 4-port Base-T LOM | 439
7X18CTO1WW | AUKN | ThinkSystem Emulex OCe14104B-NX PCIe 10Gb 4-Port SFP+ Ethernet Adapter | 539
7X18CTO1WW | AUKP | ThinkSystem Broadcom 57416 10GBASE-T 2-Port PCIe Ethernet Adapter | 479
7X18CTO1WW | AUKQ | ThinkSystem Broadcom NX-E ML2 10Gb 2-Port Base-T Ethernet Adapter | 529
7X18CTO1WW | AUKR | ThinkSystem Mellanox ConnectX-3 Pro ML2 FDR 2-Port QSFP VPI Adapter | 1069
7X18CTO1WW | AUKS | ThinkSystem Broadcom 57412 25GbE SFP28 1-Port PCIe Ethernet Adapter | 489
7X18CTO1WW | AUKU | ThinkSystem Mellanox ConnectX-4 Lx 10/25GbE SFP28 2-Port ML2 Ethernet Adapter | 519
7X18CTO1WW | AUKW | ThinkSystem Intel I350-T4 ML2 1Gb 4-Port RJ45 Ethernet Adapter | 169
7X18CTO1WW | AUKX | ThinkSystem Intel X710-DA2 PCIe 10Gb 2-Port SFP+ Ethernet Adapter | 459
7X18CTO1WW | AULV | ThinkSystem 2.5" 300GB 15K SAS 12Gb Hot Swap 512n HDD | 339
7X18CTO1WW | AULW | ThinkSystem 2.5" 600GB 15K SAS 12Gb Hot Swap 512n HDD | 469
7X18CTO1WW | AULX | ThinkSystem 2.5" 900GB 15K SAS 12Gb Hot Swap 512e HDD | 639
7X18CTO1WW | AULY | ThinkSystem 2.5" 300GB 10K SAS 12Gb Hot Swap 512n HDD | 289
7X18CTO1WW | AULZ | ThinkSystem 2.5" 600GB 10K SAS 12Gb Hot Swap 512n HDD | 319
7X18CTO1WW | AUM0 | ThinkSystem 2.5" 900GB 10K SAS 12Gb Hot Swap 512n HDD | 389
7X18CTO1WW | AUM1 | ThinkSystem 2.5" 1.2TB 10K SAS 12Gb Hot Swap 512n HDD | 389
7X18CTO1WW | AUM2 | ThinkSystem 2.5" 1.8TB 10K SAS 12Gb Hot Swap 512e HDD | 589
7X18CTO1WW | AUM4 | ThinkSystem 2.5" 300GB 10K SAS 12Gb Hot Swap 512n HDD SED | 339
7X18CTO1WW | AUM5 | ThinkSystem 2.5" 600GB 10K SAS 12Gb Hot Swap 512n HDD SED | 635
7X18CTO1WW | AUM6 | ThinkSystem 2.5" 1TB 7.2K SAS 12Gb Hot Swap 512n HDD | 469
7X18CTO1WW | AUM7 | ThinkSystem 2.5" 2TB 7.2K SAS 12Gb Hot Swap 512n HDD | 839
7X18CTO1WW | AUMJ | ThinkSystem U.2 Intel Optane P4800X 375GB Performance NVMe PCIe 3.0 x4 Hot Swap SSD | 3589
7X18CTO1WW | AUMU | ThinkSystem M.2 Enablement Kit | 39
7X18CTO1WW | AUMV | ThinkSystem M.2 with Mirroring Enablement Kit | 149
7X18CTO1WW | AUMW | Front Operator Panel with LCD Display | 99
7X18CTO1WW | AUMX | Front Operator Panel | 49
7X18CTO1WW | AUNB | ThinkSystem 16GB TruDDR4 2666 MHz (1Rx4 1.2V) RDIMM | 289
7X18CTO1WW | AUNC | ThinkSystem 16GB TruDDR4 2666 MHz (2Rx8 1.2V) RDIMM | 319
7X18CTO1WW | AUND | ThinkSystem 32GB TruDDR4 2666 MHz (2Rx4 1.2V) RDIMM | 609
7X18CTO1WW | AUNE | ThinkSystem 64GB TruDDR4 2666 MHz (4Rx4 1.2V) LRDIMM | 1259
7X18CTO1WW | AUNF | ThinkSystem 128GB TruDDR4 2666 MHz (8Rx4 1.2V) 3DS RDIMM | 4449
7X18CTO1WW | AUNG | ThinkSystem RAID 530-8i PCIe 12Gb Adapter | 299
7X18CTO1WW | AUNJ | ThinkSystem RAID 930-8i 2GB Flash PCIe 12Gb Adapter | 1009
7X18CTO1WW | AUNK | ThinkSystem RAID 930-16i 4GB Flash PCIe 12Gb Adapter | 1529
7X18CTO1WW | AUNL | ThinkSystem 430-8i SAS/SATA 12Gb HBA | 299
7X18CTO1WW | AUNM | ThinkSystem 430-16i SAS/SATA 12Gb HBA | 589
7X18CTO1WW | AUNN | ThinkSystem 430-16e SAS/SATA 12Gb HBA | 609
7X18CTO1WW | AUNP | FBU345 SuperCap | 135
7X18CTO1WW | AUNQ | ThinkSystem RAID 930-8e 4GB Flash PCIe 12Gb Adapter | 1689
7X18CTO1WW | AUNR | ThinkSystem 430-8e SAS/SATA 12Gb HBA | 299
7X18CTO1WW | AUNS | ThinkSystem QLogic QLE2740 PCIe 32Gb 1-Port SFP+ Fibre Channel Adapter | 1739
7X18CTO1WW | AUNU | ThinkSystem QLogic QLE2742 PCIe 32Gb 2-Port SFP+ Fibre Channel Adapter | 2609
7X18CTO1WW | AUNV | ThinkSystem Emulex LPe32002-M2-L PCIe 32Gb 2-Port SFP+ Fibre Channel Adapter | 2599
7X18CTO1WW | AUPP | SR850 2U Chassis Base | 840
7X18CTO1WW | AUPQ | SR850 System Board | 2000
7X18CTO1WW | AUPR | 750W Platinum (230V/115V) Power Supply | 399
7X18CTO1WW | AUPS | 1100W Platinum (230V/115V) Power Supply | 499
7X18CTO1WW | AUPT | 1600W Platinum (230V) Power Supply | 549
7X18CTO1WW | AUPX | ThinkSystem SR850 Front VGA Connector Upgrade Kit | 45
7X18CTO1WW | AUPY | ThinkSystem SR850/SR860 Processor and Memory Expansion Tray | 1199
7X18CTO1WW | AUPZ | SR850/SR860 2S Power Paddle | 99
7X18CTO1WW | AUQ0 | SR850/SR860 RAID 730/930-8i SAS/SATA Cable | 39
7X18CTO1WW | AUQ1 | SR850/SR860 RAID 930-16i SAS/SATA Cable | 49
7X18CTO1WW | AUQ2 | SR850/SR860 1610-4P NVMe Switch Card Cable | 69
7X18CTO1WW | AUQ3 | SR850/SR860 Direct NVMe Cable | 99
7X18CTO1WW | AUQ4 | SR850/SR860 Storage Backplane Power Cable | 15
7X18CTO1WW | AUR4 | ThinkSystem 2U x8/x8/x8 PCIE FH Riser 1 | 45
7X18CTO1WW | AUR5 | ThinkSystem 2U/Twr 2.5" AnyBay 8-Bay Backplane | 499
7X18CTO1WW | AUR7 | ThinkSystem 2U x8/X8/x8ML2 PCIE FH Riser 1 | 69
7X18CTO1WW | AURA | ThinkSystem 2U/Twr 2.5" SATA/SAS 8-Bay Backplane | 229
7X18CTO1WW | AURB | ThinkSystem 2U x8 x16ML2 PCIE FH Riser 1 | 95
7X18CTO1WW | AURD | ThinkSystem 2U left EIA Latch Standard | 15
7X18CTO1WW | AURX | ThinkSystem 2U Security Bezel | 45
7X18CTO1WW | AUSA | Lenovo ThinkSystem M3.5" Screw for EIA | 0
7X18CTO1WW | AUU1 | ThinkSystem 8GB TruDDR4 2666 MHz (1Rx8 1.2V) RDIMM | 189
7X18CTO1WW | AUUE | ThinkSystem 2.5" 1TB 7.2K SATA 6Gb Hot Swap 512n HDD | 469
7X18CTO1WW | AUUJ | ThinkSystem 2.5" 2TB 7.2K SATA 6Gb Hot Swap 512e HDD | 849
7X18CTO1WW | AUUL | ThinkSystem M.2 32GB SATA 6Gbps Non-Hot Swap SSD | 109
7X18CTO1WW | AUUV | ThinkSystem M.2 128GB SATA 6Gbps Non-Hot Swap SSD | 159
7X18CTO1WW | AUV2 | ThinkSystem 1610-4P NVMe Switch Adapter | 929
7X18CTO1WW | AUVG | ThinkSystem Mellanox ConnectX-4 PCIe FDR 2-Port QSFP VPI Adapter | 1379
7X18CTO1WW | AUZV | ThinkSystem Broadcom 5719 1GbE RJ45 4-Port PCIe Ethernet Adapter | 159
7X18CTO1WW | AUZW | ThinkSystem I350-T4 PCIe 1Gb 4-Port RJ45 Ethernet Adapter | 379
7X18CTO1WW | AUZX | ThinkSystem Broadcom 5720 1GbE RJ45 2-Port PCIe Ethernet Adapter | 129
7X18CTO1WW | AUZY | ThinkSystem I350-T2 PCIe 1Gb 2-Port RJ45 Ethernet Adapter | 179
7X18CTO1WW | AUZZ | ThinkSystem I350-F1 PCIe 1Gb 1-Port SFP Ethernet Adapter | 379
7X18CTO1WW | AV1B | Lenovo 25GBase-SR SFP28 Transceiver | 449
7X18CTO1WW | AV1D | Lenovo 100GBase-SR4 QSFP28 Transceiver | 1539
7X18CTO1WW | AV1F | Lenovo 3m 25G SFP28 Active Optical Cable | 489
7X18CTO1WW | AV1G | Lenovo 5m 25G SFP28 Active Optical Cable | 489
7X18CTO1WW | AV1H | Lenovo 10m 25G SFP28 Active Optical Cable | 499
7X18CTO1WW | AV1J | Lenovo 15m 25G SFP28 Active Optical Cable | 497
7X18CTO1WW | AV1K | Lenovo 20m 25G SFP28 Active Optical Cable | 519
7X18CTO1WW | AV1L | Lenovo 3m 100G QSFP28 Active Optical Cable | 1059
7X18CTO1WW | AV1M | Lenovo 5m 100G QSFP28 Active Optical Cable | 1069
7X18CTO1WW | AV1N | Lenovo 10m 100G QSFP28 Active Optical Cable | 1099
7X18CTO1WW | AV1P | Lenovo 15m 100G QSFP28 Active Optical Cable | 1079
7X18CTO1WW | AV1Q | Lenovo 20m 100G QSFP28 Active Optical Cable | 1179
7X18CTO1WW | AV1R | Lenovo 3m 100G to 4x25G Breakout Active Optical Cable | 1949
7X18CTO1WW | AV1S | Lenovo 5m 100G to 4x25G Breakout Active Optical Cable | 1975
7X18CTO1WW | AV1T | Lenovo 10m 100G to 4x25G Breakout Active Optical Cable | 2035
7X18CTO1WW | AV1U | Lenovo 15m 100G to 4x25G Breakout Active Optical Cable | 2095
7X18CTO1WW | AV1V | Lenovo 20m 100G to 4x25G Breakout Active Optical Cable | 2149
7X18CTO1WW | AV1W | Lenovo 1m Passive 25G SFP28 DAC Cable | 69
7X18CTO1WW | AV1X | Lenovo 3m Passive 25G SFP28 DAC Cable | 79
7X18CTO1WW | AV1Y | Lenovo 5m Passive 25G SFP28 DAC Cable | 159
7X18CTO1WW | AV1Z | Lenovo 1m Passive 100G QSFP28 DAC Cable | 99
7X18CTO1WW | AV20 | Lenovo 3m Passive 100G QSFP28 DAC Cable | 159
7X18CTO1WW | AV21 | Lenovo 5m Passive 100G QSFP28 DAC Cable | 299
7X18CTO1WW | AV22 | Lenovo 1m 100G QSFP28 to 4x25G SFP28 Breakout DAC Cable | 179
7X18CTO1WW | AV23 | Lenovo 3m 100G QSFP28 to 4x25G SFP28 Breakout DAC Cable | 299
7X18CTO1WW | AV24 | Lenovo 5m 100G QSFP28 to 4x25G SFP28 Breakout DAC Cable | 459
7X18CTO1WW | AV25 | Lenovo 5m MPO-MPO OM4 MMF Cable | 114
7X18CTO1WW | AV26 | Lenovo 7m MPO-MPO OM4 MMF Cable | 135
7X18CTO1WW | AV27 | Lenovo 10m MPO-MPO OM4 MMF Cable | 159
7X18CTO1WW | AV28 | Lenovo 15m MPO-MPO OM4 MMF Cable | 205
7X18CTO1WW | AV29 | Lenovo 20m MPO-MPO OM4 MMF Cable | 259
7X18CTO1WW | AV2A | Lenovo 30m MPO-MPO OM4 MMF Cable | 349
7X18CTO1WW | AV2B | Lenovo 1m MPO to 4x LC Breakout OM4 MMF Cable | 149
7X18CTO1WW | AV2C | Lenovo 3m MPO to 4x LC Breakout OM4 MMF Cable | 179
7X18CTO1WW | AV2D | Lenovo 5m MPO to 4x LC Breakout OM4 MMF Cable | 239
7X18CTO1WW | AVUU | ThinkSystem XClarity Controller Advanced to Enterprise Upgrade | 50
7X18CTO1WW | AVV8 | ThinkSystem External USB DVD-RW Optical Disk Drive | 79
7X18CTO1WW | AWAU | SAP HANA SW Stack for ThinkSystem | 0
7X18CTO1WW | AWEX | Intel Xeon Gold 6126 12C 125W 2.6GHz Processor | 2869
7X18CTO1WW | AX6D | Intel Xeon Gold 6130 16C 125W 2.1GHz Processor | 2999
7X18CTO1WW | AX6N | Intel Xeon Platinum 8160T 24C 150W 2.1GHz Processor | 9129
7X18CTO1WW | AX6Q | Intel Xeon Gold 6138 20C 125W 2.0GHz Processor | 4099
7X18CTO1WW | AX71 | Intel Xeon Gold 6138T 20C 125W 2.0GHz Processor | 4349
7X18CTO1WW | AX72 | Intel Xeon Gold 6130T 16C 125W 2.1GHz Processor | 3129
7X18CTO1WW | AX73 | Intel Xeon Gold 6126T 12C 125W 2.6GHz Processor | 2979
7X18CTO1WW | AX7D | Intel Xeon Gold 5118 12C 105W 2.3GHz Processor | 2019
7X18CTO1WW | AX7E | Intel Xeon Gold 5120T 14C 105W 2.2GHz Processor | 2699
7X18CTO1WW | AX7F | Intel Xeon Gold 5119T 14C 85W 1.9GHz Processor | 2549
7X18CTO1WW | AX8A | 4.3m, 13A/120V, C13 to NEMA 5-15P (US) Line Cord | 19
7X18CTO1WW | AXCA | ThinkSystem Toolless Slide Rail | 99
7X18CTO1WW | AXCH | ThinkSystem Toolless Slide Rail Kit with 2U CMA | 149
7X18CTO1WW | AXDX | USB 2.0 Front Panel | 30
7X18CTO1WW | AXFM | ThinkSystem Toolless Friction Rail | 69
7X18CTO1WW | AXFN | ThinkSystem Screw-in Slide Rail | 129
7X18CTO1WW | AXFS | VMware ESXi 6.0 U3 (factory installed) | 0
7X18CTO1WW | AXFT | VMware ESXi 6.5 U1 (factory installed) | 0
7X18CTO1WW | AXFU | ThinkSystem 2U CMA Upgrade Kit for Screw-in Slide Rail | 49
7X18CTO1WW | B0ML | Feature Enable TPM on MB | 0
7X18CTO1WW | B0N4 | 2.0m, 10A/100-250V, C13 to IEC 320-C14 Rack Power Cable | 29
7X18CTO1WW | B0N5 | 1.0m, 13A/100-250V, C13 to C14 Jumper Cord | 25
7X18CTO1WW | B0N6 | 1.5m, 13A/100-250V, C13 to C14 Jumper Cord | 29
7X18CTO1WW | B0RJ | 10GBASE-LR SFP+Transceiver | 350
7X18CTO1WW | B0TD | ThinkSystem Screw-in Slide Rail Kit with 2U CMA | 149
7X18CTO1WW | B0WY | ThinkSystem Intel XXV710-DA2 10/25GbE SFP28 2-Port PCIe Ethernet Adapter | 529
7X18CTO1WW | B0YS | ThinkSystem 2.5" 2.4TB 10K SAS 12Gb Hot Swap 512e HDD | 629
7X18CTO1WW | B0YX | ThinkSystem 2.5" 1.2TB 10K SAS 12Gb Hot Swap 512n HDD SED | 749
7X18CTO1WW | B0Z0 | ThinkSystem 2.5" Intel S4500 960GB Entry SATA 6Gb Hot Swap SSD | 1219
7X18CTO1WW | B135 | ThinkSystem 2U CMA Upgrade Kit for Toolless Slide Rail | 59
7X18CTO1WW | B21R | ThinkSystem QLogic QL41262 10/25GbE SFP28 2-Port PCIe Ethernet Adapter | 409
7X18CTO1WW | B21W | ThinkSystem U.2 Toshiba CM5-V 800GB Mainstream NVMe PCIe 3.0 x4 Hot Swap SSD | 859
7X18CTO1WW | B21X | ThinkSystem U.2 Toshiba CM5-V 1.6TB Mainstream NVMe PCIe 3.0 x4 Hot Swap SSD | 3449
7X18CTO1WW | B21Y | ThinkSystem U.2 Toshiba CM5-V 3.2TB Mainstream NVMe PCIe 3.0 x4 Hot Swap SSD | 6999
7X18CTO1WW | B22J | 5m Intel OPA 100 Series Active Optical QSFP28 Low Power Cable | 809
7X18CTO1WW | B22K | 10m Intel OPA 100 Series Active Optical QSFP28 Low Power Cable | 829
7X18CTO1WW | B22L | 15m Intel OPA 100 Series Active Optical QSFP28 Low Power Cable | 839
7X18CTO1WW | B22M | 20m Intel OPA 100 Series Active Optical QSFP28 Low Power Cable | 849
7X18CTO1WW | B2UZ | Lenovo 1m 100G QSFP28 Active Optical Cable | 949
7X18CTO1WW | B2X4 | ThinkSystem 2.5" 5200 1.92TB Entry SATA 6Gb Hot Swap SSD | 899
7X18CTO1WW | B2X6 | ThinkSystem 2.5" 5200 7.68TB Entry SATA 6Gb Hot Swap SSD | 4999
7X18CTO1WW | B2XJ | ThinkSystem U.2 Toshiba CM5-V 6.4TB Mainstream NVMe PCIe 3.0 x4 Hot Swap SSD | 12829
7X18CTO1WW | B2ZJ | ThinkSystem U.2 Intel Optane P4800X 750GB Performance NVMe PCIe 3.0 x4 Hot Swap SSD | 7169
7X18CTO1WW | B306 | Mellanox QSA 100G to 25G Cable Adapter | 149
7X18CTO1WW | B30W | Custom MFG SVCS Fee - Medium Increment | 30
7X18CTO1WW | B30X | Custom MFG SVCS Fee - Large Increment | 300
7X18CTO1WW | B31C | ThinkSystem Mellanox ConnectX-5 Ex 25/40GbE 2-port Low-Latency Adapter | 1979
7X18CTO1WW | B31E | ThinkSystem RAID 930-16i 8GB Flash PCIe 12Gb Adapter | 2389
7X18CTO1WW | B31G | ThinkSystem QLogic QL41134 PCIe 10Gb 4-Port Base-T Ethernet Adapter | 799
7X18CTO1WW | B34H | ThinkSystem 2.5" PM883 240GB Entry SATA 6Gb Hot Swap SSD | 219
7X18CTO1WW | B34J | ThinkSystem 2.5" PM883 480GB Entry SATA 6Gb Hot Swap SSD | 279
7X18CTO1WW | B34K | ThinkSystem 2.5" PM883 960GB Entry SATA 6Gb Hot Swap SSD | 449
7X18CTO1WW | B34L | ThinkSystem 2.5" PM883 1.92TB Entry SATA 6Gb Hot Swap SSD | 889
7X18CTO1WW | B34M | ThinkSystem 2.5" PM883 3.84TB Entry SATA 6Gb Hot Swap SSD | 1739
7X18CTO1WW | B34N | ThinkSystem U.2 PM983 1.92TB Entry NVMe PCIe 3.0 x4 Hot Swap SSD | 939
7X18CTO1WW | B34P | ThinkSystem U.2 PM983 3.84TB Entry NVMe PCIe 3.0 x4 Hot Swap SSD | 1839
7X18CTO1WW | B3VW | VMware ESXi 6.5 U2 (Factory Installed) | 0
7X18CTO1WW | B3VX | VMware ESXi 6.7 (Factory Installed) | 0
7X18CTO1WW | B488 | ThinkSystem 2.5" 5200 240GB Mainstream SATA 6Gb Hot Swap SSD | 469
7X18CTO1WW | B48B | ThinkSystem 2.5" 5200 1.92TB Mainstream SATA 6Gb Hot Swap SSD | 2129
7X18CTO1WW | B48C | ThinkSystem 2.5" 5200 3.84TB Mainstream SATA 6Gb Hot Swap SSD | 4869
7X18CTO1WW | B498 | ThinkSystem 2.5" Intel S4510 240GB Entry SATA 6Gb Hot Swap SSD | 149
7X18CTO1WW | B499 | ThinkSystem 2.5" Intel S4510 480GB Entry SATA 6Gb Hot Swap SSD | 309
7X18CTO1WW | B49A | ThinkSystem 2.5" Intel S4510 960GB Entry SATA 6Gb Hot Swap SSD | 529
7X18CTO1WW | B49B | ThinkSystem 2.5" Intel S4510 1.92TB Entry SATA 6Gb Hot Swap SSD | 1049
7X18CTO1WW | B49C | ThinkSystem 2.5" Intel S4510 3.84TB Entry SATA 6Gb Hot Swap SSD | 1979
7X18CTO1WW | B49L | ThinkSystem 2.5" Intel S4610 240GB Mainstream SATA 6Gb Hot Swap SSD | 399
7X18CTO1WW | B49M | ThinkSystem 2.5" Intel S4610 480GB Mainstream SATA 6Gb Hot Swap SSD | 479
7X18CTO1WW | B49N | ThinkSystem 2.5" Intel S4610 960GB Mainstream SATA 6Gb Hot Swap SSD | 699
7X18CTO1WW | B49P | ThinkSystem 2.5" Intel S4610 1.92TB Mainstream SATA 6Gb Hot Swap SSD | 1289
7X18CTO1WW | B49Q | ThinkSystem 2.5" Intel S4610 3.84TB Mainstream SATA 6Gb Hot Swap SSD | 2499
7X18CTO1WW | B4A2 | ThinkSystem 2.5" PM1645 3.2TB Mainstream SAS 12Gb Hot Swap SSD | 2579
7X18CTO1WW | B4A7 | ThinkSystem 2.5" PM1643 3.84TB Capacity SAS 12Gb Hot Swap SSD | 2579
7X18CTO1WW | B4D2 | ThinkSystem 2.5" PM883 7.68TB Entry SATA 6Gb Hot Swap SSD | 3379
7X18CTO1WW | B4D3 | ThinkSystem U.2 PM983 7.68TB Entry NVMe PCIe3.0 x4 Hot Swap SSD | 4999
7X18CTO1WW | B4H1 | ThinkSystem 8GB TruDDR4 2933MHz (1Rx8 1.2V) RDIMM | 219
7X18CTO1WW | B4H2 | ThinkSystem 16GB TruDDR4 2933MHz (2Rx8 1.2V) RDIMM | 319
7X18CTO1WW | B4H3 | ThinkSystem 32GB TruDDR4 2933MHz (2Rx4 1.2V) RDIMM | 619
7X18CTO1WW | B4H4 | ThinkSystem 64GB TruDDR4 2933MHz (2Rx4 1.2V) RDIMM | 1279
7X18CTO1WW | B4H7 | Intel Xeon Platinum 8280 28C 205W 2.7GHz Processor | 18089
7X18CTO1WW | B4H8 | Intel Xeon Platinum 8276 28C 165W 2.2GHz Processor | 15099
7X18CTO1WW | B4H9 | Intel Xeon Platinum 8270 26C 205W 2.7GHz Processor | 12739
7X18CTO1WW | B4HA | Intel Xeon Platinum 8268 24C 205W 2.9GHz Processor | 10929
7X18CTO1WW | B4HB | Intel Xeon Platinum 8260 24C 165W 2.4GHz Processor | 8159
7X18CTO1WW | B4HC | Intel Xeon Gold 6252 24C 150W 2.1GHz Processor | 5909
7X18CTO1WW | B4HD | Intel Xeon Gold 6254 18C 200W 3.1GHz Processor | 6065
7X18CTO1WW | B4HE | Intel Xeon Gold 6248 20C 150W 2.5GHz Processor | 5049
7X18CTO1WW | B4HF | Intel Xeon Gold 6244 8C 150W 3.6GHz Processor | 4699
7X18CTO1WW | B4HG | Intel Xeon Gold 6242 16C 150W 2.8GHz Processor | 4419
7X18CTO1WW | B4HH | Intel Xeon Gold 6240 18C 150W 2.6GHz Processor | 3819
7X18CTO1WW | B4HJ | Intel Xeon Gold 6230 20C 125W 2.1GHz Processor | 3099
7X18CTO1WW | B4HK | Intel Xeon Gold 5220 18C 125W 2.2GHz Processor | 2599
7X18CTO1WW | B4HL | Intel Xeon Gold 5218 16C 125W 2.3GHz Processor | 2019
7X18CTO1WW | B4HM | Intel Xeon Gold 5217 8C 115W 3.0GHz Processor | 2659
7X18CTO1WW | B4HN | Intel Xeon Gold 5215 10C 85W 2.5GHz Processor | 2019
7X18CTO1WW | B4LV | ThinkSystem 128GB TruDDR4 2666MHz (1.2V) Intel Optane DC Persistent Memory | 1089
7X18CTO1WW | B4LW | ThinkSystem 256GB TruDDR4 2666MHz (1.2V) Intel Optane DC Persistent Memory | 4689
7X18CTO1WW | B4LX | ThinkSystem 512GB TruDDR4 2666MHz (1.2V) Intel Optane DC Persistent Memory | 18319
7X18CTO1WW | B4LY | ThinkSystem 16GB TruDDR4 2933 MHz (1Rx4 1.2V) RDIMM | 289
7X18CTO1WW | B4M7 | ThinkSystem SR850/SR860 CLX System Board | 2000
7X18CTO1WW | B4NU | Intel Xeon Platinum 8260Y 24/20/16C 165W 2.4GHz Processor | 9799
7X18CTO1WW | B4NV | Intel Xeon Gold 6240Y 18/14/8C 150W 2.6GHz Processor | 5345
7X18CTO1WW | B4P2 | Intel Xeon Gold 6238T 22C 125W 1.9GHz Processor | 4349
7X18CTO1WW | B4P3 | Intel Xeon Gold 5218T 16C 105W 2.1GHz Processor | 2399
7X18CTO1WW | B4P5 | Intel Xeon Platinum 8280L 28C 205W 2.7GHz Processor | 29099
7X18CTO1WW | B4P6 | Intel Xeon Platinum 8276L 28C 165W 2.2GHz Processor | 26689
7X18CTO1WW | B4P7 | Intel Xeon Platinum 8260L 24C 165W 2.4GHz Processor | 19249
7X18CTO1WW | B4P9 | Intel Xeon Gold 5215L 10C 85W 2.5GHz Processor | 17019
7X18CTO1WW | B4QQ | 0.5m Mellanox HDR IB Passive Copper QSFP56 Cable | 299
7X18CTO1WW | B4QR | 1m Mellanox HDR IB Passive Copper QSFP56 Cable | 399
7X18CTO1WW | B4QS | 1.5m Mellanox HDR IB Passive Copper QSFP56 Cable | 449
7X18CTO1WW | B4QT | 2m Mellanox HDR IB Passive Copper QSFP56 Cable | 499
7X18CTO1WW | B4R1 | 1m Mellanox HDR IB to 2x HDR100 Splitter Passive Copper QSFP56 Cable | 399
7X18CTO1WW | B4R2 | 1.5m Mellanox HDR IB to 2x HDR100 Splitter Passive Copper QSFP56 Cable | 449
7X18CTO1WW | B4R4 | 3m Mellanox HDR IB to 2x HDR100 Splitter Optical QSFP56 Cable | 2799
7X18CTO1WW | B4R5 | 5m Mellanox HDR IB to 2x HDR100 Splitter Optical QSFP56 Cable | 2899
7X18CTO1WW | B4R6 | 10m Mellanox HDR IB to 2x HDR100 Splitter Optical QSFP56 Cable | 2999
7X18CTO1WW | B4R7 | 15m Mellanox HDR IB to 2x HDR100 Splitter Optical QSFP56 Cable | 3199
7X18CTO1WW | B4R8 | 20m Mellanox HDR IB to 2x HDR100 Splitter Optical QSFP56 Cable | 3299
7X18CTO1WW | B4R9 | ThinkSystem Mellanox ConnectX-6 HDR100/100GbE QSFP56 1-port PCIe VPI Adapter | 1779
7X18CTO1WW | B4RA | ThinkSystem Mellanox ConnectX-6 HDR100/100GbE QSFP56 2-port PCIe VPI Adapter | 2099
7X18CTO1WW | B4RQ | ThinkSystem RAID 730-8i 2GB Flash PCIe 12Gb Adapter | 879
7X18CTO1WW | B4X6 | SuperCap for Raid 730-8i 2GB | 149
7X18CTO1WW | B4XA | VMware ESXi 6.7 U1 (Factory Installed) | 0
7X18CTO1WW | B4Y4 | ThinkSystem 2.5" SS530 400GB Performance SAS 12Gb Hot Swap SSD | 1479
7X18CTO1WW | B4Y5 | ThinkSystem 2.5" SS530 800GB Performance SAS 12Gb Hot Swap SSD | 2299
7X18CTO1WW | B4Y7 | ThinkSystem 2.5" SS530 3.2TB Performance SAS 12Gb Hot Swap SSD | 7859
7X18CTO1WW | B528 | Intel Optane DC Persistent Memory - Memory Mode only | 0
7X18CTO1WW | B529 | Intel Optane DC Persistent Memory - App Direct Mode only | 0
7X18CTO1WW | B52A | Intel Optane DC Persistent Memory - Mixed Memory Mode | 0
7X18CTO1WW | B587 | ThinkSystem 128GB TruDDR4 2933MHz (4Rx4 1.2V) 3DS RDIMM | 3399
7X18CTO1WW | B58F | ThinkSystem U.2 Intel P4510 1.0TB Entry NVMe PCIe3.0 x4 Hot Swap SSD | 539
7X18CTO1WW | B58G | ThinkSystem U.2 Intel P4510 2.0TB Entry NVMe PCIe3.0 x4 Hot Swap SSD | 1459
7X18CTO1WW | B5N6 | ThinkSystem 16GB TruDDR4 Performance+ 2933MHz (2Rx8 1.2V) RDIMM | 729
7X18CTO1WW | B5N7 | ThinkSystem 32GB TruDDR4 Performance+ 2933MHz (2Rx4 1.2V) RDIMM | 1379
7X18CTO1WW | B5N8 | ThinkSystem 64GB TruDDR4 Performance+ 2933MHz (2Rx4 1.2V) RDIMM | 2879
7X18CTO1WW | B5RY | Intel Xeon Gold 6230N 20C 125W 2.3GHz Processor | 3239
7X18CTO1WW | B5RZ | Intel Xeon Platinum 8253 16C 125W 2.2GHz Processor | 5299
7X18CTO1WW | B5S1 | Intel Xeon Gold 5222 4C 105W 3.8GHz Processor | 1999
7X18CTO1WW | B5S2 | Intel Xeon Platinum 8256 4C 105W 3.8GHz Processor | 12099
7X18CTO1WW | B5SX | ThinkSystem Emulex LPe35000 32Gb 1-port PCIe Fibre Channel Adapter | 1739
7X18CTO1WW | B5SY | ThinkSystem Emulex LPe35002 32Gb 2-port PCIe Fibre Channel Adapter | 2599
7X18CTO1WW | B5T0 | ThinkSystem Broadcom 57414 10/25GbE SFP28 2-port PCIe Ethernet Adapter | 389
7X18CTO1WW | B652 | ThinkSystem Marvell QL41232 10/25GbE SFP28 2-Port PCIe Ethernet Adapter | 339
7X18CTO1WW | B68K | 30m Mellanox HDR IB to 2x HDR100 Splitter Optical QSFP56 Cable | 3499
7X18CTO1WW | B68L | 2m Mellanox HDR IB to 2x HDR100 Splitter Passive Copper QSFP56 Cable | 499
7X18CTO1WW | B6BS | Intel Xeon Gold 5218B 16C 125W 2.3GHz Processor | 2019
7X18CTO1WW | B6CJ | Intel Xeon Gold 6238 22C 140W 2.1GHz Processor | 4799
7X18CTO1WW | B6CK | Intel Xeon Gold 6234 8C 130W 3.3GHz Processor | 3999
7X18CTO1WW | B6CL | Intel Xeon Gold 6226 12C 125W 2.7GHz Processor | 3299
7X18CTO1WW | B6CP | Intel Xeon Gold 6230T 20C 125W 2.1GHz Processor | 3599
7X18CTO1WW | B6CQ | Intel Xeon Gold 5220T 18C 105W 1.9GHz Processor | 3199
7X18CTO1WW | B6CR | Intel Xeon Gold 6238L 22C 140W 2.1GHz Processor | 14599
7X18CTO1WW | B6CS | Intel Xeon Gold 6240L 18C 150W 2.6GHz Processor | 14299
7X18CTO1WW | B6CT | Intel Xeon Gold 6252N 24C 150W 2.3GHz Processor | 7699
7X18CTO1WW | B6CU | Intel Xeon Gold 6262V 24C 135W 1.9GHz Processor | 5399
7X18CTO1WW | B6CV | Intel Xeon Gold 6222V 20C 115W 1.8GHz Processor | 2999
7X18CTO1WW | B6CW | Intel Xeon Gold 5220S 18C 125W 2.7GHz Processor | 3699
7X18CTO1WW | B6K5 | ThinkSystem 2.5" SS530 400GB Mainstream SAS 12Gb Hot Swap SSD SED | 1029
7X18CTO1WW | B6PD | Intel Xeon Gold 6246 12C 165W 3.3GHz Processor | 5999
7X18CTO1WW | B6U0 | VMware ESXi 6.5 U3 (factory installed) | 0
7X18CTO1WW | B6U1 | VMware ESXi 6.7 U2 (factory installed) | 0
7X18CTO1WW | B7EW | ThinkSystem 2.5" 5210 1.92TB Entry SATA 6Gb Hot Swap QLC SSD | 759
7X18CTO1WW | B7EX | ThinkSystem 2.5" 5210 3.84TB Entry SATA 6Gb Hot Swap QLC SSD | 1489
7X18CTO1WW | B7EY | ThinkSystem 2.5" 5210 7.68TB Entry SATA 6Gb Hot Swap QLC SSD | 2779
7X18CTO1WW | B88T | VMware ESXi 6.7 U3 (factory installed) | 0
7X18CTO1WW | B8HP | ThinkSystem 2.5" 5300 960GB Entry SATA 6Gb Hot Swap SSD | 489
7X18CTO1WW | B8HS | ThinkSystem M.2 5300 240GB SATA 6Gbps Non-Hot Swap SSD | 359
7X18CTO1WW | B8HU | ThinkSystem 2.5" PM1645a 800GB Mainstream SAS 12Gb Hot Swap SSD | 819
7X18CTO1WW | B8HV | ThinkSystem 2.5" 5300 240GB Entry SATA 6Gb Hot Swap SSD | 359
7X18CTO1WW | B8HW | ThinkSystem HHHL PM1735 3.2TB Mainstream NVMe PCIe4.0 x8 Flash Adapter | 3179
7X18CTO1WW | B8HY | ThinkSystem 2.5" 5300 480GB Mainstream SATA 6Gb Hot Swap SSD | 429
7X18CTO1WW | B8J1 | ThinkSystem 2.5" 5300 240GB Mainstream SATA 6Gb Hot Swap SSD | 409
7X18CTO1WW | B8J2 | ThinkSystem 2.5" 5300 7.68TB Entry SATA 6Gb Hot Swap SSD | 3649
7X18CTO1WW | B8J4 | ThinkSystem 2.5" PM1645a 1.6TB Mainstream SAS 12Gb Hot Swap SSD | 1379
7X18CTO1WW | B8J5 | ThinkSystem 2.5" 5300 1.92TB Entry SATA 6Gb Hot Swap SSD | 939
7X18CTO1WW | B8J6 | ThinkSystem 2.5" 5300 960GB Mainstream SATA 6Gb Hot Swap SSD | 729
7X18CTO1WW | B8J7 | ThinkSystem 2.5" 5300 3.84TB Mainstream SATA 6Gb Hot Swap SSD | 2179
7X18CTO1WW | B8JA | ThinkSystem 2.5" PM1645a 6.4TB Mainstream SAS 12Gb Hot Swap SSD | 6049
7X18CTO1WW | B8JD | ThinkSystem 2.5" PM1645a 3.2TB Mainstream SAS 12Gb Hot Swap SSD | 2579
7X18CTO1WW | B8JE | ThinkSystem 2.5" 5300 1.92TB Mainstream SATA 6Gb Hot Swap SSD | 1279
7X18CTO1WW | B8JH | ThinkSystem HHHL PM1735 1.6TB Mainstream NVMe PCIe4.0 x8 Flash Adapter | 1799
7X18CTO1WW | B8JM | ThinkSystem 2.5" 5300 480GB Entry SATA 6Gb Hot Swap SSD | 309
7X18CTO1WW | B8JP | ThinkSystem 2.5" 5300 3.84TB Entry SATA 6Gb Hot Swap SSD | 1789
7X18CTO1WW | B919 | ThinkSystem M.2 5300 480GB SATA 6Gbps Non-Hot Swap SSD | 369
7X18CTO1WW | B91A | ThinkSystem 2.5" PM1643a 960GB Entry SAS 12Gb Hot Swap SSD | 819
7X18CTO1WW | B91B | ThinkSystem 2.5" PM1643a 1.92TB Entry SAS 12Gb Hot Swap SSD | 1379
7X18CTO1WW | B91C | ThinkSystem 2.5" PM1643a 3.84TB Entry SAS 12Gb Hot Swap SSD | 2579
7X18CTO1WW | B91D | ThinkSystem 2.5" PM1643a 7.68TB Entry SAS 12Gb Hot Swap SSD | 5019
7X18CTO1WW | B96M | ThinkSystem HHHL PM1735 6.4TB Mainstream NVMe PCIe4.0 x4 Flash Adapter | 5579
7X18CTO1WW | B96P | ThinkSystem U.3 Kioxia CM6-V 6.4TB Mainstream NVMe PCIe4.0 x4 Hot Swap SSD | 6789
7X18CTO1WW | B96T | ThinkSystem U.3 Kioxia CM6-V 3.2TB Mainstream NVMe PCIe4.0 x4 Hot Swap SSD | 3459
7X18CTO1WW | B96Z | ThinkSystem U.3 Kioxia CM6-V 1.6TB Mainstream NVMe PCIe4.0 x4 Hot Swap SSD | 1919
7X18CTO1WW | B9AC | ThinkSystem 2.5" 5210 960GB Entry SATA 6Gb Hot Swap QLC SSD | 419
7X18CTO1WW | BBZG | VMware ESXi 7.0 (Factory Installed) | 2
7X18CTO1WW | BC4R | ThinkSystem 2.5" PM1643a 15.36TB Entry SAS 12Gb Hot Swap SSD | 10029
7X18CTO1WW | BCFR | ThinkSystem U.2 Intel P5600 3.2TB Mainstream NVMe PCIe 4.0 x4 Hot Swap SSD | 3829
7X18CTO1WW | BCFS | ThinkSystem U.2 Intel P5600 6.4TB Mainstream NVMe PCIe 4.0 x4 Hot Swap SSD | 7639
7X18CTO1WW | BCFT | ThinkSystem U.2 Intel P5500 1.92TB Entry NVMe PCIe 4.0 x4 Hot Swap SSD | 1479
7X18CTO1WW | BCFU | ThinkSystem U.2 Intel P5500 7.68TB Entry NVMe PCIe 4.0 x4 Hot Swap SSD | 5359
7X18CTO1WW | BCFV | ThinkSystem U.2 Intel P5600 1.6TB Mainstream NVMe PCIe 4.0 x4 Hot Swap SSD | 1919
7X18CTO1WW | BCFW | ThinkSystem U.2 Intel P5500 3.84TB Entry NVMe PCIe 4.0 x4 Hot Swap SSD | 2689
7X18CTO1WW | BCGJ | ThinkSystem HHHL Kioxia CM5-V 1.6TB Mainstream NVMe PCIe3.0 x4 Flash Adapter | 2279
7X18CTO1WW | BCGK | ThinkSystem HHHL Kioxia CM5-V 3.2TB Mainstream NVMe PCIe3.0 x4 Flash Adapter | 4129
7X18CTO1WW | BCGL | ThinkSystem HHHL Kioxia CM5-V 6.4TB Mainstream NVMe PCIe3.0 x4 Flash Adapter | 7879
7X18CTO1WW | BCTC | ThinkSystem 2.5" Multi Vendor 240GB Entry SATA 6Gb Hot Swap SSD | 219
7X18CTO1WW | BCTD | ThinkSystem 2.5" Multi Vendor 480GB Entry SATA 6Gb Hot Swap SSD | 219
7X18CTO1WW | BCTE | ThinkSystem 2.5" Multi Vendor 960GB Entry SATA 6Gb Hot Swap SSD | 659
7X18CTO1WW | BCTF | ThinkSystem 2.5" Multi Vendor 1.92TB Entry SATA 6Gb Hot Swap SSD | 1289
7X18CTO1WW | BCTG | ThinkSystem 2.5" Multi Vendor 3.84TB Entry SATA 6Gb Hot Swap SSD | 1259
7X18CTO1WW | BE03 | ThinkSystem U.3 Kioxia CM6-V 800GB Mainstream NVMe PCIe 4.0 x4 Hot Swap SSD | 1439
7X18CTO1WW | BE5E | VMware ESXi 7.0 U1 (Factory Installed) | 0
7X18CTO1WW | BFYB | Operating mode selection for: "Maximum Performance Mode" | 0
7X18CTO1WW | BFYC | Operating mode selection for: "Minimal Power Mode" | 0
7X18CTO1WW | BFYD | Operating mode selection for: "Efficiency Favoring Power Savings Mode" | 0
7X18CTO1WW | BFYE | Operating mode selection for: "Efficiency - Favoring Performance Mode" | 0
7X18CTO1WW | BFZZ | ThinkSystem 2.5" Nytro 3732 800GB Performance SAS 12Gb Hot Swap SSD SED | 1669
7X18CTO1WW | BG04 | ThinkSystem 2.5" Nytro 3732 3.2TB Performance SAS 12Gb Hot Swap SSD | 6259
7X18CTO1WW | BG05 | ThinkSystem 2.5" Nytro 3732 1.6TB Performance SAS 12Gb Hot Swap SSD | 3259
7X18CTO1WW | BG06 | ThinkSystem 2.5" Nytro 3732 800GB Performance SAS 12Gb Hot Swap SSD | 1669
7X18CTO1WW | BG07 | ThinkSystem 2.5" Nytro 3732 400GB Performance SAS 12Gb Hot Swap SSD | 1029
7X18CTO1WW | BHSR | VMware ESXi 7.0 U2 (Factory Installed) | 0
7X19CTO1WW | 64 | QLogic 10Gb SFP+ SR Optical Transceiver | 909
7X19CTO1WW | 69 | Brocade 10Gb SFP+ SR Optical Transceiver | 909
7X19CTO1WW | 747 | UID Asset Tag Label | 20
7X19CTO1WW | 2302 | RAID Configuration | 149
7X19CTO1WW | 2306 | Integration >1U Component | 125
7X19CTO1WW | 2321 | Custom MFG SVCS Fee - Small Increment | 3
7X19CTO1WW | 2400 | Primary Array 12 HDDs | 0
7X19CTO1WW | 2401 | Primary Array 13 HDDs | 0
7X19CTO1WW | 2402 | Primary Array 14 HDDs | 0
7X19CTO1WW | 2403 | Primary Array 15 HDDs | 0
7X19CTO1WW | 2404 | Primary Array 16 HDDs | 0
7X19CTO1WW | 2405 | Secondary Array 9 HDDs | 0
7X19CTO1WW | 2406 | Secondary Array 10 HDDs | 0
7X19CTO1WW | 2407 | Secondary Array 11 HDDs | 0
7X19CTO1WW | 2408 | Secondary Array 12 HDDs | 0
7X19CTO1WW | 2409 | Secondary Array 13 HDDs | 0
7X19CTO1WW | 2410 | Secondary Array 14 HDDs | 0
7X19CTO1WW | 3271 | No RAID - Secondary Array set up by customer | 0
7X19CTO1WW | 3797 | 1.5m Green Cat5e Cable | 17
7X19CTO1WW | 3798 | 3m Green Cat5e Cable | 19
7X19CTO1WW | 3799 | 10m Green Cat5e Cable | 29
7X19CTO1WW | 3800 | 25m Green Cat5e Cable | 69
7X19CTO1WW | 3802 | 1.5m Blue Cat5e Cable | 14
7X19CTO1WW | 3803 | 3m Blue Cat5e Cable | 25
7X19CTO1WW | 3804 | 10m Blue Cat5e Cable | 34
7X19CTO1WW | 3805 | 25m Blue Cat5e Cable | 69
7X19CTO1WW | 5053 | SFP+ SR Transceiver | 699
7X19CTO1WW | 5340 | Serial Conversion Option (SCO) | 249
7X19CTO1WW | 5341 | Virtual Media Conversion Option Gen2 (VCO2) | 129
7X19CTO1WW | 5977 | Select Storage devices - no configured RAID required | 0
7X19CTO1WW | 5978 | Select Storage devices - configured RAID | 0
7X19CTO1WW | 6139 | SF Instruction | 0
7X19CTO1WW | 6201 | 1.5m, 10A/100-250V, C13 to IEC 320-C14 Rack Power Cable | 19
7X19CTO1WW | 6204 | 2.8m, 10A/100-250V, C13 to IEC 320-C20 Rack Power Cable | 19
7X19CTO1WW | 6263 | 4.3m, 10A/100-250V, C13 to IEC 320-C14 Rack Power Cable | 19
7X19CTO1WW | 6311 | 2.8m, 10A/100-250V, C13 to IEC 320-C14 Rack Power Cable | 9
7X19CTO1WW | 6313 | 2.8m, 10A/120V, C13 to NEMA 5-15P (US) Line Cord | 19
7X19CTO1WW | 6370 | 4.3m, 10A/125V, C13 to NEMA 5-15P (US) Line Cord | 10
7X19CTO1WW | 6373 | 4.3m, 10A/250V, C13 to NEMA 6-15P (US) Line Cord | 15
7X19CTO1WW | 6400 | 2.8m, 13A/100-250V, C13 to C14 Jumper Cord | 9
7X19CTO1WW | 6401 | 2.8m, 13A/120V, C13 to NEMA 5-15P (US) Line Cord | 29
7X19CTO1WW | 6570 | 2.0m, 13A/100-250V, C13 to C14 Jumper Cord | 19
7X19CTO1WW | 6583 | 4.3m, 13A/100-250V, C13 to C14 Rack Power Cable | 19
7X19CTO1WW | 7008 | Primary Array 2 HDDs | 0
7X19CTO1WW | 7009 | Primary Array 3 HDDs | 0
7X19CTO1WW | 7010 | Primary Array 4 HDDs | 0
7X19CTO1WW | 7011 | Primary Array 5 HDDs | 0
7X19CTO1WW | 7012 | Primary Array 6 HDDs | 0
7X19CTO1WW | 7013 | Primary Array 7 HDDs | 0
7X19CTO1WW | 7014 | Primary Array 8 HDDs | 0
7X19CTO1WW | 7015 | Secondary Array 2 HDDs | 0
7X19CTO1WW | 7016 | Secondary Array 3 HDDs | 0
7X19CTO1WW | 7017 | Secondary Array 4 HDDs | 0
7X19CTO1WW | 7057 | Secondary Array 5 HDDs | 0
7X19CTO1WW | 7058 | Secondary Array 6 HDDs | 0
7X19CTO1WW | 7059 | Secondary Array 7 HDDs | 0
7X19CTO1WW | 7060 | Secondary Array 8 HDDs | 0
7X19CTO1WW | 7664 | Primary Array 9 HDDs | 0
7X19CTO1WW | 7831 | Customer Solution Center Services | 0
7X19CTO1WW | 7929 | e1350 Special Bid Solution Component | 0
7X19CTO1WW | 8034 | LeSI Solution Component | 0
7X19CTO1WW | 8067 | TAA Compliant Order | 0
7X19CTO1WW | 8072 | General Racking Solution | 0
7X19CTO1WW | 8086 | No Publications Selected | 0
7X19CTO1WW | 8971 | Integrate in manufacturing | 0
7X19CTO1WW | 8972 | Ship Uninstalled (Safety) | 0
7X19CTO1WW | 9013 | Hot Spare | 0
7X19CTO1WW | 9016 | Memory Sparing | 0
7X19CTO1WW | 9017 | Enable Memory Mirroring | 0
7X19CTO1WW | 9714 | Primary Array 10 HDDs | 0
7X19CTO1WW | 9715 | Primary Array 11 HDDs | 0
7X19CTO1WW | A102 | Advanced Grouping | 0
7X19CTO1WW | A103 | System x Cluster Upgrade | 0
7X19CTO1WW | A193 | Integrated Solutions | 0
7X19CTO1WW | A1DP | 1m QSFP to QSFP+ Cable | 269
7X19CTO1WW | A1DQ | 3m QSFP+ to QSFP+ Cable | 329
7X19CTO1WW | A1MT | 10m Green Cat6 Cable | 49
7X19CTO1WW | A1MW | 25m Green Cat6 Cable | 105
7X19CTO1WW | A1NN | High Performance Analytics Appliance | 0
7X19CTO1WW | A1PH | 1m Passive DAC SFP+ Cable | 69
7X19CTO1WW | A1PJ | 3m Passive DAC SFP+ Cable | 89
7X19CTO1WW | A1PK | 5m Passive DAC SFP+ Cable | 159
7X19CTO1WW | A1RF | 2.8m, 10A/250V, C13 to NEMA 6-15P Line Cord | 15
7X19CTO1WW | A2K6 | Primary Array - RAID 0 | 0
7X19CTO1WW | A2K7 | Primary Array - RAID 1 | 0
7X19CTO1WW | A2K9 | Primary Array - RAID 5 | 0
7X19CTO1WW | A2KA | Primary Array - RAID 6 | 0
7X19CTO1WW | A2KB | Primary Array - RAID 10 | 0
7X19CTO1WW | A2KF | Secondary Array - RAID 0 | 0
7X19CTO1WW | A2KG | Secondary Array - RAID 1 | 0
7X19CTO1WW | A2KJ | Secondary Array - RAID 5 | 0
7X19CTO1WW | A2KK | Secondary Array - RAID 6 | 0
7X19CTO1WW | A2KL | Secondary Array - RAID 10 | 0
7X19CTO1WW | A3RG | 0.5m Passive DAC SFP+ Cable | 79
7X19CTO1WW | A3RH | 7m Passive DAC SFP+ Cable | 179
7X19CTO1WW | A44G | 2m Mellanox QSFP Passive Copper FDR14 InfiniBand Cable | 125
7X19CTO1WW | A4VP | 1.0m, 10A/100-250V, C13 to IEC 320-C14 Rack Power Cable | 19
7X19CTO1WW | A51N | 1.5m Passive DAC SFP+ Cable | 89
7X19CTO1WW | A51P | 2m Passive DAC SFP+ Cable | 89
7X19CTO1WW | A5DL | SFP 1000Base-T (RJ-45) Transceiver | 89
7X19CTO1WW | A5U1 | SKLM for System x w/SEDs - FoD per Install w/1Yr S&S | 199
7X19CTO1WW | ARZA | 0.5m Mellanox QSFP Passive DAC Cable | 139
7X19CTO1WW | ARZB | 0.75m Mellanox QSFP Passive DAC Cable | 149
7X19CTO1WW | ARZC | 1m Mellanox QSFP Passive DAC Cable | 159
7X19CTO1WW | ARZD | 1.25m Mellanox QSFP Passive DAC Cable | 169
7X19CTO1WW | ARZE | 1.5m Mellanox QSFP Passive DAC Cable | 169
7X19CTO1WW | ARZF | 3m Mellanox QSFP Passive DAC Cable | 189
7X19CTO1WW | AS6C | SKLM for System x w/SEDs - FoD per Install w/3Yr S&S | 299
7X19CTO1WW | ASQT | 0.5m Mellanox EDR IB Passive Copper QSFP28 Cable | 229
7X19CTO1WW | ASQU | 0.75m Mellanox EDR IB Passive Copper QSFP28 Cable | 249
7X19CTO1WW | ASQV | 1m Mellanox EDR IB Passive Copper QSFP28 Cable | 249
7X19CTO1WW | ASQW | 1.25m Mellanox EDR IB Passive Copper QSFP28 Cable | 289
7X19CTO1WW | ASQX | 1.5m Mellanox EDR IB Passive Copper QSFP28 Cable | 289
7X19CTO1WW | ASQY | 2m Mellanox EDR IB Passive Copper QSFP28 Cable | 289
7X19CTO1WW | ASQZ | 5m Mellanox EDR IB Optical QSFP28 Cable | 1359
7X19CTO1WW | ASR0 | 10m Mellanox EDR IB Optical QSFP28 Cable | 1419
7X19CTO1WW | ASR1 | 15m Mellanox EDR IB Optical QSFP28 Cable | 1509
7X19CTO1WW | ASR2 | 20m Mellanox EDR IB Optical QSFP28 Cable | 1569
7X19CTO1WW | ASR3 | 30m Mellanox EDR IB Optical QSFP28 Cable | 1789
7X19CTO1WW | ASR5 | Lenovo 0.5m LC-LC OM3 MMF Cable | 24
7X19CTO1WW | ASR6 | Lenovo 1m LC-LC OM3 MMF Cable | 24
7X19CTO1WW | ASR7 | Lenovo 3m LC-LC OM3 MMF Cable | 24
7X19CTO1WW | ASR8 | Lenovo 5m LC-LC OM3 MMF Cable | 29
7X19CTO1WW | ASR9 | Lenovo 10m LC-LC OM3 MMF Cable | 39
7X19CTO1WW | ASRA | Lenovo 15m LC-LC OM3 MMF Cable | 45
7X19CTO1WW | ASRB | Lenovo 25m LC-LC OM3 MMF Cable | 54
7X19CTO1WW | ASRM | 3m Mellanox EDR IB Passive Copper QSFP28 Cable | 319
7X19CTO1WW | ASRN | 3m Mellanox EDR IB Optical QSFP28 Cable | 1359
7X19CTO1WW | ASRP | 50m Mellanox EDR IB Optical QSFP28 Cable | 2329
7X19CTO1WW | AT2R | Lenovo 1m Active DAC SFP+ Cables | 129
7X19CTO1WW | AT2S | Lenovo 3m Active DAC SFP+ Cables | 139
7X19CTO1WW | AT2T | Lenovo 5m Active DAC SFP+ Cables | 159
7X19CTO1WW | AT7S | Emulex VFA5.2 2x10 GbE SFP+ PCIe Adapter | 449
7X19CTO1WW | AT7T | Emulex VFA5.2 2x10 GbE SFP+ Adapter and FCoE/iSCSI SW | 1319
7X19CTO1WW | ATPX | Intel X550-T2 Dual Port 10GBase-T Adapter | 599
7X19CTO1WW | ATRH | Intel X710-DA2 ML2 2x10GbE SFP+ Adapter | 499
7X19CTO1WW | ATRN | Mellanox ConnectX-4 Lx 1x40GbE QSFP+ Adapter | 709
7X19CTO1WW | ATRP | Mellanox ConnectX-4 2x100GbE/EDR IB QSFP28 VPI Adapter | 2059
7X19CTO1WW | ATYX | Lenovo 1m SFP+ to SFP+ Active Optical Cable | 104
7X19CTO1WW | ATYY | Lenovo 3m SFP+ to SFP+ Active Optical Cable | 99
7X19CTO1WW | ATYZ | Lenovo 5m SFP+ to SFP+ Active Optical Cable | 114
7X19CTO1WW | ATZ0 | Lenovo 7m SFP+ to SFP+ Active Optical Cable | 129
7X19CTO1WW | ATZ1 | Lenovo 15m SFP+ to SFP+ Active Optical Cable | 169
7X19CTO1WW | ATZ2 | Lenovo 20m SFP+ to SFP+ Active Optical Cable | 169
7X19CTO1WW | ATZB | QLogic 16Gb Enhanced Gen5 FC Single-port HBA | 979
7X19CTO1WW | ATZC | QLogic 16Gb Enhanced Gen5 FC Dual-port HBA | 1339
7X19CTO1WW | ATZR | Mellanox ConnectX-4 Lx 10/25GbE SFP28 1-port ML2 Adapter | 479
7X19CTO1WW | ATZU | Emulex 16Gb Gen6 FC Single-port HBA | 949
7X19CTO1WW | ATZV | Emulex 16Gb Gen6 FC Dual-port HBA | 1309
7X19CTO1WW | AU0A | Intel OPA 100 Series Single-port PCIe 3.0 x8 HFA | 599
7X19CTO1WW | AU0B | Intel OPA 100 Series Single-port PCIe 3.0 x16 HFA | 1069
7X19CTO1WW | AU0E | 0.5m Intel OPA 100 Series Passive Copper QSFP28 Cable | 79
7X19CTO1WW | AU0F | 0.75m Intel OPA Passive Copper QSFP28 Cable | 139
7X19CTO1WW | AU0G | 1m Intel OPA 100 Series Passive Copper QSFP28 Cable | 99
7X19CTO1WW | AU0H | 1.25m Intel OPA 100 Series Passive Copper QSFP28 Cable | 159
7X19CTO1WW | AU0J | 1.5m Intel OPA 100 Series Passive Copper QSFP28 Cable | 109
7X19CTO1WW | AU0K | 2m Intel OPA 100 Series Passive Copper QSFP28 Cable | 129
7X19CTO1WW | AU7Z | Emulex VFA5.2 ML2 2x10 GbE SFP+ Adapter and FCoE/iSCSI SW | 399
7X19CTO1WW | AUAJ | Mellanox ConnectX-4 Lx 10/25GbE SFP28 2-port PCIe Ethernet Adapter | 499
7X19CTO1WW | AUK7 | TPM 2.0 and Secure Boot | 0
7X19CTO1WW | AUKG | ThinkSystem 1Gb 2-port RJ45 LOM | 79
7X19CTO1WW | AUKH | ThinkSystem 1Gb 4-port RJ45 LOM | 99
7X19CTO1WW | AUKJ | ThinkSystem 10Gb 2-port SFP+ LOM | 169
7X19CTO1WW | AUKK | ThinkSystem 10Gb 4-port SFP+ LOM | 209
7X19CTO1WW | AUKL | ThinkSystem 10Gb 2-port Base-T LOM | 259
7X19CTO1WW | AUKM | ThinkSystem 10Gb 4-port Base-T LOM | 439
7X19CTO1WW | AUKN | ThinkSystem Emulex OCe14104B-NX PCIe 10Gb 4-Port SFP+ Ethernet Adapter | 539
7X19CTO1WW | AUKP | ThinkSystem Broadcom 57416 10GBASE-T 2-Port PCIe Ethernet Adapter | 479
7X19CTO1WW | AUKQ | ThinkSystem Broadcom NX-E ML2 10Gb 2-Port Base-T Ethernet Adapter | 529
7X19CTO1WW | AUKR | ThinkSystem Mellanox ConnectX-3 Pro ML2 FDR 2-Port QSFP VPI Adapter | 1069
7X19CTO1WW | AUKS | ThinkSystem Broadcom 57412 25GbE SFP28 1-Port PCIe Ethernet Adapter | 489
7X19CTO1WW | AUKU | ThinkSystem Mellanox ConnectX-4 Lx 10/25GbE SFP28 2-Port ML2 Ethernet Adapter | 519
7X19CTO1WW | AUKW | ThinkSystem Intel I350-T4 ML2 1Gb 4-Port RJ45 Ethernet Adapter | 169
7X19CTO1WW | AUKX | ThinkSystem Intel X710-DA2 PCIe 10Gb 2-Port SFP+ Ethernet Adapter | 459
7X19CTO1WW | AULV | ThinkSystem 2.5" 300GB 15K SAS 12Gb Hot Swap 512n HDD | 339
7X19CTO1WW | AULW | ThinkSystem 2.5" 600GB 15K SAS 12Gb Hot Swap 512n HDD | 469
7X19CTO1WW | AULX | ThinkSystem 2.5" 900GB 15K SAS 12Gb Hot Swap 512e HDD | 639
7X19CTO1WW | AULY | ThinkSystem 2.5" 300GB 10K SAS 12Gb Hot Swap 512n HDD | 289
7X19CTO1WW | AULZ | ThinkSystem 2.5" 600GB 10K SAS 12Gb Hot Swap 512n HDD | 319
7X19CTO1WW | AUM0 | ThinkSystem 2.5" 900GB 10K SAS 12Gb Hot Swap 512n HDD | 389
7X19CTO1WW | AUM1 | ThinkSystem 2.5" 1.2TB 10K SAS 12Gb Hot Swap 512n HDD | 389
7X19CTO1WW | AUM2 | ThinkSystem 2.5" 1.8TB 10K SAS 12Gb Hot Swap 512e HDD | 589
7X19CTO1WW | AUM4 | ThinkSystem 2.5" 300GB 10K SAS 12Gb Hot Swap 512n HDD SED | 339
7X19CTO1WW | AUM5 | ThinkSystem 2.5" 600GB 10K SAS 12Gb Hot Swap 512n HDD SED | 635
7X19CTO1WW | AUM6 | ThinkSystem 2.5" 1TB 7.2K SAS 12Gb Hot Swap 512n HDD | 469
7X19CTO1WW | AUM7 | ThinkSystem 2.5" 2TB 7.2K SAS 12Gb Hot Swap 512n HDD | 839
7X19CTO1WW | AUMJ | ThinkSystem U.2 Intel Optane P4800X 375GB Performance NVMe PCIe 3.0 x4 Hot Swap SSD | 3589
7X19CTO1WW | AUMU | ThinkSystem M.2 Enablement Kit | 39
7X19CTO1WW | AUMV | ThinkSystem M.2 with Mirroring Enablement Kit | 149
7X19CTO1WW | AUMW | Front Operator Panel with LCD Display | 99
7X19CTO1WW | AUMX | Front Operator Panel | 49
7X19CTO1WW | AUNB | ThinkSystem 16GB TruDDR4 2666 MHz (1Rx4 1.2V) RDIMM | 289
7X19CTO1WW | AUNC | ThinkSystem 16GB TruDDR4 2666 MHz (2Rx8 1.2V) RDIMM | 319
7X19CTO1WW | AUND | ThinkSystem 32GB TruDDR4 2666 MHz (2Rx4 1.2V) RDIMM | 609
7X19CTO1WW | AUNE | ThinkSystem 64GB TruDDR4 2666 MHz (4Rx4 1.2V) LRDIMM | 1259
7X19CTO1WW | AUNF | ThinkSystem 128GB TruDDR4 2666 MHz (8Rx4 1.2V) 3DS RDIMM | 4449
7X19CTO1WW | AUNG | ThinkSystem RAID 530-8i PCIe 12Gb Adapter | 299
7X19CTO1WW | AUNJ | ThinkSystem RAID 930-8i 2GB Flash PCIe 12Gb Adapter | 1009
7X19CTO1WW | AUNK | ThinkSystem RAID 930-16i 4GB Flash PCIe 12Gb Adapter | 1529
7X19CTO1WW | AUNL | ThinkSystem 430-8i SAS/SATA 12Gb HBA | 299
7X19CTO1WW | AUNM | ThinkSystem 430-16i SAS/SATA 12Gb HBA | 589
7X19CTO1WW | AUNN | ThinkSystem 430-16e SAS/SATA 12Gb HBA | 609
7X19CTO1WW | AUNP | FBU345 SuperCap | 135
7X19CTO1WW | AUNQ | ThinkSystem RAID 930-8e 4GB Flash PCIe 12Gb Adapter | 1689
7X19CTO1WW | AUNR | ThinkSystem 430-8e SAS/SATA 12Gb HBA | 299
7X19CTO1WW | AUNS | ThinkSystem QLogic QLE2740 PCIe 32Gb 1-Port SFP+ Fibre Channel Adapter | 1739
7X19CTO1WW | AUNU | ThinkSystem QLogic QLE2742 PCIe 32Gb 2-Port SFP+ Fibre Channel Adapter | 2609
7X19CTO1WW | AUNV | ThinkSystem Emulex LPe32002-M2-L PCIe 32Gb 2-Port SFP+ Fibre Channel Adapter | 2599
7X19CTO1WW | AUPP | SR850 2U Chassis Base | 840
7X19CTO1WW | AUPQ | SR850 System Board | 2000
7X19CTO1WW | AUPR | 750W Platinum (230V/115V) Power Supply | 399
7X19CTO1WW | AUPS | 1100W Platinum (230V/115V) Power Supply | 499
7X19CTO1WW | AUPT | 1600W Platinum (230V) Power Supply | 549
7X19CTO1WW | AUPX | ThinkSystem SR850 Front VGA Connector Upgrade Kit | 45
7X19CTO1WW | AUPY | ThinkSystem SR850/SR860 Processor and Memory Expansion Tray | 1199
7X19CTO1WW | AUPZ | SR850/SR860 2S Power Paddle | 99
7X19CTO1WW | AUQ0 | SR850/SR860 RAID 730/930-8i SAS/SATA Cable | 39
7X19CTO1WW | AUQ1 | SR850/SR860 RAID 930-16i SAS/SATA Cable | 49
7X19CTO1WW | AUQ2 | SR850/SR860 1610-4P NVMe Switch Card Cable | 69
7X19CTO1WW | AUQ3 | SR850/SR860 Direct NVMe Cable | 99
7X19CTO1WW | AUQ4 | SR850/SR860 Storage Backplane Power Cable | 15
7X19CTO1WW | AUR4 | ThinkSystem 2U x8/x8/x8 PCIE FH Riser 1 | 45
7X19CTO1WW | AUR5 | ThinkSystem 2U/Twr 2.5" AnyBay 8-Bay Backplane | 499
7X19CTO1WW | AUR7 | ThinkSystem 2U x8/X8/x8ML2 PCIE FH Riser 1 | 69
7X19CTO1WW | AURA | ThinkSystem 2U/Twr 2.5" SATA/SAS 8-Bay Backplane | 229
7X19CTO1WW | AURB | ThinkSystem 2U x8 x16ML2 PCIE FH Riser 1 | 95
7X19CTO1WW | AURD | ThinkSystem 2U left EIA Latch Standard | 15
7X19CTO1WW | AURX | ThinkSystem 2U Security Bezel | 45
7X19CTO1WW | AUSA | Lenovo ThinkSystem M3.5" Screw for EIA | 0
7X19CTO1WW | AUU1 | ThinkSystem 8GB TruDDR4 2666 MHz (1Rx8 1.2V) RDIMM | 189
7X19CTO1WW | AUUE | ThinkSystem 2.5" 1TB 7.2K SATA 6Gb Hot Swap 512n HDD | 469
7X19CTO1WW | AUUJ | ThinkSystem 2.5" 2TB 7.2K SATA 6Gb Hot Swap 512e HDD | 849
7X19CTO1WW | AUUL | ThinkSystem M.2 32GB SATA 6Gbps Non-Hot Swap SSD | 109
7X19CTO1WW | AUUV | ThinkSystem M.2 128GB SATA 6Gbps Non-Hot Swap SSD | 159
7X19CTO1WW | AUV2 | ThinkSystem 1610-4P NVMe Switch Adapter | 929
7X19CTO1WW | AUVG | ThinkSystem Mellanox ConnectX-4 PCIe FDR 2-Port QSFP VPI Adapter | 1379
7X19CTO1WW | AUZV | ThinkSystem Broadcom 5719 1GbE RJ45 4-Port PCIe Ethernet Adapter | 159
7X19CTO1WW | AUZW | ThinkSystem I350-T4 PCIe 1Gb 4-Port RJ45 Ethernet Adapter | 379
7X19CTO1WW | AUZX | ThinkSystem Broadcom 5720 1GbE RJ45 2-Port PCIe Ethernet Adapter | 129
7X19CTO1WW | AUZY | ThinkSystem I350-T2 PCIe 1Gb 2-Port RJ45 Ethernet Adapter | 179
7X19CTO1WW | AUZZ | ThinkSystem I350-F1 PCIe 1Gb 1-Port SFP Ethernet Adapter | 379
7X19CTO1WW | AV1B | Lenovo 25GBase-SR SFP28 Transceiver | 449
7X19CTO1WW | AV1D | Lenovo 100GBase-SR4 QSFP28 Transceiver | 1539
7X19CTO1WW | AV1F | Lenovo 3m 25G SFP28 Active Optical Cable | 489
7X19CTO1WW | AV1G | Lenovo 5m 25G SFP28 Active Optical Cable | 489
7X19CTO1WW | AV1H | Lenovo 10m 25G SFP28 Active Optical Cable | 499
7X19CTO1WW | AV1J | Lenovo 15m 25G SFP28 Active Optical Cable | 497
7X19CTO1WW | AV1K | Lenovo 20m 25G SFP28 Active Optical Cable | 519
7X19CTO1WW | AV1L | Lenovo 3m 100G QSFP28 Active Optical Cable | 1059
7X19CTO1WW | AV1M | Lenovo 5m 100G QSFP28 Active Optical Cable | 1069
7X19CTO1WW | AV1N | Lenovo 10m 100G QSFP28 Active Optical Cable | 1099
7X19CTO1WW | AV1P | Lenovo 15m 100G QSFP28 Active Optical Cable | 1079
7X19CTO1WW | AV1Q | Lenovo 20m 100G QSFP28 Active Optical Cable | 1179
7X19CTO1WW | AV1R | Lenovo 3m 100G to 4x25G Breakout Active Optical Cable | 1949
7X19CTO1WW | AV1S | Lenovo 5m 100G to 4x25G Breakout Active Optical Cable | 1975
7X19CTO1WW | AV1T | Lenovo 10m 100G to 4x25G Breakout Active Optical Cable | 2035
7X19CTO1WW | AV1U | Lenovo 15m 100G to 4x25G Breakout Active Optical Cable | 2095
7X19CTO1WW | AV1V | Lenovo 20m 100G to 4x25G Breakout Active Optical Cable | 2149
7X19CTO1WW | AV1W | Lenovo 1m Passive 25G SFP28 DAC Cable | 69
7X19CTO1WW | AV1X | Lenovo 3m Passive 25G SFP28 DAC Cable | 79
7X19CTO1WW | AV1Y | Lenovo 5m Passive 25G SFP28 DAC Cable | 159
7X19CTO1WW | AV1Z | Lenovo 1m Passive 100G QSFP28 DAC Cable | 99
7X19CTO1WW | AV20 | Lenovo 3m Passive 100G QSFP28 DAC Cable | 159
7X19CTO1WW | AV21 | Lenovo 5m Passive 100G QSFP28 DAC Cable | 299
7X19CTO1WW | AV22 | Lenovo 1m 100G QSFP28 to 4x25G SFP28 Breakout DAC Cable | 179
7X19CTO1WW | AV23 | Lenovo 3m 100G QSFP28 to 4x25G SFP28 Breakout DAC Cable | 299
7X19CTO1WW | AV24 | Lenovo 5m 100G QSFP28 to 4x25G SFP28 Breakout DAC Cable | 459
7X19CTO1WW | AV25 | Lenovo 5m MPO-MPO OM4 MMF Cable | 114
7X19CTO1WW | AV26 | Lenovo 7m MPO-MPO OM4 MMF Cable | 135
7X19CTO1WW | AV27 | Lenovo 10m MPO-MPO OM4 MMF Cable | 159
7X19CTO1WW | AV28 | Lenovo 15m MPO-MPO OM4 MMF Cable | 205
7X19CTO1WW | AV29 | Lenovo 20m MPO-MPO OM4 MMF Cable | 259
7X19CTO1WW | AV2A | Lenovo 30m MPO-MPO OM4 MMF Cable | 349
7X19CTO1WW | AV2B | Lenovo 1m MPO to 4x LC Breakout OM4 MMF Cable | 149
7X19CTO1WW | AV2C | Lenovo 3m MPO to 4x LC Breakout OM4 MMF Cable | 179
7X19CTO1WW | AV2D | Lenovo 5m MPO to 4x LC Breakout OM4 MMF Cable | 239
7X19CTO1WW | AVFQ | 0.75m Green Cat5e Cable | 15
7X19CTO1WW | AVFR | 1.0m Green Cat5e Cable | 19
7X19CTO1WW | AVFS | 1.25m Green Cat5e Cable | 19
7X19CTO1WW | AVFT | 0.75m Blue Cat5e Cable | 15
7X19CTO1WW | AVFU | 1.0m Blue Cat5e Cable | 19
7X19CTO1WW | AVFV | 1.25m Blue Cat5e Cable | 19
7X19CTO1WW | AVFW | 0.75m Green Cat6 Cable | 19
7X19CTO1WW | AVFX | 1.0m Green Cat6 Cable | 19
7X19CTO1WW | AVFY | 1.25m Green Cat6 Cable | 19
7X19CTO1WW | AVFZ | 1.5m Green Cat6 Cable | 19
7X19CTO1WW | AVG0 | 3m Green Cat6 Cable | 25
7X19CTO1WW | AVUU | ThinkSystem XClarity Controller Advanced to Enterprise Upgrade | 50
7X19CTO1WW | AVV8 | ThinkSystem External USB DVD-RW Optical Disk Drive | 79
7X19CTO1WW | AWAU | SAP HANA SW Stack for ThinkSystem | 0
7X19CTO1WW | AWEX | Intel Xeon Gold 6126 12C 125W 2.6GHz Processor | 2869
7X19CTO1WW | AX6D | Intel Xeon Gold 6130 16C 125W 2.1GHz Processor | 2999
7X19CTO1WW | AX6N | Intel Xeon Platinum 8160T 24C 150W 2.1GHz Processor | 9129
7X19CTO1WW | AX6Q | Intel Xeon Gold 6138 20C 125W 2.0GHz Processor | 4099
7X19CTO1WW | AX6R | Intel Xeon Gold 6140 18C 140W 2.3GHz Processor | 3819
7X19CTO1WW | AX71 | Intel Xeon Gold 6138T 20C 125W 2.0GHz Processor | 4349
7X19CTO1WW | AX72 | Intel Xeon Gold 6130T 16C 125W 2.1GHz Processor | 3129
7X19CTO1WW | AX73 | Intel Xeon Gold 6126T 12C 125W 2.6GHz Processor | 2979
7X19CTO1WW | AX7D | Intel Xeon Gold 5118 12C 105W 2.3GHz Processor | 2019
7X19CTO1WW | AX7E | Intel Xeon Gold 5120T 14C 105W 2.2GHz Processor | 2699
7X19CTO1WW | AX7F | Intel Xeon Gold 5119T 14C 85W 1.9GHz Processor | 2549
7X19CTO1WW | AX8A | 4.3m, 13A/120V, C13 to NEMA 5-15P (US) Line Cord | 19
7X19CTO1WW | AXCA | ThinkSystem Toolless Slide Rail | 99
7X19CTO1WW | AXCH | ThinkSystem Toolless Slide Rail Kit with 2U CMA | 149
7X19CTO1WW | AXDX | USB 2.0 Front Panel | 30
7X19CTO1WW | AXFM | ThinkSystem Toolless Friction Rail | 69
7X19CTO1WW | AXFN | ThinkSystem Screw-in Slide Rail | 129
7X19CTO1WW | AXFS | VMware ESXi 6.0 U3 (factory installed) | 0
7X19CTO1WW | AXFT | VMware ESXi 6.5 U1 (factory installed) | 0
7X19CTO1WW | AXFU | ThinkSystem 2U CMA Upgrade Kit for Screw-in Slide Rail | 49
7X19CTO1WW | B0ML | Feature Enable TPM on MB | 0
7X19CTO1WW | B0N4 | 2.0m, 10A/100-250V, C13 to IEC 320-C14 Rack Power Cable | 29
7X19CTO1WW | B0N5 | 1.0m, 13A/100-250V, C13 to C14 Jumper Cord | 25
7X19CTO1WW | B0N6 | 1.5m, 13A/100-250V, C13 to C14 Jumper Cord | 29
7X19CTO1WW | B0RJ | 10GBASE-LR SFP+Transceiver | 350
7X19CTO1WW | B0RL | Mellanox ConnectX-5 EDR IB/100GbE VPI Single-Port x16 PCIe 3.0 HCA | 1719
7X19CTO1WW | B0RM | Mellanox ConnectX-5 EDR IB VPI Dual-port x16 PCIe 3.0 HCA | 2059
7X19CTO1WW | B0TD | ThinkSystem Screw-in Slide Rail Kit with 2U CMA | 149
7X19CTO1WW | B0WY | ThinkSystem Intel XXV710-DA2 10/25GbE SFP28 2-Port PCIe Ethernet Adapter | 529
7X19CTO1WW | B0YS | ThinkSystem 2.5" 2.4TB 10K SAS 12Gb Hot Swap 512e HDD | 629
7X19CTO1WW | B0YX | ThinkSystem 2.5" 1.2TB 10K SAS 12Gb Hot Swap 512n HDD SED | 749
7X19CTO1WW | B0Z0 | ThinkSystem 2.5" Intel S4500 960GB Entry SATA 6Gb Hot Swap SSD | 1219
7X19CTO1WW | B135 | ThinkSystem 2U CMA Upgrade Kit for Toolless Slide Rail | 59
7X19CTO1WW | B13A | Intel Xeon Gold 5117 14C 105W 2.0GHz Processor | 2199
7X19CTO1WW | B21R | ThinkSystem QLogic QL41262 10/25GbE SFP28 2-Port PCIe Ethernet Adapter | 409
7X19CTO1WW | B21W | ThinkSystem U.2 Toshiba CM5-V 800GB Mainstream NVMe PCIe 3.0 x4 Hot Swap SSD | 859
7X19CTO1WW | B21X | ThinkSystem U.2 Toshiba CM5-V 1.6TB Mainstream NVMe PCIe 3.0 x4 Hot Swap SSD | 3449
7X19CTO1WW | B21Y | ThinkSystem U.2 Toshiba CM5-V 3.2TB Mainstream NVMe PCIe 3.0 x4 Hot Swap SSD | 6999
7X19CTO1WW | B22J | 5m Intel OPA 100 Series Active Optical QSFP28 Low Power Cable | 809
7X19CTO1WW | B22K | 10m Intel OPA 100 Series Active Optical QSFP28 Low Power Cable | 829
7X19CTO1WW | B22L | 15m Intel OPA 100 Series Active Optical QSFP28 Low Power Cable | 839
7X19CTO1WW | B22M | 20m Intel OPA 100 Series Active Optical QSFP28 Low Power Cable | 849
7X19CTO1WW | B2UZ | Lenovo 1m 100G QSFP28 Active Optical Cable | 949
7X19CTO1WW | B2X4 | ThinkSystem 2.5" 5200 1.92TB Entry SATA 6Gb Hot Swap SSD | 899
7X19CTO1WW | B2X6 | ThinkSystem 2.5" 5200 7.68TB Entry SATA 6Gb Hot Swap SSD | 4999
7X19CTO1WW | B2XJ | ThinkSystem U.2 Toshiba CM5-V 6.4TB Mainstream NVMe PCIe 3.0 x4 Hot Swap SSD | 12829
7X19CTO1WW | B2ZJ | ThinkSystem U.2 Intel Optane P4800X 750GB Performance NVMe PCIe 3.0 x4 Hot Swap SSD | 7169
7X19CTO1WW | B306 | Mellanox QSA 100G to 25G Cable Adapter | 149
7X19CTO1WW | B30W | Custom MFG SVCS Fee - Medium Increment | 30
7X19CTO1WW | B30X | Custom MFG SVCS Fee - Large Increment | 300
7X19CTO1WW | B31C | ThinkSystem Mellanox ConnectX-5 Ex 25/40GbE 2-port Low-Latency Adapter | 1979
7X19CTO1WW | B31E | ThinkSystem RAID 930-16i 8GB Flash PCIe 12Gb Adapter | 2389
7X19CTO1WW | B31G | ThinkSystem QLogic QL41134 PCIe 10Gb 4-Port Base-T Ethernet Adapter | 799
7X19CTO1WW | B34H | ThinkSystem 2.5" PM883 240GB Entry SATA 6Gb Hot Swap SSD | 219
7X19CTO1WW | B34J | ThinkSystem 2.5" PM883 480GB Entry SATA 6Gb Hot Swap SSD | 279
7X19CTO1WW | B34K | ThinkSystem 2.5" PM883 960GB Entry SATA 6Gb Hot Swap SSD | 449
7X19CTO1WW | B34L | ThinkSystem 2.5" PM883 1.92TB Entry SATA 6Gb Hot Swap SSD | 889
7X19CTO1WW | B34M | ThinkSystem 2.5" PM883 3.84TB Entry SATA 6Gb Hot Swap SSD | 1739
7X19CTO1WW | B34N | ThinkSystem U.2 PM983 1.92TB Entry NVMe PCIe 3.0 x4 Hot Swap SSD | 939
7X19CTO1WW | B34P | ThinkSystem U.2 PM983 3.84TB Entry NVMe PCIe 3.0 x4 Hot Swap SSD | 1839
7X19CTO1WW | B3VW | VMware ESXi 6.5 U2 (Factory Installed) | 0
7X19CTO1WW | B3VX | VMware ESXi 6.7 (Factory Installed) | 0
7X19CTO1WW | B488 | ThinkSystem 2.5" 5200 240GB Mainstream SATA 6Gb Hot Swap SSD | 469
7X19CTO1WW | B48B | ThinkSystem 2.5" 5200 1.92TB Mainstream SATA 6Gb Hot Swap SSD | 2129
7X19CTO1WW | B48C | ThinkSystem 2.5" 5200 3.84TB Mainstream SATA 6Gb Hot Swap SSD | 4869
7X19CTO1WW | B498 | ThinkSystem 2.5" Intel S4510 240GB Entry SATA 6Gb Hot Swap SSD | 149
7X19CTO1WW | B499 | ThinkSystem 2.5" Intel S4510 480GB Entry SATA 6Gb Hot Swap SSD | 309
7X19CTO1WW | B49A | ThinkSystem 2.5" Intel S4510 960GB Entry SATA 6Gb Hot Swap SSD | 529
7X19CTO1WW | B49B | ThinkSystem 2.5" Intel S4510 1.92TB Entry SATA 6Gb Hot Swap SSD | 1049
7X19CTO1WW | B49C | ThinkSystem 2.5" Intel S4510 3.84TB Entry SATA 6Gb Hot Swap SSD | 1979
7X19CTO1WW | B49L | ThinkSystem 2.5" Intel S4610 240GB Mainstream SATA 6Gb Hot Swap SSD | 399
7X19CTO1WW | B49M | ThinkSystem 2.5" Intel S4610 480GB Mainstream SATA 6Gb Hot Swap SSD | 479
7X19CTO1WW | B49N | ThinkSystem 2.5" Intel S4610 960GB Mainstream SATA 6Gb Hot Swap SSD | 699
7X19CTO1WW | B49P | ThinkSystem 2.5" Intel S4610 1.92TB Mainstream SATA 6Gb Hot Swap SSD | 1289
7X19CTO1WW | B49Q | ThinkSystem 2.5" Intel S4610 3.84TB Mainstream SATA 6Gb Hot Swap SSD | 2499
7X19CTO1WW | B4A2 | ThinkSystem 2.5" PM1645 3.2TB Mainstream SAS 12Gb Hot Swap SSD | 2579
7X19CTO1WW | B4A7 | ThinkSystem 2.5" PM1643 3.84TB Capacity SAS 12Gb Hot Swap SSD | 2579
7X19CTO1WW | B4D2 | ThinkSystem 2.5" PM883 7.68TB Entry SATA 6Gb Hot Swap SSD | 3379
7X19CTO1WW | B4D3 | ThinkSystem U.2 PM983 7.68TB Entry NVMe PCIe3.0 x4 Hot Swap SSD | 4999
7X19CTO1WW | B4H1 | ThinkSystem 8GB TruDDR4 2933MHz (1Rx8 1.2V) RDIMM | 219
7X19CTO1WW | B4H2 | ThinkSystem 16GB TruDDR4 2933MHz (2Rx8 1.2V) RDIMM | 319
7X19CTO1WW | B4H3 | ThinkSystem 32GB TruDDR4 2933MHz (2Rx4 1.2V) RDIMM | 619
7X19CTO1WW | B4H4 | ThinkSystem 64GB TruDDR4 2933MHz (2Rx4 1.2V) RDIMM | 1279
7X19CTO1WW | B4H7 | Intel Xeon Platinum 8280 28C 205W 2.7GHz Processor | 18089
7X19CTO1WW | B4H8 | Intel Xeon Platinum 8276 28C 165W 2.2GHz Processor | 15099
7X19CTO1WW | B4H9 | Intel Xeon Platinum 8270 26C 205W 2.7GHz Processor | 12739
7X19CTO1WW | B4HA | Intel Xeon Platinum 8268 24C 205W 2.9GHz Processor | 10929
7X19CTO1WW | B4HB | Intel Xeon Platinum 8260 24C 165W 2.4GHz Processor | 8159
7X19CTO1WW | B4HC | Intel Xeon Gold 6252 24C 150W 2.1GHz Processor | 5909
7X19CTO1WW | B4HD | Intel Xeon Gold 6254 18C 200W 3.1GHz Processor | 6065
7X19CTO1WW | B4HE | Intel Xeon Gold 6248 20C 150W 2.5GHz Processor | 5049
7X19CTO1WW | B4HF | Intel Xeon Gold 6244 8C 150W 3.6GHz Processor | 4699
7X19CTO1WW | B4HG | Intel Xeon Gold 6242 16C 150W 2.8GHz Processor | 4419
7X19CTO1WW | B4HH | Intel Xeon Gold 6240 18C 150W 2.6GHz Processor | 3819
7X19CTO1WW | B4HJ | Intel Xeon Gold 6230 20C 125W 2.1GHz Processor | 3099
7X19CTO1WW | B4HK | Intel Xeon Gold 5220 18C 125W 2.2GHz Processor | 2599
7X19CTO1WW | B4HL | Intel Xeon Gold 5218 16C 125W 2.3GHz Processor | 2019
7X19CTO1WW | B4HM | Intel Xeon Gold 5217 8C 115W 3.0GHz Processor | 2659
7X19CTO1WW | B4HN | Intel Xeon Gold 5215 10C 85W 2.5GHz Processor | 2019
7X19CTO1WW | B4LV | ThinkSystem 128GB TruDDR4 2666MHz (1.2V) Intel Optane DC Persistent Memory | 1089
7X19CTO1WW | B4LW | ThinkSystem 256GB TruDDR4 2666MHz (1.2V) Intel Optane DC Persistent Memory | 4689
7X19CTO1WW | B4LX | ThinkSystem 512GB TruDDR4 2666MHz (1.2V) Intel Optane DC Persistent Memory | 18319
7X19CTO1WW | B4LY | ThinkSystem 16GB TruDDR4 2933 MHz (1Rx4 1.2V) RDIMM | 289
7X19CTO1WW | B4M7 | ThinkSystem SR850/SR860 CLX System Board | 2000
7X19CTO1WW | B4NU | Intel Xeon Platinum 8260Y 24/20/16C 165W 2.4GHz Processor | 9799
7X19CTO1WW | B4NV | Intel Xeon Gold 6240Y 18/14/8C 150W 2.6GHz Processor | 5345
7X19CTO1WW | B4P2 | Intel Xeon Gold 6238T 22C 125W 1.9GHz Processor | 4349
7X19CTO1WW | B4P3 | Intel Xeon Gold 5218T 16C 105W 2.1GHz Processor | 2399
7X19CTO1WW | B4P5 | Intel Xeon Platinum 8280L 28C 205W 2.7GHz Processor | 29099
7X19CTO1WW | B4P6 | Intel Xeon Platinum 8276L 28C 165W 2.2GHz Processor | 26689
7X19CTO1WW | B4P7 | Intel Xeon Platinum 8260L 24C 165W 2.4GHz Processor | 19249
7X19CTO1WW | B4P9 | Intel Xeon Gold 5215L 10C 85W 2.5GHz Processor | 17019
7X19CTO1WW | B4QQ | 0.5m Mellanox HDR IB Passive Copper QSFP56 Cable | 299
7X19CTO1WW | B4QR | 1m Mellanox HDR IB Passive Copper QSFP56 Cable | 399
7X19CTO1WW | B4QS | 1.5m Mellanox HDR IB Passive Copper QSFP56 Cable | 449
7X19CTO1WW | B4QT | 2m Mellanox HDR IB Passive Copper QSFP56 Cable | 499
7X19CTO1WW | B4QW | 3m Mellanox HDR IB Active Optical QSFP56 Cable | 2099
7X19CTO1WW | B4QX | 5m Mellanox HDR IB Active Optical QSFP56 Cable | 2149
7X19CTO1WW | B4QY | 10m Mellanox HDR IB Active Optical QSFP56 Cable | 2199
7X19CTO1WW | B4QZ | 15m Mellanox HDR IB Active Optical QSFP56 Cable | 2249
7X19CTO1WW | B4R0 | 20m Mellanox HDR IB Active Optical QSFP56 Cable | 2299
7X19CTO1WW | B4R1 | 1m Mellanox HDR IB to 2x HDR100 Splitter Passive Copper QSFP56 Cable | 399
7X19CTO1WW | B4R2 | 1.5m Mellanox HDR IB to 2x HDR100 Splitter Passive Copper QSFP56 Cable | 449
7X19CTO1WW | B4R4 | 3m Mellanox HDR IB to 2x HDR100 Splitter Optical QSFP56 Cable | 2799
7X19CTO1WW | B4R5 | 5m Mellanox HDR IB to 2x HDR100 Splitter Optical QSFP56 Cable | 2899
7X19CTO1WW | B4R6 | 10m Mellanox HDR IB to 2x HDR100 Splitter Optical QSFP56 Cable | 2999
7X19CTO1WW | B4R7 | 15m Mellanox HDR IB to 2x HDR100 Splitter Optical QSFP56 Cable | 3199
7X19CTO1WW | B4R8 | 20m Mellanox HDR IB to 2x HDR100 Splitter Optical QSFP56 Cable | 3299
7X19CTO1WW | B4R9 | ThinkSystem Mellanox ConnectX-6 HDR100/100GbE QSFP56 1-port PCIe VPI Adapter | 1779
7X19CTO1WW | B4RA | ThinkSystem Mellanox ConnectX-6 HDR100/100GbE QSFP56 2-port PCIe VPI Adapter | 2099
7X19CTO1WW | B4RQ | ThinkSystem RAID 730-8i 2GB Flash PCIe 12Gb Adapter | 879
7X19CTO1WW | B4X6 | SuperCap for Raid 730-8i 2GB | 149
7X19CTO1WW | B4XA | VMware ESXi 6.7 U1 (Factory Installed) | 0
7X19CTO1WW | B4Y4 | ThinkSystem 2.5" SS530 400GB Performance SAS 12Gb Hot Swap SSD | 1479
7X19CTO1WW | B4Y5 | ThinkSystem 2.5" SS530 800GB Performance SAS 12Gb Hot Swap SSD | 2299
7X19CTO1WW | B4Y7 | ThinkSystem 2.5" SS530 3.2TB Performance SAS 12Gb Hot Swap SSD | 7859
7X19CTO1WW | B528 | Intel Optane DC Persistent Memory - Memory Mode only | 0
7X19CTO1WW | B529 | Intel Optane DC Persistent Memory - App Direct Mode only | 0
7X19CTO1WW | B52A | Intel Optane DC Persistent Memory - Mixed Memory Mode | 0
7X19CTO1WW | B587 | ThinkSystem 128GB TruDDR4 2933MHz (4Rx4 1.2V) 3DS RDIMM | 3399
7X19CTO1WW | B58F | ThinkSystem U.2 Intel P4510 1.0TB Entry NVMe PCIe3.0 x4 Hot Swap SSD | 539
7X19CTO1WW | B58G | ThinkSystem U.2 Intel P4510 2.0TB Entry NVMe PCIe3.0 x4 Hot Swap SSD | 1459
7X19CTO1WW | B5N6 | ThinkSystem 16GB TruDDR4 Performance+ 2933MHz (2Rx8 1.2V) RDIMM | 729
7X19CTO1WW | B5N7 | ThinkSystem 32GB TruDDR4 Performance+ 2933MHz (2Rx4 1.2V) RDIMM | 1379
7X19CTO1WW | B5N8 | ThinkSystem 64GB TruDDR4 Performance+ 2933MHz (2Rx4 1.2V) RDIMM | 2879
7X19CTO1WW | B5RY | Intel Xeon Gold 6230N 20C 125W 2.3GHz Processor | 3239
7X19CTO1WW | B5RZ | Intel Xeon Platinum 8253 16C 125W 2.2GHz Processor | 5299
7X19CTO1WW | B5S1 | Intel Xeon Gold 5222 4C 105W 3.8GHz Processor | 1999
7X19CTO1WW | B5S2 | Intel Xeon Platinum 8256 4C 105W 3.8GHz Processor | 12099
7X19CTO1WW | B5SX | ThinkSystem Emulex LPe35000 32Gb 1-port PCIe Fibre Channel Adapter | 1739
7X19CTO1WW | B5SY | ThinkSystem Emulex LPe35002 32Gb 2-port PCIe Fibre Channel Adapter | 2599
7X19CTO1WW | B5T0 | ThinkSystem Broadcom 57414 10/25GbE SFP28 2-port PCIe Ethernet Adapter | 389
7X19CTO1WW | B652 | ThinkSystem Marvell QL41232 10/25GbE SFP28 2-Port PCIe Ethernet Adapter | 339
7X19CTO1WW | B68K | 30m Mellanox HDR IB to 2x HDR100 Splitter Optical QSFP56 Cable | 3499
7X19CTO1WW | B68L | 2m Mellanox HDR IB to 2x HDR100 Splitter Passive Copper QSFP56 Cable | 499
7X19CTO1WW | B68M | 100m Mellanox HDR IB Optical QSFP56 Cable | 5099
7X19CTO1WW | B68N | 50m Mellanox HDR IB Optical QSFP56 Cable | 3699
7X19CTO1WW | B68P | 30m Mellanox HDR IB Optical QSFP56 Cable | 2399
7X19CTO1WW | B6BS | Intel Xeon Gold 5218B 16C 125W 2.3GHz Processor | 2019
7X19CTO1WW | B6CJ | Intel Xeon Gold 6238 22C 140W 2.1GHz Processor | 4799
7X19CTO1WW | B6CK | Intel Xeon Gold 6234 8C 130W 3.3GHz Processor | 3999
7X19CTO1WW | B6CL | Intel Xeon Gold 6226 12C 125W 2.7GHz Processor | 3299
7X19CTO1WW | B6CP | Intel Xeon Gold 6230T 20C 125W 2.1GHz Processor | 3599
7X19CTO1WW | B6CQ | Intel Xeon Gold 5220T 18C 105W 1.9GHz Processor | 3199
7X19CTO1WW | B6CR | Intel Xeon Gold 6238L 22C 140W 2.1GHz Processor | 14599
7X19CTO1WW | B6CS | Intel Xeon Gold 6240L 18C 150W 2.6GHz Processor | 14299
7X19CTO1WW | B6CT | Intel Xeon Gold 6252N 24C 150W 2.3GHz Processor | 7699
7X19CTO1WW | B6CU | Intel Xeon Gold 6262V 24C 135W 1.9GHz Processor | 5399
7X19CTO1WW | B6CV | Intel Xeon Gold 6222V 20C 115W 1.8GHz Processor | 2999
7X19CTO1WW | B6CW | Intel Xeon Gold 5220S 18C 125W 2.7GHz Processor | 3699
7X19CTO1WW | B6K5 | ThinkSystem 2.5" SS530 400GB Mainstream SAS 12Gb Hot Swap SSD SED | 1029
7X19CTO1WW | B6PD | Intel Xeon Gold 6246 12C 165W 3.3GHz Processor | 5999
7X19CTO1WW | B6U0 | VMware ESXi 6.5 U3 (factory installed) | 0
7X19CTO1WW | B6U1 | VMware ESXi 6.7 U2 (factory installed) | 0
7X19CTO1WW | B7EW | ThinkSystem 2.5" 5210 1.92TB Entry SATA 6Gb Hot Swap QLC SSD | 759
7X19CTO1WW | B7EX | ThinkSystem 2.5" 5210 3.84TB Entry SATA 6Gb Hot Swap QLC SSD | 1489
7X19CTO1WW | B7EY | ThinkSystem 2.5" 5210 7.68TB Entry SATA 6Gb Hot Swap QLC SSD | 2779
7X19CTO1WW | B88T | VMware ESXi 6.7 U3 (factory installed) | 0
7X19CTO1WW | B8HP | ThinkSystem 2.5" 5300 960GB Entry SATA 6Gb Hot Swap SSD | 489
7X19CTO1WW | B8HS | ThinkSystem M.2 5300 240GB SATA 6Gbps Non-Hot Swap SSD | 359
7X19CTO1WW | B8HU | ThinkSystem 2.5" PM1645a 800GB Mainstream SAS 12Gb Hot Swap SSD | 819
7X19CTO1WW | B8HV | ThinkSystem 2.5" 5300 240GB Entry SATA 6Gb Hot Swap SSD | 359
7X19CTO1WW | B8HW | ThinkSystem HHHL PM1735 3.2TB Mainstream NVMe PCIe4.0 x8 Flash Adapter | 3179
7X19CTO1WW | B8HY | ThinkSystem 2.5" 5300 480GB Mainstream SATA 6Gb Hot Swap SSD | 429
7X19CTO1WW | B8J1 | ThinkSystem 2.5" 5300 240GB Mainstream SATA 6Gb Hot Swap SSD | 409
7X19CTO1WW | B8J2 | ThinkSystem 2.5" 5300 7.68TB Entry SATA 6Gb Hot Swap SSD | 3649
7X19CTO1WW | B8J4 | ThinkSystem 2.5" PM1645a 1.6TB Mainstream SAS 12Gb Hot Swap SSD | 1379
7X19CTO1WW | B8J5 | ThinkSystem 2.5" 5300 1.92TB Entry SATA 6Gb Hot Swap SSD | 939
7X19CTO1WW | B8J6 | ThinkSystem 2.5" 5300 960GB Mainstream SATA 6Gb Hot Swap SSD | 729
7X19CTO1WW | B8J7 | ThinkSystem 2.5" 5300 3.84TB Mainstream SATA 6Gb Hot Swap SSD | 2179
7X19CTO1WW | B8JA | ThinkSystem 2.5" PM1645a 6.4TB Mainstream SAS 12Gb Hot Swap SSD | 6049
7X19CTO1WW | B8JD | ThinkSystem 2.5" PM1645a 3.2TB Mainstream SAS 12Gb Hot Swap SSD | 2579
7X19CTO1WW | B8JE | ThinkSystem 2.5" 5300 1.92TB Mainstream SATA 6Gb Hot Swap SSD | 1279
7X19CTO1WW | B8JH | ThinkSystem HHHL PM1735 1.6TB Mainstream NVMe PCIe4.0 x8 Flash Adapter | 1799
7X19CTO1WW | B8JM | ThinkSystem 2.5" 5300 480GB Entry SATA 6Gb Hot Swap SSD | 309
7X19CTO1WW | B8JP | ThinkSystem 2.5" 5300 3.84TB Entry SATA 6Gb Hot Swap SSD | 1789
7X19CTO1WW | B919 | ThinkSystem M.2 5300 480GB SATA 6Gbps Non-Hot Swap SSD | 369
7X19CTO1WW | B91A | ThinkSystem 2.5" PM1643a 960GB Entry SAS 12Gb Hot Swap SSD | 819
7X19CTO1WW | B91B | ThinkSystem 2.5" PM1643a 1.92TB Entry SAS 12Gb Hot Swap SSD | 1379
7X19CTO1WW | B91C | ThinkSystem 2.5" PM1643a 3.84TB Entry SAS 12Gb Hot Swap SSD | 2579
7X19CTO1WW | B91D | ThinkSystem 2.5" PM1643a 7.68TB Entry SAS 12Gb Hot Swap SSD | 5019
7X19CTO1WW | B96M | ThinkSystem HHHL PM1735 6.4TB Mainstream NVMe PCIe4.0 x4 Flash Adapter | 5579
7X19CTO1WW | B96P | ThinkSystem U.3 Kioxia CM6-V 6.4TB Mainstream NVMe PCIe4.0 x4 Hot Swap SSD | 6789
7X19CTO1WW | B96T | ThinkSystem U.3 Kioxia CM6-V 3.2TB Mainstream NVMe PCIe4.0 x4 Hot Swap SSD | 3459
7X19CTO1WW | B96Z | ThinkSystem U.3 Kioxia CM6-V 1.6TB Mainstream NVMe PCIe4.0 x4 Hot Swap SSD | 1919
7X19CTO1WW | B9AC | ThinkSystem 2.5" 5210 960GB Entry SATA 6Gb Hot Swap QLC SSD | 419
7X19CTO1WW | BBZG | VMware ESXi 7.0 (Factory Installed) | 2
7X19CTO1WW | BC4R | ThinkSystem 2.5" PM1643a 15.36TB Entry SAS 12Gb Hot Swap SSD | 10029
7X19CTO1WW | BCFR | ThinkSystem U.2 Intel P5600 3.2TB Mainstream NVMe PCIe 4.0 x4 Hot Swap SSD | 3829
7X19CTO1WW | BCFS | ThinkSystem U.2 Intel P5600 6.4TB Mainstream NVMe PCIe 4.0 x4 Hot Swap SSD | 7639
7X19CTO1WW | BCFT | ThinkSystem U.2 Intel P5500 1.92TB Entry NVMe PCIe 4.0 x4 Hot Swap SSD | 1479
7X19CTO1WW | BCFU | ThinkSystem U.2 Intel P5500 7.68TB Entry NVMe PCIe 4.0 x4 Hot Swap SSD | 5359
7X19CTO1WW | BCFV | ThinkSystem U.2 Intel P5600 1.6TB Mainstream NVMe PCIe 4.0 x4 Hot Swap SSD | 1919
7X19CTO1WW | BCFW | ThinkSystem U.2 Intel P5500 3.84TB Entry NVMe PCIe 4.0 x4 Hot Swap SSD | 2689
7X19CTO1WW | BCGJ | ThinkSystem HHHL Kioxia CM5-V 1.6TB Mainstream NVMe PCIe3.0 x4 Flash Adapter | 2279
7X19CTO1WW | BCGK | ThinkSystem HHHL Kioxia CM5-V 3.2TB Mainstream NVMe PCIe3.0 x4 Flash Adapter | 4129
7X19CTO1WW | BCGL | ThinkSystem HHHL Kioxia CM5-V 6.4TB Mainstream NVMe PCIe3.0 x4 Flash Adapter | 7879
7X19CTO1WW | BCTC | ThinkSystem 2.5" Multi Vendor 240GB Entry SATA 6Gb Hot Swap SSD | 219
7X19CTO1WW | BCTD | ThinkSystem 2.5" Multi Vendor 480GB Entry SATA 6Gb Hot Swap SSD | 219
7X19CTO1WW | BCTE | ThinkSystem 2.5" Multi Vendor 960GB Entry SATA 6Gb Hot Swap SSD | 659
7X19CTO1WW | BCTF | ThinkSystem 2.5" Multi Vendor 1.92TB Entry SATA 6Gb Hot Swap SSD | 1289
7X19CTO1WW | BCTG | ThinkSystem 2.5" Multi Vendor 3.84TB Entry SATA 6Gb Hot Swap SSD | 1259
7X19CTO1WW | BE03 | ThinkSystem U.3 Kioxia CM6-V 800GB Mainstream NVMe PCIe 4.0 x4 Hot Swap SSD | 1439
7X19CTO1WW | BE5E | VMware ESXi 7.0 U1 (Factory Installed) | 0
7X19CTO1WW | BFYB | Operating mode selection for: "Maximum Performance Mode" | 0
7X19CTO1WW | BFYC | Operating mode selection for: "Minimal Power Mode" | 0
7X19CTO1WW | BFYD | Operating mode selection for: "Efficiency Favoring Power Savings Mode" | 0
7X19CTO1WW | BFYE | Operating mode selection for: "Efficiency - Favoring Performance Mode" | 0
7X19CTO1WW | BFZZ | ThinkSystem 2.5" Nytro 3732 800GB Performance SAS 12Gb Hot Swap SSD SED | 1669
7X19CTO1WW | BG04 | ThinkSystem 2.5" Nytro 3732 3.2TB Performance SAS 12Gb Hot Swap SSD | 6259
7X19CTO1WW | BG05 | ThinkSystem 2.5" Nytro 3732 1.6TB Performance SAS 12Gb Hot Swap SSD | 3259
7X19CTO1WW | BG06 | ThinkSystem 2.5" Nytro 3732 800GB Performance SAS 12Gb Hot Swap SSD | 1669
7X19CTO1WW | BG07 | ThinkSystem 2.5" Nytro 3732 400GB Performance SAS 12Gb Hot Swap SSD | 1029
7X19CTO1WW | BHSR | VMware ESXi 7.0 U2 (Factory Installed) | 0
7X19CTO2WW | 2321 | Custom MFG SVCS Fee - Small Increment | 3
7X19CTO2WW | 5053 | SFP+ SR Transceiver | 699
7X19CTO2WW | 5977 | Select Storage devices - no configured RAID required | 0
7X19CTO2WW | 6311 | 2.8m, 10A/100-250V, C13 to IEC 320-C14 Rack Power Cable | 9
7X19CTO2WW | 7831 | Customer Solution Center Services | 0
7X19CTO2WW | ATPX | Intel X550-T2 Dual Port 10GBase-T Adapter | 599
7X19CTO2WW | ATRP | Mellanox ConnectX-4 2x100GbE/EDR IB QSFP28 VPI Adapter | 2059
7X19CTO2WW | ATZC | QLogic 16Gb Enhanced Gen5 FC Dual-port HBA | 1339
7X19CTO2WW | AUKM | ThinkSystem 10Gb 4-port Base-T LOM | 439
7X19CTO2WW | AUKX | ThinkSystem Intel X710-DA2 PCIe 10Gb 2-Port SFP+ Ethernet Adapter | 459
7X19CTO2WW | AUMW | Front Operator Panel with LCD Display | 99
7X19CTO2WW | AUND | ThinkSystem 32GB TruDDR4 2666 MHz (2Rx4 1.2V) RDIMM | 609
7X19CTO2WW | AUNJ | ThinkSystem RAID 930-8i 2GB Flash PCIe 12Gb Adapter | 1009
7X19CTO2WW | AUNP | FBU345 SuperCap | 135
7X19CTO2WW | AUPP | SR850 2U Chassis Base | 840
7X19CTO2WW | AUPQ | SR850 System Board | 2000
7X19CTO2WW | AUPT | 1600W Platinum (230V) Power Supply | 549
7X19CTO2WW | AUPX | ThinkSystem SR850 Front VGA Connector Upgrade Kit | 45
7X19CTO2WW | AUPY | ThinkSystem SR850/SR860 Processor and Memory Expansion Tray | 1199
7X19CTO2WW | AUQ0 | SR850/SR860 RAID 730/930-8i SAS/SATA Cable | 39
7X19CTO2WW | AUQ1 | SR850/SR860 RAID 930-16i SAS/SATA Cable | 49
7X19CTO2WW | AUQ4 | SR850/SR860 Storage Backplane Power Cable | 15
7X19CTO2WW | AUR4 | ThinkSystem 2U x8/x8/x8 PCIE FH Riser 1 | 45
7X19CTO2WW | AURA | ThinkSystem 2U/Twr 2.5" SATA/SAS 8-Bay Backplane | 229
7X19CTO2WW | AV1D | Lenovo 100GBase-SR4 QSFP28 Transceiver | 1539
7X19CTO2WW | AVUU | ThinkSystem XClarity Controller Advanced to Enterprise Upgrade | 50
7X19CTO2WW | AX6T | Intel Xeon Gold 6150 18C 165W 2.7GHz Processor | 5529
7X19CTO2WW | AXCH | ThinkSystem Toolless Slide Rail Kit with 2U CMA | 149
7X19CTO2WW | AXDX | USB 2.0 Front Panel | 30
7X19CTO2WW | B0ML | Feature Enable TPM on MB | 0
7X19CTO2WW | B306 | Mellanox QSA 100G to 25G Cable Adapter | 149
7X19CTO2WW | B31C | ThinkSystem Mellanox ConnectX-5 Ex 25/40GbE 2-port Low-Latency Adapter | 1979
7X19CTO2WW | B31E | ThinkSystem RAID 930-16i 8GB Flash PCIe 12Gb Adapter | 2389
7X19CTO2WW | B4H3 | ThinkSystem 32GB TruDDR4 2933MHz (2Rx4 1.2V) RDIMM | 619
7X19CTO2WW | B4HE | Intel Xeon Gold 6248 20C 150W 2.5GHz Processor | 5049
7X19CTO2WW | B4M7 | ThinkSystem SR850/SR860 CLX System Board | 2000
7X19CTO2WW | B4RA | ThinkSystem Mellanox ConnectX-6 HDR100/100GbE QSFP56 2-port PCIe VPI Adapter | 2099
7X19CTO2WW | B4Y5 | ThinkSystem 2.5" SS530 800GB Performance SAS 12Gb Hot Swap SSD | 2299
7X19CTO2WW | B62G | ThinkSystem RAID 930-8i 2GB Flash PCIe 12Gb Adapter | 399
7X19CTO2WW | B62Y | ThinkSystem 32GB TruDDR4 2666 MHz (2Rx4 1.2V) RDIMM | 1199
7X19CTO2WW | B62Z | ThinkSystem Intel X710-DA2 PCIe 10Gb 2-Port SFP+ Ethernet Adapter | 649
7X19CTO2WW | B630 | QLogic 16Gb Enhanced Gen5 FC Dual-port HBA | 2099
7X19CTO2WW | B631 | Intel X550-T2 Dual Port 10GBase-T Adapter | 599
7X19CTO2WW | B632 | ThinkSystem 10Gb 4-port Base-T LOM | 529
7X19CTO2WW | B634 | ThinkSystem SR850/SR860 Processor and Memory Expansion Tray | 1199
7X19CTO2WW | B635 | ThinkSystem Toolless Slide Rail Kit with 2U CMA | 79
7X19CTO2WW | B7A3 | Cobalt Custom Image | 0
7X19CTO2WW | B87W | Cobalt 7X06/7X08/7X19 Support ATE | 0
7X19CTO2WW | BE0A | Cobalt SR850 FW Level | 0
7X19CTOLWW | 64 | QLogic 10Gb SFP+ SR Optical Transceiver | 909
7X19CTOLWW | 69 | Brocade 10Gb SFP+ SR Optical Transceiver | 909
7X19CTOLWW | 747 | UID Asset Tag Label | 20
7X19CTOLWW | 2302 | RAID Configuration | 149
7X19CTOLWW | 2306 | Integration >1U Component | 125
7X19CTOLWW | 2321 | Custom MFG SVCS Fee - Small Increment | 3
7X19CTOLWW | 2400 | Primary Array 12 HDDs | 0
7X19CTOLWW | 2401 | Primary Array 13 HDDs | 0
7X19CTOLWW | 2402 | Primary Array 14 HDDs | 0
7X19CTOLWW | 2403 | Primary Array 15 HDDs | 0
7X19CTOLWW | 2404 | Primary Array 16 HDDs | 0
7X19CTOLWW | 2405 | Secondary Array 9 HDDs | 0
7X19CTOLWW | 2406 | Secondary Array 10 HDDs | 0
7X19CTOLWW | 2407 | Secondary Array 11 HDDs | 0
7X19CTOLWW | 2408 | Secondary Array 12 HDDs | 0
7X19CTOLWW | 2409 | Secondary Array 13 HDDs | 0
7X19CTOLWW | 2410 | Secondary Array 14 HDDs | 0
7X19CTOLWW | 3271 | No RAID - Secondary Array set up by customer | 0
7X19CTOLWW | 3756 | USB Conversion Option Pack | 515
7X19CTOLWW | 3757 | Single Cable USB Conversion Option (UCO) | 165
7X19CTOLWW | 3797 | 1.5m Green Cat5e Cable | 17
7X19CTOLWW | 3798 | 3m Green Cat5e Cable | 19
7X19CTOLWW | 3799 | 10m Green Cat5e Cable | 29
7X19CTOLWW | 3800 | 25m Green Cat5e Cable | 69
7X19CTOLWW | 3802 | 1.5m Blue Cat5e Cable | 14
7X19CTOLWW | 3803 | 3m Blue Cat5e Cable | 25
7X19CTOLWW | 3804 | 10m Blue Cat5e Cable | 34
7X19CTOLWW | 3805 | 25m Blue Cat5e Cable | 69
7X19CTOLWW | 5053 | SFP+ SR Transceiver | 699
7X19CTOLWW | 5340 | Serial Conversion Option (SCO) | 249
7X19CTOLWW | 5341 | Virtual Media Conversion Option Gen2 (VCO2) | 129
7X19CTOLWW | 5977 | Select Storage devices - no configured RAID required | 0
7X19CTOLWW | 5978 | Select Storage devices - configured RAID | 0
7X19CTOLWW | 6139 | SF Instruction | 0
7X19CTOLWW | 6201 | 1.5m, 10A/100-250V, C13 to IEC 320-C14 Rack Power Cable | 19
7X19CTOLWW | 6204 | 2.8m, 10A/100-250V, C13 to IEC 320-C20 Rack Power Cable | 19
7X19CTOLWW | 6263 | 4.3m, 10A/100-250V, C13 to IEC 320-C14 Rack Power Cable | 19
7X19CTOLWW | 6311 | 2.8m, 10A/100-250V, C13 to IEC 320-C14 Rack Power Cable | 9
7X19CTOLWW | 6313 | 2.8m, 10A/120V, C13 to NEMA 5-15P (US) Line Cord | 19
7X19CTOLWW | 6370 | 4.3m, 10A/125V, C13 to NEMA 5-15P (US) Line Cord | 10
7X19CTOLWW | 6373 | 4.3m, 10A/250V, C13 to NEMA 6-15P (US) Line Cord | 15
7X19CTOLWW | 6400 | 2.8m, 13A/100-250V, C13 to C14 Jumper Cord | 9
7X19CTOLWW | 6401 | 2.8m, 13A/120V, C13 to NEMA 5-15P (US) Line Cord | 29
7X19CTOLWW | 6570 | 2.0m, 13A/100-250V, C13 to C14 Jumper Cord | 19
7X19CTOLWW | 6583 | 4.3m, 13A/100-250V, C13 to C14 Rack Power Cable | 19
7X19CTOLWW | 7008 | Primary Array 2 HDDs | 0
7X19CTOLWW | 7009 | Primary Array 3 HDDs | 0
7X19CTOLWW | 7010 | Primary Array 4 HDDs | 0
7X19CTOLWW | 7011 | Primary Array 5 HDDs | 0
7X19CTOLWW | 7012 | Primary Array 6 HDDs | 0
7X19CTOLWW | 7013 | Primary Array 7 HDDs | 0
7X19CTOLWW | 7014 | Primary Array 8 HDDs | 0
7X19CTOLWW | 7015 | Secondary Array 2 HDDs | 0
7X19CTOLWW | 7016 | Secondary Array 3 HDDs | 0
7X19CTOLWW | 7017 | Secondary Array 4 HDDs | 0
7X19CTOLWW | 7057 | Secondary Array 5 HDDs | 0
7X19CTOLWW | 7058 | Secondary Array 6 HDDs | 0
7X19CTOLWW | 7059 | Secondary Array 7 HDDs | 0
7X19CTOLWW | 7060 | Secondary Array 8 HDDs | 0
7X19CTOLWW | 7664 | Primary Array 9 HDDs | 0
7X19CTOLWW | 7831 | Customer Solution Center Services | 0
7X19CTOLWW | 7929 | e1350 Special Bid Solution Component | 0
7X19CTOLWW | 8034 | LeSI Solution Component | 0
7X19CTOLWW | 8067 | TAA Compliant Order | 0
7X19CTOLWW | 8072 | General Racking Solution | 0
7X19CTOLWW | 8086 | No Publications Selected | 0
7X19CTOLWW | 8971 | Integrate in manufacturing | 0
7X19CTOLWW | 8972 | Ship Uninstalled (Safety) | 0
7X19CTOLWW | 9013 | Hot Spare | 0
7X19CTOLWW | 9016 | Memory Sparing | 0
7X19CTOLWW | 9017 | Enable Memory Mirroring | 0
7X19CTOLWW | 9714 | Primary Array 10 HDDs | 0
7X19CTOLWW | 9715 | Primary Array 11 HDDs | 0
7X19CTOLWW | A102 | Advanced Grouping | 0
7X19CTOLWW | A103 | System x Cluster Upgrade | 0
7X19CTOLWW | A193 | Integrated Solutions | 0
7X19CTOLWW | A1DP | 1m QSFP to QSFP+ Cable | 269
7X19CTOLWW | A1DQ | 3m QSFP+ to QSFP+ Cable | 329
7X19CTOLWW | A1MT | 10m Green Cat6 Cable | 49
7X19CTOLWW | A1MW | 25m Green Cat6 Cable | 105
7X19CTOLWW | A1NN | High Performance Analytics Appliance | 0
7X19CTOLWW | A1PH | 1m Passive DAC SFP+ Cable | 69
7X19CTOLWW | A1PJ | 3m Passive DAC SFP+ Cable | 89
7X19CTOLWW | A1PK | 5m Passive DAC SFP+ Cable | 159
7X19CTOLWW | A1RF | 2.8m, 10A/250V, C13 to NEMA 6-15P Line Cord | 15
7X19CTOLWW | A2K6 | Primary Array - RAID 0 | 0
7X19CTOLWW | A2K7 | Primary Array - RAID 1 | 0
7X19CTOLWW | A2K9 | Primary Array - RAID 5 | 0
7X19CTOLWW | A2KA | Primary Array - RAID 6 | 0
7X19CTOLWW | A2KB | Primary Array - RAID 10 | 0
7X19CTOLWW | A2KF | Secondary Array - RAID 0 | 0
7X19CTOLWW | A2KG | Secondary Array - RAID 1 | 0
7X19CTOLWW | A2KJ | Secondary Array - RAID 5 | 0
7X19CTOLWW | A2KK | Secondary Array - RAID 6 | 0
7X19CTOLWW | A2KL | Secondary Array - RAID 10 | 0
7X19CTOLWW | A3RG | 0.5m Passive DAC SFP+ Cable | 79
7X19CTOLWW | A3RH | 7m Passive DAC SFP+ Cable | 179
7X19CTOLWW | A44G | 2m Mellanox QSFP Passive Copper FDR14 InfiniBand Cable | 125
7X19CTOLWW | A4VP | 1.0m, 10A/100-250V, C13 to IEC 320-C14 Rack Power Cable | 19
7X19CTOLWW | A51N | 1.5m Passive DAC SFP+ Cable | 89
7X19CTOLWW | A51P | 2m Passive DAC SFP+ Cable | 89
7X19CTOLWW | A5DL | SFP 1000Base-T (RJ-45) Transceiver | 89
7X19CTOLWW | A5U1 | SKLM for System x w/SEDs - FoD per Install w/1Yr S&S | 199
7X19CTOLWW | ARZA | 0.5m Mellanox QSFP Passive DAC Cable | 139
7X19CTOLWW | ARZB | 0.75m Mellanox QSFP Passive DAC Cable | 149
7X19CTOLWW | ARZC | 1m Mellanox QSFP Passive DAC Cable | 159
7X19CTOLWW | ARZD | 1.25m Mellanox QSFP Passive DAC Cable | 169
7X19CTOLWW | ARZE | 1.5m Mellanox QSFP Passive DAC Cable | 169
7X19CTOLWW | ARZF | 3m Mellanox QSFP Passive DAC Cable | 189
7X19CTOLWW | AS6C | SKLM for System x w/SEDs - FoD per Install w/3Yr S&S | 299
7X19CTOLWW | ASQT | 0.5m Mellanox EDR IB Passive Copper QSFP28 Cable | 229
7X19CTOLWW | ASQU | 0.75m Mellanox EDR IB Passive Copper QSFP28 Cable | 249
7X19CTOLWW | ASQV | 1m Mellanox EDR IB Passive Copper QSFP28 Cable | 249
7X19CTOLWW | ASQW | 1.25m Mellanox EDR IB Passive Copper QSFP28 Cable | 289
7X19CTOLWW | ASQX | 1.5m Mellanox EDR IB Passive Copper QSFP28 Cable | 289
7X19CTOLWW | ASQY | 2m Mellanox EDR IB Passive Copper QSFP28 Cable | 289
7X19CTOLWW | ASQZ | 5m Mellanox EDR IB Optical QSFP28 Cable | 1359
7X19CTOLWW | ASR0 | 10m Mellanox EDR IB Optical QSFP28 Cable | 1419
7X19CTOLWW | ASR1 | 15m Mellanox EDR IB Optical QSFP28 Cable | 1509
7X19CTOLWW | ASR2 | 20m Mellanox EDR IB Optical QSFP28 Cable | 1569
7X19CTOLWW | ASR3 | 30m Mellanox EDR IB Optical QSFP28 Cable | 1789
7X19CTOLWW | ASR5 | Lenovo 0.5m LC-LC OM3 MMF Cable | 24
7X19CTOLWW | ASR6 | Lenovo 1m LC-LC OM3 MMF Cable | 24
7X19CTOLWW | ASR7 | Lenovo 3m LC-LC OM3 MMF Cable | 24
7X19CTOLWW | ASR8 | Lenovo 5m LC-LC OM3 MMF Cable | 29
7X19CTOLWW | ASR9 | Lenovo 10m LC-LC OM3 MMF Cable | 39
7X19CTOLWW | ASRA | Lenovo 15m LC-LC OM3 MMF Cable | 45
7X19CTOLWW | ASRB | Lenovo 25m LC-LC OM3 MMF Cable | 54
7X19CTOLWW | ASRM | 3m Mellanox EDR IB Passive Copper QSFP28 Cable | 319
7X19CTOLWW | ASRN | 3m Mellanox EDR IB Optical QSFP28 Cable | 1359
7X19CTOLWW | ASRP | 50m Mellanox EDR IB Optical QSFP28 Cable | 2329
7X19CTOLWW | AT2R | Lenovo 1m Active DAC SFP+ Cables | 129
7X19CTOLWW | AT2S | Lenovo 3m Active DAC SFP+ Cables | 139
7X19CTOLWW | AT2T | Lenovo 5m Active DAC SFP+ Cables | 159
7X19CTOLWW | AT7S | Emulex VFA5.2 2x10 GbE SFP+ PCIe Adapter | 449
7X19CTOLWW | AT7T | Emulex VFA5.2 2x10 GbE SFP+ Adapter and FCoE/iSCSI SW | 1319
7X19CTOLWW | ATPX | Intel X550-T2 Dual Port 10GBase-T Adapter | 599
7X19CTOLWW | ATRH | Intel X710-DA2 ML2 2x10GbE SFP+ Adapter | 499
7X19CTOLWW | ATRN | Mellanox ConnectX-4 Lx 1x40GbE QSFP+ Adapter | 709
7X19CTOLWW | ATRP | Mellanox ConnectX-4 2x100GbE/EDR IB QSFP28 VPI Adapter | 2059
7X19CTOLWW | ATYX | Lenovo 1m SFP+ to SFP+ Active Optical Cable | 104
7X19CTOLWW | ATYY | Lenovo 3m SFP+ to SFP+ Active Optical Cable | 99
7X19CTOLWW | ATYZ | Lenovo 5m SFP+ to SFP+ Active Optical Cable | 114
7X19CTOLWW | ATZ0 | Lenovo 7m SFP+ to SFP+ Active Optical Cable | 129
7X19CTOLWW | ATZ1 | Lenovo 15m SFP+ to SFP+ Active Optical Cable | 169
7X19CTOLWW | ATZ2 | Lenovo 20m SFP+ to SFP+ Active Optical Cable | 169
7X19CTOLWW | ATZB | QLogic 16Gb Enhanced Gen5 FC Single-port HBA | 979
7X19CTOLWW | ATZC | QLogic 16Gb Enhanced Gen5 FC Dual-port HBA | 1339
7X19CTOLWW | ATZR | Mellanox ConnectX-4 Lx 10/25GbE SFP28 1-port ML2 Adapter | 479
7X19CTOLWW | ATZU | Emulex 16Gb Gen6 FC Single-port HBA | 949
7X19CTOLWW | ATZV | Emulex 16Gb Gen6 FC Dual-port HBA | 1309
7X19CTOLWW | AU0A | Intel OPA 100 Series Single-port PCIe 3.0 x8 HFA | 599
7X19CTOLWW | AU0B | Intel OPA 100 Series Single-port PCIe 3.0 x16 HFA | 1069
7X19CTOLWW | AU0E | 0.5m Intel OPA 100 Series Passive Copper QSFP28 Cable | 79
7X19CTOLWW | AU0F | 0.75m Intel OPA Passive Copper QSFP28 Cable | 139
7X19CTOLWW | AU0G | 1m Intel OPA 100 Series Passive Copper QSFP28 Cable | 99
7X19CTOLWW | AU0H | 1.25m Intel OPA 100 Series Passive Copper QSFP28 Cable | 159
7X19CTOLWW | AU0J | 1.5m Intel OPA 100 Series Passive Copper QSFP28 Cable | 109
7X19CTOLWW | AU0K | 2m Intel OPA 100 Series Passive Copper QSFP28 Cable | 129
7X19CTOLWW | AU7Z | Emulex VFA5.2 ML2 2x10 GbE SFP+ Adapter and FCoE/iSCSI SW | 399
7X19CTOLWW | AUAJ | Mellanox ConnectX-4 Lx 10/25GbE SFP28 2-port PCIe Ethernet Adapter | 499
7X19CTOLWW | AUK7 | TPM 2.0 and Secure Boot | 0
7X19CTOLWW | AUKG | ThinkSystem 1Gb 2-port RJ45 LOM | 79
7X19CTOLWW | AUKH | ThinkSystem 1Gb 4-port RJ45 LOM | 99
7X19CTOLWW | AUKJ | ThinkSystem 10Gb 2-port SFP+ LOM | 169
7X19CTOLWW | AUKK | ThinkSystem 10Gb 4-port SFP+ LOM | 209
7X19CTOLWW | AUKL | ThinkSystem 10Gb 2-port Base-T LOM | 259
7X19CTOLWW | AUKM | ThinkSystem 10Gb 4-port Base-T LOM | 439
7X19CTOLWW | AUKN | ThinkSystem Emulex OCe14104B-NX PCIe 10Gb 4-Port SFP+ Ethernet Adapter | 539
7X19CTOLWW | AUKP | ThinkSystem Broadcom 57416 10GBASE-T 2-Port PCIe Ethernet Adapter | 479
7X19CTOLWW | AUKQ | ThinkSystem Broadcom NX-E ML2 10Gb 2-Port Base-T Ethernet Adapter | 529
7X19CTOLWW | AUKR | ThinkSystem Mellanox ConnectX-3 Pro ML2 FDR 2-Port QSFP VPI Adapter | 1069
7X19CTOLWW | AUKS | ThinkSystem Broadcom 57412 25GbE SFP28 1-Port PCIe Ethernet Adapter | 489
7X19CTOLWW | AUKU | ThinkSystem Mellanox ConnectX-4 Lx 10/25GbE SFP28 2-Port ML2 Ethernet Adapter | 519
7X19CTOLWW | AUKW | ThinkSystem Intel I350-T4 ML2 1Gb 4-Port RJ45 Ethernet Adapter | 169
7X19CTOLWW | AUKX | ThinkSystem Intel X710-DA2 PCIe 10Gb 2-Port SFP+ Ethernet Adapter | 459
7X19CTOLWW | AULV | ThinkSystem 2.5" 300GB 15K SAS 12Gb Hot Swap 512n HDD | 339
7X19CTOLWW | AULW | ThinkSystem 2.5" 600GB 15K SAS 12Gb Hot Swap 512n HDD | 469
7X19CTOLWW | AULX | ThinkSystem 2.5" 900GB 15K SAS 12Gb Hot Swap 512e HDD | 639
7X19CTOLWW | AULY | ThinkSystem 2.5" 300GB 10K SAS 12Gb Hot Swap 512n HDD | 289
7X19CTOLWW | AULZ | ThinkSystem 2.5" 600GB 10K SAS 12Gb Hot Swap 512n HDD | 319
7X19CTOLWW | AUM0 | ThinkSystem 2.5" 900GB 10K SAS 12Gb Hot Swap 512n HDD | 389
7X19CTOLWW | AUM1 | ThinkSystem 2.5" 1.2TB 10K SAS 12Gb Hot Swap 512n HDD | 389
7X19CTOLWW | AUM2 | ThinkSystem 2.5" 1.8TB 10K SAS 12Gb Hot Swap 512e HDD | 589
7X19CTOLWW | AUM4 | ThinkSystem 2.5" 300GB 10K SAS 12Gb Hot Swap 512n HDD SED | 339
7X19CTOLWW | AUM5 | ThinkSystem 2.5" 600GB 10K SAS 12Gb Hot Swap 512n HDD SED | 635
7X19CTOLWW | AUM6 | ThinkSystem 2.5" 1TB 7.2K SAS 12Gb Hot Swap 512n HDD | 469
7X19CTOLWW | AUM7 | ThinkSystem 2.5" 2TB 7.2K SAS 12Gb Hot Swap 512n HDD | 839
7X19CTOLWW | AUMJ | ThinkSystem U.2 Intel Optane P4800X 375GB Performance NVMe PCIe 3.0 x4 Hot Swap SSD | 3589
7X19CTOLWW | AUMU | ThinkSystem M.2 Enablement Kit | 39
7X19CTOLWW | AUMV | ThinkSystem M.2 with Mirroring Enablement Kit | 149
7X19CTOLWW | AUMW | Front Operator Panel with LCD Display | 99
7X19CTOLWW | AUMX | Front Operator Panel | 49
7X19CTOLWW | AUNB | ThinkSystem 16GB TruDDR4 2666 MHz (1Rx4 1.2V) RDIMM | 289
7X19CTOLWW | AUNC | ThinkSystem 16GB TruDDR4 2666 MHz (2Rx8 1.2V) RDIMM | 319
7X19CTOLWW | AUND | ThinkSystem 32GB TruDDR4 2666 MHz (2Rx4 1.2V) RDIMM | 609
7X19CTOLWW | AUNE | ThinkSystem 64GB TruDDR4 2666 MHz (4Rx4 1.2V) LRDIMM | 1259
7X19CTOLWW | AUNF | ThinkSystem 128GB TruDDR4 2666 MHz (8Rx4 1.2V) 3DS RDIMM | 4449
7X19CTOLWW | AUNG | ThinkSystem RAID 530-8i PCIe 12Gb Adapter | 299
7X19CTOLWW | AUNJ | ThinkSystem RAID 930-8i 2GB Flash PCIe 12Gb Adapter | 1009
7X19CTOLWW | AUNK | ThinkSystem RAID 930-16i 4GB Flash PCIe 12Gb Adapter | 1529
7X19CTOLWW | AUNL | ThinkSystem 430-8i SAS/SATA 12Gb HBA | 299
7X19CTOLWW | AUNM | ThinkSystem 430-16i SAS/SATA 12Gb HBA | 589
7X19CTOLWW | AUNN | ThinkSystem 430-16e SAS/SATA 12Gb HBA | 609
7X19CTOLWW | AUNP | FBU345 SuperCap | 135
7X19CTOLWW | AUNQ | ThinkSystem RAID 930-8e 4GB Flash PCIe 12Gb Adapter | 1689
7X19CTOLWW | AUNR | ThinkSystem 430-8e SAS/SATA 12Gb HBA | 299
7X19CTOLWW | AUNS | ThinkSystem QLogic QLE2740 PCIe 32Gb 1-Port SFP+ Fibre Channel Adapter | 1739
7X19CTOLWW | AUNU | ThinkSystem QLogic QLE2742 PCIe 32Gb 2-Port SFP+ Fibre Channel Adapter | 2609
7X19CTOLWW | AUNV | ThinkSystem Emulex LPe32002-M2-L PCIe 32Gb 2-Port SFP+ Fibre Channel Adapter | 2599
7X19CTOLWW | AUPP | SR850 2U Chassis Base | 840
7X19CTOLWW | AUPQ | SR850 System Board | 2000
7X19CTOLWW | AUPR | 750W Platinum (230V/115V) Power Supply | 399
7X19CTOLWW | AUPS | 1100W Platinum (230V/115V) Power Supply | 499
7X19CTOLWW | AUPT | 1600W Platinum (230V) Power Supply | 549
7X19CTOLWW | AUPX | ThinkSystem SR850 Front VGA Connector Upgrade Kit | 45
7X19CTOLWW | AUPY | ThinkSystem SR850/SR860 Processor and Memory Expansion Tray | 1199
7X19CTOLWW | AUPZ | SR850/SR860 2S Power Paddle | 99
7X19CTOLWW | AUQ0 | SR850/SR860 RAID 730/930-8i SAS/SATA Cable | 39
7X19CTOLWW | AUQ1 | SR850/SR860 RAID 930-16i SAS/SATA Cable | 49
7X19CTOLWW | AUQ2 | SR850/SR860 1610-4P NVMe Switch Card Cable | 69
7X19CTOLWW | AUQ3 | SR850/SR860 Direct NVMe Cable | 99
7X19CTOLWW | AUQ4 | SR850/SR860 Storage Backplane Power Cable | 15
7X19CTOLWW | AUR4 | ThinkSystem 2U x8/x8/x8 PCIE FH Riser 1 | 45
7X19CTOLWW | AUR5 | ThinkSystem 2U/Twr 2.5" AnyBay 8-Bay Backplane | 499
7X19CTOLWW | AUR7 | ThinkSystem 2U x8/X8/x8ML2 PCIE FH Riser 1 | 69
7X19CTOLWW | AURA | ThinkSystem 2U/Twr 2.5" SATA/SAS 8-Bay Backplane | 229
7X19CTOLWW | AURB | ThinkSystem 2U x8 x16ML2 PCIE FH Riser 1 | 95
7X19CTOLWW | AURD | ThinkSystem 2U left EIA Latch Standard | 15
7X19CTOLWW | AURX | ThinkSystem 2U Security Bezel | 45
7X19CTOLWW | AUSA | Lenovo ThinkSystem M3.5" Screw for EIA | 0
7X19CTOLWW | AUU1 | ThinkSystem 8GB TruDDR4 2666 MHz (1Rx8 1.2V) RDIMM | 189
7X19CTOLWW | AUUE | ThinkSystem 2.5" 1TB 7.2K SATA 6Gb Hot Swap 512n HDD | 469
7X19CTOLWW | AUUJ | ThinkSystem 2.5" 2TB 7.2K SATA 6Gb Hot Swap 512e HDD | 849
7X19CTOLWW | AUUL | ThinkSystem M.2 32GB SATA 6Gbps Non-Hot Swap SSD | 109
7X19CTOLWW | AUUV | ThinkSystem M.2 128GB SATA 6Gbps Non-Hot Swap SSD | 159
7X19CTOLWW | AUV2 | ThinkSystem 1610-4P NVMe Switch Adapter | 929
7X19CTOLWW | AUVG | ThinkSystem Mellanox ConnectX-4 PCIe FDR 2-Port QSFP VPI Adapter | 1379
7X19CTOLWW | AUZV | ThinkSystem Broadcom 5719 1GbE RJ45 4-Port PCIe Ethernet Adapter | 159
7X19CTOLWW | AUZW | ThinkSystem I350-T4 PCIe 1Gb 4-Port RJ45 Ethernet Adapter | 379
7X19CTOLWW | AUZX | ThinkSystem Broadcom 5720 1GbE RJ45 2-Port PCIe Ethernet Adapter | 129
7X19CTOLWW | AUZY | ThinkSystem I350-T2 PCIe 1Gb 2-Port RJ45 Ethernet Adapter | 179
7X19CTOLWW | AUZZ | ThinkSystem I350-F1 PCIe 1Gb 1-Port SFP Ethernet Adapter | 379
7X19CTOLWW | AV1B | Lenovo 25GBase-SR SFP28 Transceiver | 449
7X19CTOLWW | AV1D | Lenovo 100GBase-SR4 QSFP28 Transceiver | 1539
7X19CTOLWW | AV1F | Lenovo 3m 25G SFP28 Active Optical Cable | 489
7X19CTOLWW | AV1G | Lenovo 5m 25G SFP28 Active Optical Cable | 489
7X19CTOLWW | AV1H | Lenovo 10m 25G SFP28 Active Optical Cable | 499
7X19CTOLWW | AV1J | Lenovo 15m 25G SFP28 Active Optical Cable | 497
7X19CTOLWW | AV1K | Lenovo 20m 25G SFP28 Active Optical Cable | 519
7X19CTOLWW | AV1L | Lenovo 3m 100G QSFP28 Active Optical Cable | 1059
7X19CTOLWW | AV1M | Lenovo 5m 100G QSFP28 Active Optical Cable | 1069
7X19CTOLWW | AV1N | Lenovo 10m 100G QSFP28 Active Optical Cable | 1099
7X19CTOLWW | AV1P | Lenovo 15m 100G QSFP28 Active Optical Cable | 1079
7X19CTOLWW | AV1Q | Lenovo 20m 100G QSFP28 Active Optical Cable | 1179
7X19CTOLWW | AV1R | Lenovo 3m 100G to 4x25G Breakout Active Optical Cable | 1949
7X19CTOLWW | AV1S | Lenovo 5m 100G to 4x25G Breakout Active Optical Cable | 1975
7X19CTOLWW | AV1T | Lenovo 10m 100G to 4x25G Breakout Active Optical Cable | 2035
7X19CTOLWW | AV1U | Lenovo 15m 100G to 4x25G Breakout Active Optical Cable | 2095
7X19CTOLWW | AV1V | Lenovo 20m 100G to 4x25G Breakout Active Optical Cable | 2149
7X19CTOLWW | AV1W | Lenovo 1m Passive 25G SFP28 DAC Cable | 69
7X19CTOLWW | AV1X | Lenovo 3m Passive 25G SFP28 DAC Cable | 79
7X19CTOLWW | AV1Y | Lenovo 5m Passive 25G SFP28 DAC Cable | 159
7X19CTOLWW | AV1Z | Lenovo 1m Passive 100G QSFP28 DAC Cable | 99
7X19CTOLWW | AV20 | Lenovo 3m Passive 100G QSFP28 DAC Cable | 159
7X19CTOLWW | AV21 | Lenovo 5m Passive 100G QSFP28 DAC Cable | 299
7X19CTOLWW | AV22 | Lenovo 1m 100G QSFP28 to 4x25G SFP28 Breakout DAC Cable | 179
7X19CTOLWW | AV23 | Lenovo 3m 100G QSFP28 to 4x25G SFP28 Breakout DAC Cable | 299
7X19CTOLWW | AV24 | Lenovo 5m 100G QSFP28 to 4x25G SFP28 Breakout DAC Cable | 459
7X19CTOLWW | AV25 | Lenovo 5m MPO-MPO OM4 MMF Cable | 114
7X19CTOLWW | AV26 | Lenovo 7m MPO-MPO OM4 MMF Cable | 135
7X19CTOLWW | AV27 | Lenovo 10m MPO-MPO OM4 MMF Cable | 159
7X19CTOLWW | AV28 | Lenovo 15m MPO-MPO OM4 MMF Cable | 205
7X19CTOLWW | AV29 | Lenovo 20m MPO-MPO OM4 MMF Cable | 259
7X19CTOLWW | AV2A | Lenovo 30m MPO-MPO OM4 MMF Cable | 349
7X19CTOLWW | AV2B | Lenovo 1m MPO to 4x LC Breakout OM4 MMF Cable | 149
7X19CTOLWW | AV2C | Lenovo 3m MPO to 4x LC Breakout OM4 MMF Cable | 179
7X19CTOLWW | AV2D | Lenovo 5m MPO to 4x LC Breakout OM4 MMF Cable | 239
7X19CTOLWW | AVFQ | 0.75m Green Cat5e Cable | 15
7X19CTOLWW | AVFR | 1.0m Green Cat5e Cable | 19
7X19CTOLWW | AVFS | 1.25m Green Cat5e Cable | 19
7X19CTOLWW | AVFT | 0.75m Blue Cat5e Cable | 15
7X19CTOLWW | AVFU | 1.0m Blue Cat5e Cable | 19
7X19CTOLWW | AVFV | 1.25m Blue Cat5e Cable | 19
7X19CTOLWW | AVFW | 0.75m Green Cat6 Cable | 19
7X19CTOLWW | AVFX | 1.0m Green Cat6 Cable | 19
7X19CTOLWW | AVFY | 1.25m Green Cat6 Cable | 19
7X19CTOLWW | AVFZ | 1.5m Green Cat6 Cable | 19
7X19CTOLWW | AVG0 | 3m Green Cat6 Cable | 25
7X19CTOLWW | AVUU | ThinkSystem XClarity Controller Advanced to Enterprise Upgrade | 50
7X19CTOLWW | AVV8 | ThinkSystem External USB DVD-RW Optical Disk Drive | 79
7X19CTOLWW | AWAU | SAP HANA SW Stack for ThinkSystem | 0
7X19CTOLWW | AWEX | Intel Xeon Gold 6126 12C 125W 2.6GHz Processor | 2869
7X19CTOLWW | AX6D | Intel Xeon Gold 6130 16C 125W 2.1GHz Processor | 2999
7X19CTOLWW | AX6N | Intel Xeon Platinum 8160T 24C 150W 2.1GHz Processor | 9129
7X19CTOLWW | AX6Q | Intel Xeon Gold 6138 20C 125W 2.0GHz Processor | 4099
7X19CTOLWW | AX6R | Intel Xeon Gold 6140 18C 140W 2.3GHz Processor | 3819
7X19CTOLWW | AX71 | Intel Xeon Gold 6138T 20C 125W 2.0GHz Processor | 4349
7X19CTOLWW | AX72 | Intel Xeon Gold 6130T 16C 125W 2.1GHz Processor | 3129
7X19CTOLWW | AX73 | Intel Xeon Gold 6126T 12C 125W 2.6GHz Processor | 2979
7X19CTOLWW | AX7D | Intel Xeon Gold 5118 12C 105W 2.3GHz Processor | 2019
7X19CTOLWW | AX7E | Intel Xeon Gold 5120T 14C 105W 2.2GHz Processor | 2699
7X19CTOLWW | AX7F | Intel Xeon Gold 5119T 14C 85W 1.9GHz Processor | 2549
7X19CTOLWW | AX8A | 4.3m, 13A/120V, C13 to NEMA 5-15P (US) Line Cord | 19
7X19CTOLWW | AXCA | ThinkSystem Toolless Slide Rail | 99
7X19CTOLWW | AXCH | ThinkSystem Toolless Slide Rail Kit with 2U CMA | 149
7X19CTOLWW | AXDX | USB 2.0 Front Panel | 30
7X19CTOLWW | AXFM | ThinkSystem Toolless Friction Rail | 69
7X19CTOLWW | AXFN | ThinkSystem Screw-in Slide Rail | 129
7X19CTOLWW | AXFS | VMware ESXi 6.0 U3 (factory installed) | 0
7X19CTOLWW | AXFT | VMware ESXi 6.5 U1 (factory installed) | 0
7X19CTOLWW | AXFU | ThinkSystem 2U CMA Upgrade Kit for Screw-in Slide Rail | 49
7X19CTOLWW | B0ML | Feature Enable TPM on MB | 0
7X19CTOLWW | B0N4 | 2.0m, 10A/100-250V, C13 to IEC 320-C14 Rack Power Cable | 29
7X19CTOLWW | B0N5 | 1.0m, 13A/100-250V, C13 to C14 Jumper Cord | 25
7X19CTOLWW | B0N6 | 1.5m, 13A/100-250V, C13 to C14 Jumper Cord | 29
7X19CTOLWW | B0RJ | 10GBASE-LR SFP+Transceiver | 350
7X19CTOLWW | B0RL | Mellanox ConnectX-5 EDR IB/100GbE VPI Single-Port x16 PCIe 3.0 HCA | 1719
7X19CTOLWW | B0RM | Mellanox ConnectX-5 EDR IB VPI Dual-port x16 PCIe 3.0 HCA | 2059
7X19CTOLWW | B0TD | ThinkSystem Screw-in Slide Rail Kit with 2U CMA | 149
7X19CTOLWW | B0WY | ThinkSystem Intel XXV710-DA2 10/25GbE SFP28 2-Port PCIe Ethernet Adapter | 529
7X19CTOLWW | B0YS | ThinkSystem 2.5" 2.4TB 10K SAS 12Gb Hot Swap 512e HDD | 629
7X19CTOLWW | B0YX | ThinkSystem 2.5" 1.2TB 10K SAS 12Gb Hot Swap 512n HDD SED | 749
7X19CTOLWW | B0Z0 | ThinkSystem 2.5" Intel S4500 960GB Entry SATA 6Gb Hot Swap SSD | 1219
7X19CTOLWW | B135 | ThinkSystem 2U CMA Upgrade Kit for Toolless Slide Rail | 59
7X19CTOLWW | B13A | Intel Xeon Gold 5117 14C 105W 2.0GHz Processor | 2199
7X19CTOLWW | B21R | ThinkSystem QLogic QL41262 10/25GbE SFP28 2-Port PCIe Ethernet Adapter | 409
7X19CTOLWW | B21W | ThinkSystem U.2 Toshiba CM5-V 800GB Mainstream NVMe PCIe 3.0 x4 Hot Swap SSD | 859
7X19CTOLWW | B21X | ThinkSystem U.2 Toshiba CM5-V 1.6TB Mainstream NVMe PCIe 3.0 x4 Hot Swap SSD | 3449
7X19CTOLWW | B21Y | ThinkSystem U.2 Toshiba CM5-V 3.2TB Mainstream NVMe PCIe 3.0 x4 Hot Swap SSD | 6999
7X19CTOLWW | B22J | 5m Intel OPA 100 Series Active Optical QSFP28 Low Power Cable | 809
7X19CTOLWW | B22K | 10m Intel OPA 100 Series Active Optical QSFP28 Low Power Cable | 829
7X19CTOLWW | B22L | 15m Intel OPA 100 Series Active Optical QSFP28 Low Power Cable | 839
7X19CTOLWW | B22M | 20m Intel OPA 100 Series Active Optical QSFP28 Low Power Cable | 849
7X19CTOLWW | B2UZ | Lenovo 1m 100G QSFP28 Active Optical Cable | 949
7X19CTOLWW | B2X4 | ThinkSystem 2.5" 5200 1.92TB Entry SATA 6Gb Hot Swap SSD | 899
7X19CTOLWW | B2X6 | ThinkSystem 2.5" 5200 7.68TB Entry SATA 6Gb Hot Swap SSD | 4999
7X19CTOLWW | B2XJ | ThinkSystem U.2 Toshiba CM5-V 6.4TB Mainstream NVMe PCIe 3.0 x4 Hot Swap SSD | 12829
7X19CTOLWW | B2ZJ | ThinkSystem U.2 Intel Optane P4800X 750GB Performance NVMe PCIe 3.0 x4 Hot Swap SSD | 7169
7X19CTOLWW | B306 | Mellanox QSA 100G to 25G Cable Adapter | 149
7X19CTOLWW | B30W | Custom MFG SVCS Fee - Medium Increment | 30
7X19CTOLWW | B30X | Custom MFG SVCS Fee - Large Increment | 300
7X19CTOLWW | B31C | ThinkSystem Mellanox ConnectX-5 Ex 25/40GbE 2-port Low-Latency Adapter | 1979
7X19CTOLWW | B31E | ThinkSystem RAID 930-16i 8GB Flash PCIe 12Gb Adapter | 2389
7X19CTOLWW | B31G | ThinkSystem QLogic QL41134 PCIe 10Gb 4-Port Base-T Ethernet Adapter | 799
7X19CTOLWW | B34H | ThinkSystem 2.5" PM883 240GB Entry SATA 6Gb Hot Swap SSD | 219
7X19CTOLWW | B34J | ThinkSystem 2.5" PM883 480GB Entry SATA 6Gb Hot Swap SSD | 279
7X19CTOLWW | B34K | ThinkSystem 2.5" PM883 960GB Entry SATA 6Gb Hot Swap SSD | 449
7X19CTOLWW | B34L | ThinkSystem 2.5" PM883 1.92TB Entry SATA 6Gb Hot Swap SSD | 889
7X19CTOLWW | B34M | ThinkSystem 2.5" PM883 3.84TB Entry SATA 6Gb Hot Swap SSD | 1739
7X19CTOLWW | B34N | ThinkSystem U.2 PM983 1.92TB Entry NVMe PCIe 3.0 x4 Hot Swap SSD | 939
7X19CTOLWW | B34P | ThinkSystem U.2 PM983 3.84TB Entry NVMe PCIe 3.0 x4 Hot Swap SSD | 1839
7X19CTOLWW | B3VW | VMware ESXi 6.5 U2 (Factory Installed) | 0
7X19CTOLWW | B3VX | VMware ESXi 6.7 (Factory Installed) | 0
7X19CTOLWW | B488 | ThinkSystem 2.5" 5200 240GB Mainstream SATA 6Gb Hot Swap SSD | 469
7X19CTOLWW | B48B | ThinkSystem 2.5" 5200 1.92TB Mainstream SATA 6Gb Hot Swap SSD | 2129
7X19CTOLWW | B48C | ThinkSystem 2.5" 5200 3.84TB Mainstream SATA 6Gb Hot Swap SSD | 4869
7X19CTOLWW | B498 | ThinkSystem 2.5" Intel S4510 240GB Entry SATA 6Gb Hot Swap SSD | 149
7X19CTOLWW | B499 | ThinkSystem 2.5" Intel S4510 480GB Entry SATA 6Gb Hot Swap SSD | 309
7X19CTOLWW | B49A | ThinkSystem 2.5" Intel S4510 960GB Entry SATA 6Gb Hot Swap SSD | 529
7X19CTOLWW | B49B | ThinkSystem 2.5" Intel S4510 1.92TB Entry SATA 6Gb Hot Swap SSD | 1049
7X19CTOLWW | B49C | ThinkSystem 2.5" Intel S4510 3.84TB Entry SATA 6Gb Hot Swap SSD | 1979
7X19CTOLWW | B49L | ThinkSystem 2.5" Intel S4610 240GB Mainstream SATA 6Gb Hot Swap SSD | 399
7X19CTOLWW | B49M | ThinkSystem 2.5" Intel S4610 480GB Mainstream SATA 6Gb Hot Swap SSD | 479
7X19CTOLWW | B49N | ThinkSystem 2.5" Intel S4610 960GB Mainstream SATA 6Gb Hot Swap SSD | 699
7X19CTOLWW | B49P | ThinkSystem 2.5" Intel S4610 1.92TB Mainstream SATA 6Gb Hot Swap SSD | 1289
7X19CTOLWW | B49Q | ThinkSystem 2.5" Intel S4610 3.84TB Mainstream SATA 6Gb Hot Swap SSD | 2499
7X19CTOLWW | B4A2 | ThinkSystem 2.5" PM1645 3.2TB Mainstream SAS 12Gb Hot Swap SSD | 2579
7X19CTOLWW | B4A7 | ThinkSystem 2.5" PM1643 3.84TB Capacity SAS 12Gb Hot Swap SSD | 2579
7X19CTOLWW | B4D2 | ThinkSystem 2.5" PM883 7.68TB Entry SATA 6Gb Hot Swap SSD | 3379
7X19CTOLWW | B4D3 | ThinkSystem U.2 PM983 7.68TB Entry NVMe PCIe3.0 x4 Hot Swap SSD | 4999
7X19CTOLWW | B4H1 | ThinkSystem 8GB TruDDR4 2933MHz (1Rx8 1.2V) RDIMM | 219
7X19CTOLWW | B4H2 | ThinkSystem 16GB TruDDR4 2933MHz (2Rx8 1.2V) RDIMM | 319
7X19CTOLWW | B4H3 | ThinkSystem 32GB TruDDR4 2933MHz (2Rx4 1.2V) RDIMM | 619
7X19CTOLWW | B4H4 | ThinkSystem 64GB TruDDR4 2933MHz (2Rx4 1.2V) RDIMM | 1279
7X19CTOLWW | B4H7 | Intel Xeon Platinum 8280 28C 205W 2.7GHz Processor | 18089
7X19CTOLWW | B4H8 | Intel Xeon Platinum 8276 28C 165W 2.2GHz Processor | 15099
7X19CTOLWW | B4H9 | Intel Xeon Platinum 8270 26C 205W 2.7GHz Processor | 12739
7X19CTOLWW | B4HA | Intel Xeon Platinum 8268 24C 205W 2.9GHz Processor | 10929
7X19CTOLWW | B4HB | Intel Xeon Platinum 8260 24C 165W 2.4GHz Processor | 8159
7X19CTOLWW | B4HC | Intel Xeon Gold 6252 24C 150W 2.1GHz Processor | 5909
7X19CTOLWW | B4HD | Intel Xeon Gold 6254 18C 200W 3.1GHz Processor | 6065
7X19CTOLWW | B4HE | Intel Xeon Gold 6248 20C 150W 2.5GHz Processor | 5049
7X19CTOLWW | B4HF | Intel Xeon Gold 6244 8C 150W 3.6GHz Processor | 4699
7X19CTOLWW | B4HG | Intel Xeon Gold 6242 16C 150W 2.8GHz Processor | 4419
7X19CTOLWW | B4HH | Intel Xeon Gold 6240 18C 150W 2.6GHz Processor | 3819
7X19CTOLWW | B4HJ | Intel Xeon Gold 6230 20C 125W 2.1GHz Processor | 3099
7X19CTOLWW | B4HK | Intel Xeon Gold 5220 18C 125W 2.2GHz Processor | 2599
7X19CTOLWW | B4HL | Intel Xeon Gold 5218 16C 125W 2.3GHz Processor | 2019
7X19CTOLWW | B4HM | Intel Xeon Gold 5217 8C 115W 3.0GHz Processor | 2659
7X19CTOLWW | B4HN | Intel Xeon Gold 5215 10C 85W 2.5GHz Processor | 2019
7X19CTOLWW | B4LV | ThinkSystem 128GB TruDDR4 2666MHz (1.2V) Intel Optane DC Persistent Memory | 1089
7X19CTOLWW | B4LW | ThinkSystem 256GB TruDDR4 2666MHz (1.2V) Intel Optane DC Persistent Memory | 4689
7X19CTOLWW | B4LX | ThinkSystem 512GB TruDDR4 2666MHz (1.2V) Intel Optane DC Persistent Memory | 18319
7X19CTOLWW | B4LY | ThinkSystem 16GB TruDDR4 2933 MHz (1Rx4 1.2V) RDIMM | 289
7X19CTOLWW | B4M7 | ThinkSystem SR850/SR860 CLX System Board | 2000
7X19CTOLWW | B4NU | Intel Xeon Platinum 8260Y 24/20/16C 165W 2.4GHz Processor | 9799
7X19CTOLWW | B4NV | Intel Xeon Gold 6240Y 18/14/8C 150W 2.6GHz Processor | 5345
7X19CTOLWW | B4P2 | Intel Xeon Gold 6238T 22C 125W 1.9GHz Processor | 4349
7X19CTOLWW | B4P3 | Intel Xeon Gold 5218T 16C 105W 2.1GHz Processor | 2399
7X19CTOLWW | B4P5 | Intel Xeon Platinum 8280L 28C 205W 2.7GHz Processor | 29099
7X19CTOLWW | B4P6 | Intel Xeon Platinum 8276L 28C 165W 2.2GHz Processor | 26689
7X19CTOLWW | B4P7 | Intel Xeon Platinum 8260L 24C 165W 2.4GHz Processor | 19249
7X19CTOLWW | B4P9 | Intel Xeon Gold 5215L 10C 85W 2.5GHz Processor | 17019
7X19CTOLWW | B4QQ | 0.5m Mellanox HDR IB Passive Copper QSFP56 Cable | 299
7X19CTOLWW | B4QR | 1m Mellanox HDR IB Passive Copper QSFP56 Cable | 399
7X19CTOLWW | B4QS | 1.5m Mellanox HDR IB Passive Copper QSFP56 Cable | 449
7X19CTOLWW | B4QT | 2m Mellanox HDR IB Passive Copper QSFP56 Cable | 499
7X19CTOLWW | B4QW | 3m Mellanox HDR IB Active Optical QSFP56 Cable | 2099
7X19CTOLWW | B4QX | 5m Mellanox HDR IB Active Optical QSFP56 Cable | 2149
7X19CTOLWW | B4QY | 10m Mellanox HDR IB Active Optical QSFP56 Cable | 2199
7X19CTOLWW | B4QZ | 15m Mellanox HDR IB Active Optical QSFP56 Cable | 2249
7X19CTOLWW | B4R0 | 20m Mellanox HDR IB Active Optical QSFP56 Cable | 2299
7X19CTOLWW | B4R1 | 1m Mellanox HDR IB to 2x HDR100 Splitter Passive Copper QSFP56 Cable | 399
7X19CTOLWW | B4R2 | 1.5m Mellanox HDR IB to 2x HDR100 Splitter Passive Copper QSFP56 Cable | 449
7X19CTOLWW | B4R4 | 3m Mellanox HDR IB to 2x HDR100 Splitter Optical QSFP56 Cable | 2799
7X19CTOLWW | B4R5 | 5m Mellanox HDR IB to 2x HDR100 Splitter Optical QSFP56 Cable | 2899
7X19CTOLWW | B4R6 | 10m Mellanox HDR IB to 2x HDR100 Splitter Optical QSFP56 Cable | 2999
7X19CTOLWW | B4R7 | 15m Mellanox HDR IB to 2x HDR100 Splitter Optical QSFP56 Cable | 3199
7X19CTOLWW | B4R8 | 20m Mellanox HDR IB to 2x HDR100 Splitter Optical QSFP56 Cable | 3299
7X19CTOLWW | B4R9 | ThinkSystem Mellanox ConnectX-6 HDR100/100GbE QSFP56 1-port PCIe VPI Adapter | 1779
7X19CTOLWW | B4RA | ThinkSystem Mellanox ConnectX-6 HDR100/100GbE QSFP56 2-port PCIe VPI Adapter | 2099
7X19CTOLWW | B4RQ | ThinkSystem RAID 730-8i 2GB Flash PCIe 12Gb Adapter | 879
7X19CTOLWW | B4X6 | SuperCap for Raid 730-8i 2GB | 149
7X19CTOLWW | B4XA | VMware ESXi 6.7 U1 (Factory Installed) | 0
7X19CTOLWW | B4Y4 | ThinkSystem 2.5" SS530 400GB Performance SAS 12Gb Hot Swap SSD | 1479
7X19CTOLWW | B4Y5 | ThinkSystem 2.5" SS530 800GB Performance SAS 12Gb Hot Swap SSD | 2299
7X19CTOLWW | B4Y7 | ThinkSystem 2.5" SS530 3.2TB Performance SAS 12Gb Hot Swap SSD | 7859
7X19CTOLWW | B528 | Intel Optane DC Persistent Memory - Memory Mode only | 0
7X19CTOLWW | B529 | Intel Optane DC Persistent Memory - App Direct Mode only | 0
7X19CTOLWW | B52A | Intel Optane DC Persistent Memory - Mixed Memory Mode | 0
7X19CTOLWW | B587 | ThinkSystem 128GB TruDDR4 2933MHz (4Rx4 1.2V) 3DS RDIMM | 3399
7X19CTOLWW | B58F | ThinkSystem U.2 Intel P4510 1.0TB Entry NVMe PCIe3.0 x4 Hot Swap SSD | 539
7X19CTOLWW | B58G | ThinkSystem U.2 Intel P4510 2.0TB Entry NVMe PCIe3.0 x4 Hot Swap SSD | 1459
7X19CTOLWW | B5N6 | ThinkSystem 16GB TruDDR4 Performance+ 2933MHz (2Rx8 1.2V) RDIMM | 729
7X19CTOLWW | B5N7 | ThinkSystem 32GB TruDDR4 Performance+ 2933MHz (2Rx4 1.2V) RDIMM | 1379
7X19CTOLWW | B5N8 | ThinkSystem 64GB TruDDR4 Performance+ 2933MHz (2Rx4 1.2V) RDIMM | 2879
7X19CTOLWW | B5RY | Intel Xeon Gold 6230N 20C 125W 2.3GHz Processor | 3239
7X19CTOLWW | B5RZ | Intel Xeon Platinum 8253 16C 125W 2.2GHz Processor | 5299
7X19CTOLWW | B5S1 | Intel Xeon Gold 5222 4C 105W 3.8GHz Processor | 1999
7X19CTOLWW | B5S2 | Intel Xeon Platinum 8256 4C 105W 3.8GHz Processor | 12099
7X19CTOLWW | B5SX | ThinkSystem Emulex LPe35000 32Gb 1-port PCIe Fibre Channel Adapter | 1739
7X19CTOLWW | B5SY | ThinkSystem Emulex LPe35002 32Gb 2-port PCIe Fibre Channel Adapter | 2599
7X19CTOLWW | B5T0 | ThinkSystem Broadcom 57414 10/25GbE SFP28 2-port PCIe Ethernet Adapter | 389
7X19CTOLWW | B652 | ThinkSystem Marvell QL41232 10/25GbE SFP28 2-Port PCIe Ethernet Adapter | 339
7X19CTOLWW | B68K | 30m Mellanox HDR IB to 2x HDR100 Splitter Optical QSFP56 Cable | 3499
7X19CTOLWW | B68L | 2m Mellanox HDR IB to 2x HDR100 Splitter Passive Copper QSFP56 Cable | 499
7X19CTOLWW | B68M | 100m Mellanox HDR IB Optical QSFP56 Cable | 5099
7X19CTOLWW | B68N | 50m Mellanox HDR IB Optical QSFP56 Cable | 3699
7X19CTOLWW | B68P | 30m Mellanox HDR IB Optical QSFP56 Cable | 2399
7X19CTOLWW | B6BS | Intel Xeon Gold 5218B 16C 125W 2.3GHz Processor | 2019
7X19CTOLWW | B6CJ | Intel Xeon Gold 6238 22C 140W 2.1GHz Processor | 4799
7X19CTOLWW | B6CK | Intel Xeon Gold 6234 8C 130W 3.3GHz Processor | 3999
7X19CTOLWW | B6CL | Intel Xeon Gold 6226 12C 125W 2.7GHz Processor | 3299
7X19CTOLWW | B6CP | Intel Xeon Gold 6230T 20C 125W 2.1GHz Processor | 3599
7X19CTOLWW | B6CQ | Intel Xeon Gold 5220T 18C 105W 1.9GHz Processor | 3199
7X19CTOLWW | B6CR | Intel Xeon Gold 6238L 22C 140W 2.1GHz Processor | 14599
7X19CTOLWW | B6CS | Intel Xeon Gold 6240L 18C 150W 2.6GHz Processor | 14299
7X19CTOLWW | B6CT | Intel Xeon Gold 6252N 24C 150W 2.3GHz Processor | 7699
7X19CTOLWW | B6CU | Intel Xeon Gold 6262V 24C 135W 1.9GHz Processor | 5399
7X19CTOLWW | B6CV | Intel Xeon Gold 6222V 20C 115W 1.8GHz Processor | 2999
7X19CTOLWW | B6CW | Intel Xeon Gold 5220S 18C 125W 2.7GHz Processor | 3699
7X19CTOLWW | B6K5 | ThinkSystem 2.5" SS530 400GB Mainstream SAS 12Gb Hot Swap SSD SED | 1029
7X19CTOLWW | B6PD | Intel Xeon Gold 6246 12C 165W 3.3GHz Processor | 5999
7X19CTOLWW | B6U0 | VMware ESXi 6.5 U3 (factory installed) | 0
7X19CTOLWW | B6U1 | VMware ESXi 6.7 U2 (factory installed) | 0
7X19CTOLWW | B7EW | ThinkSystem 2.5" 5210 1.92TB Entry SATA 6Gb Hot Swap QLC SSD | 759
7X19CTOLWW | B7EX | ThinkSystem 2.5" 5210 3.84TB Entry SATA 6Gb Hot Swap QLC SSD | 1489
7X19CTOLWW | B7EY | ThinkSystem 2.5" 5210 7.68TB Entry SATA 6Gb Hot Swap QLC SSD | 2779
7X19CTOLWW | B88T | VMware ESXi 6.7 U3 (factory installed) | 0
7X19CTOLWW | B8HP | ThinkSystem 2.5" 5300 960GB Entry SATA 6Gb Hot Swap SSD | 489
7X19CTOLWW | B8HS | ThinkSystem M.2 5300 240GB SATA 6Gbps Non-Hot Swap SSD | 359
7X19CTOLWW | B8HU | ThinkSystem 2.5" PM1645a 800GB Mainstream SAS 12Gb Hot Swap SSD | 819
7X19CTOLWW | B8HV | ThinkSystem 2.5" 5300 240GB Entry SATA 6Gb Hot Swap SSD | 359
7X19CTOLWW | B8HW | ThinkSystem HHHL PM1735 3.2TB Mainstream NVMe PCIe4.0 x8 Flash Adapter | 3179
7X19CTOLWW | B8HY | ThinkSystem 2.5" 5300 480GB Mainstream SATA 6Gb Hot Swap SSD | 429
7X19CTOLWW | B8J1 | ThinkSystem 2.5" 5300 240GB Mainstream SATA 6Gb Hot Swap SSD | 409
7X19CTOLWW | B8J2 | ThinkSystem 2.5" 5300 7.68TB Entry SATA 6Gb Hot Swap SSD | 3649
7X19CTOLWW | B8J4 | ThinkSystem 2.5" PM1645a 1.6TB Mainstream SAS 12Gb Hot Swap SSD | 1379
7X19CTOLWW | B8J5 | ThinkSystem 2.5" 5300 1.92TB Entry SATA 6Gb Hot Swap SSD | 939
7X19CTOLWW | B8J6 | ThinkSystem 2.5" 5300 960GB Mainstream SATA 6Gb Hot Swap SSD | 729
7X19CTOLWW | B8J7 | ThinkSystem 2.5" 5300 3.84TB Mainstream SATA 6Gb Hot Swap SSD | 2179
7X19CTOLWW | B8JA | ThinkSystem 2.5" PM1645a 6.4TB Mainstream SAS 12Gb Hot Swap SSD | 6049
7X19CTOLWW | B8JD | ThinkSystem 2.5" PM1645a 3.2TB Mainstream SAS 12Gb Hot Swap SSD | 2579
7X19CTOLWW | B8JE | ThinkSystem 2.5" 5300 1.92TB Mainstream SATA 6Gb Hot Swap SSD | 1279
7X19CTOLWW | B8JH | ThinkSystem HHHL PM1735 1.6TB Mainstream NVMe PCIe4.0 x8 Flash Adapter | 1799
7X19CTOLWW | B8JM | ThinkSystem 2.5" 5300 480GB Entry SATA 6Gb Hot Swap SSD | 309
7X19CTOLWW | B8JP | ThinkSystem 2.5" 5300 3.84TB Entry SATA 6Gb Hot Swap SSD | 1789
7X19CTOLWW | B919 | ThinkSystem M.2 5300 480GB SATA 6Gbps Non-Hot Swap SSD | 369
7X19CTOLWW | B91A | ThinkSystem 2.5" PM1643a 960GB Entry SAS 12Gb Hot Swap SSD | 819
7X19CTOLWW | B91B | ThinkSystem 2.5" PM1643a 1.92TB Entry SAS 12Gb Hot Swap SSD | 1379
7X19CTOLWW | B91C | ThinkSystem 2.5" PM1643a 3.84TB Entry SAS 12Gb Hot Swap SSD | 2579
7X19CTOLWW | B91D | ThinkSystem 2.5" PM1643a 7.68TB Entry SAS 12Gb Hot Swap SSD | 5019
7X19CTOLWW | B96M | ThinkSystem HHHL PM1735 6.4TB Mainstream NVMe PCIe4.0 x4 Flash Adapter | 5579
7X19CTOLWW | B96P | ThinkSystem U.3 Kioxia CM6-V 6.4TB Mainstream NVMe PCIe4.0 x4 Hot Swap SSD | 6789
7X19CTOLWW | B96T | ThinkSystem U.3 Kioxia CM6-V 3.2TB Mainstream NVMe PCIe4.0 x4 Hot Swap SSD | 3459
7X19CTOLWW | B96Z | ThinkSystem U.3 Kioxia CM6-V 1.6TB Mainstream NVMe PCIe4.0 x4 Hot Swap SSD | 1919
7X19CTOLWW | B9AC | ThinkSystem 2.5" 5210 960GB Entry SATA 6Gb Hot Swap QLC SSD | 419
7X19CTOLWW | BBZG | VMware ESXi 7.0 (Factory Installed) | 2
7X19CTOLWW | BC4R | ThinkSystem 2.5" PM1643a 15.36TB Entry SAS 12Gb Hot Swap SSD | 10029
7X19CTOLWW | BCFR | ThinkSystem U.2 Intel P5600 3.2TB Mainstream NVMe PCIe 4.0 x4 Hot Swap SSD | 3829
7X19CTOLWW | BCFS | ThinkSystem U.2 Intel P5600 6.4TB Mainstream NVMe PCIe 4.0 x4 Hot Swap SSD | 7639
7X19CTOLWW | BCFT | ThinkSystem U.2 Intel P5500 1.92TB Entry NVMe PCIe 4.0 x4 Hot Swap SSD | 1479
7X19CTOLWW | BCFU | ThinkSystem U.2 Intel P5500 7.68TB Entry NVMe PCIe 4.0 x4 Hot Swap SSD | 5359
7X19CTOLWW | BCFV | ThinkSystem U.2 Intel P5600 1.6TB Mainstream NVMe PCIe 4.0 x4 Hot Swap SSD | 1919
7X19CTOLWW | BCFW | ThinkSystem U.2 Intel P5500 3.84TB Entry NVMe PCIe 4.0 x4 Hot Swap SSD | 2689
7X19CTOLWW | BCGJ | ThinkSystem HHHL Kioxia CM5-V 1.6TB Mainstream NVMe PCIe3.0 x4 Flash Adapter | 2279
7X19CTOLWW | BCGK | ThinkSystem HHHL Kioxia CM5-V 3.2TB Mainstream NVMe PCIe3.0 x4 Flash Adapter | 4129
7X19CTOLWW | BCGL | ThinkSystem HHHL Kioxia CM5-V 6.4TB Mainstream NVMe PCIe3.0 x4 Flash Adapter | 7879
7X19CTOLWW | BCTC | ThinkSystem 2.5" Multi Vendor 240GB Entry SATA 6Gb Hot Swap SSD | 219
7X19CTOLWW | BCTD | ThinkSystem 2.5" Multi Vendor 480GB Entry SATA 6Gb Hot Swap SSD | 219
7X19CTOLWW | BCTE | ThinkSystem 2.5" Multi Vendor 960GB Entry SATA 6Gb Hot Swap SSD | 659
7X19CTOLWW | BCTF | ThinkSystem 2.5" Multi Vendor 1.92TB Entry SATA 6Gb Hot Swap SSD | 1289
7X19CTOLWW | BCTG | ThinkSystem 2.5" Multi Vendor 3.84TB Entry SATA 6Gb Hot Swap SSD | 1259
7X19CTOLWW | BE03 | ThinkSystem U.3 Kioxia CM6-V 800GB Mainstream NVMe PCIe 4.0 x4 Hot Swap SSD | 1439
7X19CTOLWW | BE5E | VMware ESXi 7.0 U1 (Factory Installed) | 0
7X19CTOLWW | BFYB | Operating mode selection for: "Maximum Performance Mode" | 0
7X19CTOLWW | BFYC | Operating mode selection for: "Minimal Power Mode" | 0
7X19CTOLWW | BFYD | Operating mode selection for: "Efficiency Favoring Power Savings Mode" | 0
7X19CTOLWW | BFYE | Operating mode selection for: "Efficiency - Favoring Performance Mode" | 0
7X19CTOLWW | BFZZ | ThinkSystem 2.5" Nytro 3732 800GB Performance SAS 12Gb Hot Swap SSD SED | 1669
7X19CTOLWW | BG04 | ThinkSystem 2.5" Nytro 3732 3.2TB Performance SAS 12Gb Hot Swap SSD | 6259
7X19CTOLWW | BG05 | ThinkSystem 2.5" Nytro 3732 1.6TB Performance SAS 12Gb Hot Swap SSD | 3259
7X19CTOLWW | BG06 | ThinkSystem 2.5" Nytro 3732 800GB Performance SAS 12Gb Hot Swap SSD | 1669
7X19CTOLWW | BG07 | ThinkSystem 2.5" Nytro 3732 400GB Performance SAS 12Gb Hot Swap SSD | 1029
7X19CTOLWW | BHSR | VMware ESXi 7.0 U2 (Factory Installed) | 0
7X20CTO1WW | 747 | UID Asset Tag Label | 20
7X20CTO1WW | 2306 | Integration >1U Component | 125
7X20CTO1WW | 2321 | Custom MFG SVCS Fee - Small Increment | 3
7X20CTO1WW | 3701 | 5m LC-LC Fiber Cable (networking) | 129
7X20CTO1WW | 3702 | 25m LC-LC Fiber Cable (networking) | 189
7X20CTO1WW | 3797 | 1.5m Green Cat5e Cable | 17
7X20CTO1WW | 3798 | 3m Green Cat5e Cable | 19
7X20CTO1WW | 3799 | 10m Green Cat5e Cable | 29
7X20CTO1WW | 3800 | 25m Green Cat5e Cable | 69
7X20CTO1WW | 3802 | 1.5m Blue Cat5e Cable | 14
7X20CTO1WW | 3803 | 3m Blue Cat5e Cable | 25
7X20CTO1WW | 3804 | 10m Blue Cat5e Cable | 34
7X20CTO1WW | 3805 | 25m Blue Cat5e Cable | 69
7X20CTO1WW | 5053 | SFP+ SR Transceiver | 699
7X20CTO1WW | 6201 | 1.5m, 10A/100-250V, C13 to IEC 320-C14 Rack Power Cable | 19
7X20CTO1WW | 6204 | 2.8m, 10A/100-250V, C13 to IEC 320-C20 Rack Power Cable | 19
7X20CTO1WW | 6263 | 4.3m, 10A/100-250V, C13 to IEC 320-C14 Rack Power Cable | 19
7X20CTO1WW | 6311 | 2.8m, 10A/100-250V, C13 to IEC 320-C14 Rack Power Cable | 9
7X20CTO1WW | 6373 | 4.3m, 10A/250V, C13 to NEMA 6-15P (US) Line Cord | 15
7X20CTO1WW | 6400 | 2.8m, 13A/100-250V, C13 to C14 Jumper Cord | 9
7X20CTO1WW | 6401 | 2.8m, 13A/120V, C13 to NEMA 5-15P (US) Line Cord | 29
7X20CTO1WW | 6570 | 2.0m, 13A/100-250V, C13 to C14 Jumper Cord | 19
7X20CTO1WW | 6583 | 4.3m, 13A/100-250V, C13 to C14 Rack Power Cable | 19
7X20CTO1WW | 7831 | Customer Solution Center Services | 0
7X20CTO1WW | 7929 | e1350 Special Bid Solution Component | 0
7X20CTO1WW | 8034 | LeSI Solution Component | 0
7X20CTO1WW | 8067 | TAA Compliant Order | 0
7X20CTO1WW | 8072 | General Racking Solution | 0
7X20CTO1WW | 8086 | No Publications Selected | 0
7X20CTO1WW | 8971 | Integrate in manufacturing | 0
7X20CTO1WW | 8972 | Ship Uninstalled (Safety) | 0
7X20CTO1WW | A102 | Advanced Grouping | 0
7X20CTO1WW | A103 | System x Cluster Upgrade | 0
7X20CTO1WW | A193 | Integrated Solutions | 0
7X20CTO1WW | A1MT | 10m Green Cat6 Cable | 49
7X20CTO1WW | A1MW | 25m Green Cat6 Cable | 105
7X20CTO1WW | A1NN | High Performance Analytics Appliance | 0
7X20CTO1WW | A1PJ | 3m Passive DAC SFP+ Cable | 89
7X20CTO1WW | A1RF | 2.8m, 10A/250V, C13 to NEMA 6-15P Line Cord | 15
7X20CTO1WW | A2N6 | Chassis Not Integrated With Planar | 0
7X20CTO1WW | A2X0 | No Power Cord Validation | 0
7X20CTO1WW | A3BB | GNRx Solution | 0
7X20CTO1WW | A4VP | 1.0m, 10A/100-250V, C13 to IEC 320-C14 Rack Power Cable | 19
7X20CTO1WW | A51N | 1.5m Passive DAC SFP+ Cable | 89
7X20CTO1WW | A51P | 2m Passive DAC SFP+ Cable | 89
7X20CTO1WW | ASR5 | Lenovo 0.5m LC-LC OM3 MMF Cable | 24
7X20CTO1WW | ASR6 | Lenovo 1m LC-LC OM3 MMF Cable | 24
7X20CTO1WW | ASR7 | Lenovo 3m LC-LC OM3 MMF Cable | 24
7X20CTO1WW | ASR8 | Lenovo 5m LC-LC OM3 MMF Cable | 29
7X20CTO1WW | ASR9 | Lenovo 10m LC-LC OM3 MMF Cable | 39
7X20CTO1WW | ASRA | Lenovo 15m LC-LC OM3 MMF Cable | 45
7X20CTO1WW | ASRB | Lenovo 25m LC-LC OM3 MMF Cable | 54
7X20CTO1WW | ASRC | Lenovo 30m LC-LC OM3 MMF Cable | 64
7X20CTO1WW | AUXM | ThinkSystem D2 Enclosure | 860
7X20CTO1WW | AUY7 | ThinkSystem D2 8-slot x8 Shuttle ASM | 1799
7X20CTO1WW | AUY8 | ThinkSystem D2 4-slot x16 Shuttle | 1879
7X20CTO1WW | AUY9 | ThinkSystem D2 10Gb 8 port EIOM SFP+ | 689
7X20CTO1WW | AUYA | ThinkSystem D2 10Gb 8 port EIOM Base T RJ45 | 1049
7X20CTO1WW | AUYC | ThinkSystem D2 Slide Rail | 129
7X20CTO1WW | AUYD | ThinkSystem D2 CMA (Cable Management Arm) | 65
7X20CTO1WW | AUYE | ThinkSystem D2 Rack Shipping Bracket-Front for Rack | 65
7X20CTO1WW | AUZ0 | ThinkSystem D2 1100W Platinum PSU | 499
7X20CTO1WW | AUZ1 | ThinkSystem D2 1600W Platinum PSU | 549
7X20CTO1WW | AUZ2 | ThinkSystem D2 2000W Platinum PSU | 699
7X20CTO1WW | AVFQ | 0.75m Green Cat5e Cable | 15
7X20CTO1WW | AVFR | 1.0m Green Cat5e Cable | 19
7X20CTO1WW | AVFS | 1.25m Green Cat5e Cable | 19
7X20CTO1WW | AVFT | 0.75m Blue Cat5e Cable | 15
7X20CTO1WW | AVFU | 1.0m Blue Cat5e Cable | 19
7X20CTO1WW | AVFV | 1.25m Blue Cat5e Cable | 19
7X20CTO1WW | AVFW | 0.75m Green Cat6 Cable | 19
7X20CTO1WW | AVFX | 1.0m Green Cat6 Cable | 19
7X20CTO1WW | AVFY | 1.25m Green Cat6 Cable | 19
7X20CTO1WW | AVFZ | 1.5m Green Cat6 Cable | 19
7X20CTO1WW | AVG0 | 3m Green Cat6 Cable | 25
7X20CTO1WW | AVR1 | ThinkSystem Single Ethernet Port SMM | 275
7X20CTO1WW | AX8A | 4.3m, 13A/120V, C13 to NEMA 5-15P (US) Line Cord | 19
7X20CTO1WW | B0N4 | 2.0m, 10A/100-250V, C13 to IEC 320-C14 Rack Power Cable | 29
7X20CTO1WW | B0N5 | 1.0m, 13A/100-250V, C13 to C14 Jumper Cord | 25
7X20CTO1WW | B0N6 | 1.5m, 13A/100-250V, C13 to C14 Jumper Cord | 29
7X20CTO1WW | B30W | Custom MFG SVCS Fee - Medium Increment | 30
7X20CTO1WW | B30X | Custom MFG SVCS Fee - Large Increment | 300
7X20CTOLWW | 747 | UID Asset Tag Label | 20
7X20CTOLWW | 2306 | Integration >1U Component | 125
7X20CTOLWW | 2321 | Custom MFG SVCS Fee - Small Increment | 3
7X20CTOLWW | 3701 | 5m LC-LC Fiber Cable (networking) | 129
7X20CTOLWW | 3702 | 25m LC-LC Fiber Cable (networking) | 189
7X20CTOLWW | 3797 | 1.5m Green Cat5e Cable | 17
7X20CTOLWW | 3798 | 3m Green Cat5e Cable | 19
7X20CTOLWW | 3799 | 10m Green Cat5e Cable | 29
7X20CTOLWW | 3800 | 25m Green Cat5e Cable | 69
7X20CTOLWW | 3802 | 1.5m Blue Cat5e Cable | 14
7X20CTOLWW | 3803 | 3m Blue Cat5e Cable | 25
7X20CTOLWW | 3804 | 10m Blue Cat5e Cable | 34
7X20CTOLWW | 3805 | 25m Blue Cat5e Cable | 69
7X20CTOLWW | 5053 | SFP+ SR Transceiver | 699
7X20CTOLWW | 6201 | 1.5m, 10A/100-250V, C13 to IEC 320-C14 Rack Power Cable | 19
7X20CTOLWW | 6204 | 2.8m, 10A/100-250V, C13 to IEC 320-C20 Rack Power Cable | 19
7X20CTOLWW | 6263 | 4.3m, 10A/100-250V, C13 to IEC 320-C14 Rack Power Cable | 19
7X20CTOLWW | 6311 | 2.8m, 10A/100-250V, C13 to IEC 320-C14 Rack Power Cable | 9
7X20CTOLWW | 6373 | 4.3m, 10A/250V, C13 to NEMA 6-15P (US) Line Cord | 15
7X20CTOLWW | 6400 | 2.8m, 13A/100-250V, C13 to C14 Jumper Cord | 9
7X20CTOLWW | 6401 | 2.8m, 13A/120V, C13 to NEMA 5-15P (US) Line Cord | 29
7X20CTOLWW | 6570 | 2.0m, 13A/100-250V, C13 to C14 Jumper Cord | 19
7X20CTOLWW | 6583 | 4.3m, 13A/100-250V, C13 to C14 Rack Power Cable | 19
7X20CTOLWW | 7831 | Customer Solution Center Services | 0
7X20CTOLWW | 7929 | e1350 Special Bid Solution Component | 0
7X20CTOLWW | 8034 | LeSI Solution Component | 0
7X20CTOLWW | 8067 | TAA Compliant Order | 0
7X20CTOLWW | 8072 | General Racking Solution | 0
7X20CTOLWW | 8086 | No Publications Selected | 0
7X20CTOLWW | 8971 | Integrate in manufacturing | 0
7X20CTOLWW | 8972 | Ship Uninstalled (Safety) | 0
7X20CTOLWW | A102 | Advanced Grouping | 0
7X20CTOLWW | A103 | System x Cluster Upgrade | 0
7X20CTOLWW | A193 | Integrated Solutions | 0
7X20CTOLWW | A1MT | 10m Green Cat6 Cable | 49
7X20CTOLWW | A1MW | 25m Green Cat6 Cable | 105
7X20CTOLWW | A1NN | High Performance Analytics Appliance | 0
7X20CTOLWW | A1PJ | 3m Passive DAC SFP+ Cable | 89
7X20CTOLWW | A1RF | 2.8m, 10A/250V, C13 to NEMA 6-15P Line Cord | 15
7X20CTOLWW | A2N6 | Chassis Not Integrated With Planar | 0
7X20CTOLWW | A2X0 | No Power Cord Validation | 0
7X20CTOLWW | A3BB | GNRx Solution | 0
7X20CTOLWW | A4VP | 1.0m, 10A/100-250V, C13 to IEC 320-C14 Rack Power Cable | 19
7X20CTOLWW | A51N | 1.5m Passive DAC SFP+ Cable | 89
7X20CTOLWW | A51P | 2m Passive DAC SFP+ Cable | 89
7X20CTOLWW | ASR5 | Lenovo 0.5m LC-LC OM3 MMF Cable | 24
7X20CTOLWW | ASR6 | Lenovo 1m LC-LC OM3 MMF Cable | 24
7X20CTOLWW | ASR7 | Lenovo 3m LC-LC OM3 MMF Cable | 24
7X20CTOLWW | ASR8 | Lenovo 5m LC-LC OM3 MMF Cable | 29
7X20CTOLWW | ASR9 | Lenovo 10m LC-LC OM3 MMF Cable | 39
7X20CTOLWW | ASRA | Lenovo 15m LC-LC OM3 MMF Cable | 45
7X20CTOLWW | ASRB | Lenovo 25m LC-LC OM3 MMF Cable | 54
7X20CTOLWW | ASRC | Lenovo 30m LC-LC OM3 MMF Cable | 64
7X20CTOLWW | AUXM | ThinkSystem D2 Enclosure | 860
7X20CTOLWW | AUY7 | ThinkSystem D2 8-slot x8 Shuttle ASM | 1799
7X20CTOLWW | AUY8 | ThinkSystem D2 4-slot x16 Shuttle | 1879
7X20CTOLWW | AUY9 | ThinkSystem D2 10Gb 8 port EIOM SFP+ | 689
7X20CTOLWW | AUYA | ThinkSystem D2 10Gb 8 port EIOM Base T RJ45 | 1049
7X20CTOLWW | AUYC | ThinkSystem D2 Slide Rail | 129
7X20CTOLWW | AUYD | ThinkSystem D2 CMA (Cable Management Arm) | 65
7X20CTOLWW | AUYE | ThinkSystem D2 Rack Shipping Bracket-Front for Rack | 65
7X20CTOLWW | AUZ0 | ThinkSystem D2 1100W Platinum PSU | 499
7X20CTOLWW | AUZ1 | ThinkSystem D2 1600W Platinum PSU | 549
7X20CTOLWW | AUZ2 | ThinkSystem D2 2000W Platinum PSU | 699
7X20CTOLWW | AVFQ | 0.75m Green Cat5e Cable | 15
7X20CTOLWW | AVFR | 1.0m Green Cat5e Cable | 19
7X20CTOLWW | AVFS | 1.25m Green Cat5e Cable | 19
7X20CTOLWW | AVFT | 0.75m Blue Cat5e Cable | 15
7X20CTOLWW | AVFU | 1.0m Blue Cat5e Cable | 19
7X20CTOLWW | AVFV | 1.25m Blue Cat5e Cable | 19
7X20CTOLWW | AVFW | 0.75m Green Cat6 Cable | 19
7X20CTOLWW | AVFX | 1.0m Green Cat6 Cable | 19
7X20CTOLWW | AVFY | 1.25m Green Cat6 Cable | 19
7X20CTOLWW | AVFZ | 1.5m Green Cat6 Cable | 19
7X20CTOLWW | AVG0 | 3m Green Cat6 Cable | 25
7X20CTOLWW | AVR1 | ThinkSystem Single Ethernet Port SMM | 275
7X20CTOLWW | AX8A | 4.3m, 13A/120V, C13 to NEMA 5-15P (US) Line Cord | 19
7X20CTOLWW | B0N4 | 2.0m, 10A/100-250V, C13 to IEC 320-C14 Rack Power Cable | 29
7X20CTOLWW | B0N5 | 1.0m, 13A/100-250V, C13 to C14 Jumper Cord | 25
7X20CTOLWW | B0N6 | 1.5m, 13A/100-250V, C13 to C14 Jumper Cord | 29
7X20CTOLWW | B30W | Custom MFG SVCS Fee - Medium Increment | 30
7X20CTOLWW | B30X | Custom MFG SVCS Fee - Large Increment | 300
7X20CTOLWW | BJMF | SD530 Node Depop Instructions | 0
7X21CTO1WW | 64 | QLogic 10Gb SFP+ SR Optical Transceiver | 909
7X21CTO1WW | 69 | Brocade 10Gb SFP+ SR Optical Transceiver | 909
7X21CTO1WW | 747 | UID Asset Tag Label | 20
7X21CTO1WW | 2302 | RAID Configuration | 149
7X21CTO1WW | 2321 | Custom MFG SVCS Fee - Small Increment | 3
7X21CTO1WW | 3701 | 5m LC-LC Fiber Cable (networking) | 129
7X21CTO1WW | 3704 | 5m LC-LC Fiber Cable | 129
7X21CTO1WW | 3705 | 25m LC-LC Fiber Cable | 189
7X21CTO1WW | 3797 | 1.5m Green Cat5e Cable | 17
7X21CTO1WW | 3798 | 3m Green Cat5e Cable | 19
7X21CTO1WW | 3799 | 10m Green Cat5e Cable | 29
7X21CTO1WW | 3800 | 25m Green Cat5e Cable | 69
7X21CTO1WW | 3802 | 1.5m Blue Cat5e Cable | 14
7X21CTO1WW | 3803 | 3m Blue Cat5e Cable | 25
7X21CTO1WW | 3804 | 10m Blue Cat5e Cable | 34
7X21CTO1WW | 3805 | 25m Blue Cat5e Cable | 69
7X21CTO1WW | 5053 | SFP+ SR Transceiver | 699
7X21CTO1WW | 5340 | Serial Conversion Option (SCO) | 249
7X21CTO1WW | 5341 | Virtual Media Conversion Option Gen2 (VCO2) | 129
7X21CTO1WW | 5977 | Select Storage devices - no configured RAID required | 0
7X21CTO1WW | 5978 | Select Storage devices - configured RAID | 0
7X21CTO1WW | 7008 | Primary Array 2 HDDs | 0
7X21CTO1WW | 7009 | Primary Array 3 HDDs | 0
7X21CTO1WW | 7010 | Primary Array 4 HDDs | 0
7X21CTO1WW | 7011 | Primary Array 5 HDDs | 0
7X21CTO1WW | 7012 | Primary Array 6 HDDs | 0
7X21CTO1WW | 7015 | Secondary Array 2 HDDs | 0
7X21CTO1WW | 7016 | Secondary Array 3 HDDs | 0
7X21CTO1WW | 7017 | Secondary Array 4 HDDs | 0
7X21CTO1WW | 7831 | Customer Solution Center Services | 0
7X21CTO1WW | 7929 | e1350 Special Bid Solution Component | 0
7X21CTO1WW | 8034 | LeSI Solution Component | 0
7X21CTO1WW | 8067 | TAA Compliant Order | 0
7X21CTO1WW | 8072 | General Racking Solution | 0
7X21CTO1WW | 8086 | No Publications Selected | 0
7X21CTO1WW | 8972 | Ship Uninstalled (Safety) | 0
7X21CTO1WW | 9016 | Memory Sparing | 0
7X21CTO1WW | 9017 | Enable Memory Mirroring | 0
7X21CTO1WW | A103 | System x Cluster Upgrade | 0
7X21CTO1WW | A193 | Integrated Solutions | 0
7X21CTO1WW | A1DP | 1m QSFP to QSFP+ Cable | 269
7X21CTO1WW | A1DQ | 3m QSFP+ to QSFP+ Cable | 329
7X21CTO1WW | A1MT | 10m Green Cat6 Cable | 49
7X21CTO1WW | A1MW | 25m Green Cat6 Cable | 105
7X21CTO1WW | A1NF | System Console Breakout Cable | 49
7X21CTO1WW | A1NN | High Performance Analytics Appliance | 0
7X21CTO1WW | A1PH | 1m Passive DAC SFP+ Cable | 69
7X21CTO1WW | A1PJ | 3m Passive DAC SFP+ Cable | 89
7X21CTO1WW | A1PK | 5m Passive DAC SFP+ Cable | 159
7X21CTO1WW | A2K6 | Primary Array - RAID 0 | 0
7X21CTO1WW | A2K7 | Primary Array - RAID 1 | 0
7X21CTO1WW | A2K9 | Primary Array - RAID 5 | 0
7X21CTO1WW | A2KB | Primary Array - RAID 10 | 0
7X21CTO1WW | A2KF | Secondary Array - RAID 0 | 0
7X21CTO1WW | A2KG | Secondary Array - RAID 1 | 0
7X21CTO1WW | A2KJ | Secondary Array - RAID 5 | 0
7X21CTO1WW | A2KL | Secondary Array - RAID 10 | 0
7X21CTO1WW | A2N7 | Planar Not Integrated With Chassis | 0
7X21CTO1WW | A2X8 | 5m QSFP+ to QSFP+ Cable | 379
7X21CTO1WW | A2X9 | 7m QSFP+ to QSFP+ Cable | 429
7X21CTO1WW | A3BB | GNRx Solution | 0
7X21CTO1WW | A3RG | 0.5m Passive DAC SFP+ Cable | 79
7X21CTO1WW | A51P | 2m Passive DAC SFP+ Cable | 89
7X21CTO1WW | A5UA | Lenovo 1m MPO-4xLC OM3 MMF Breakout Cable | 279
7X21CTO1WW | A5UB | Lenovo 3m MPO-4xLC OM3 MMF Breakout Cable | 329
7X21CTO1WW | A5UC | Lenovo 5m MPO-4xLC OM3 MMF Breakout Cable | 379
7X21CTO1WW | ARZA | 0.5m Mellanox QSFP Passive DAC Cable | 139
7X21CTO1WW | ARZB | 0.75m Mellanox QSFP Passive DAC Cable | 149
7X21CTO1WW | ARZC | 1m Mellanox QSFP Passive DAC Cable | 159
7X21CTO1WW | ARZD | 1.25m Mellanox QSFP Passive DAC Cable | 169
7X21CTO1WW | ARZE | 1.5m Mellanox QSFP Passive DAC Cable | 169
7X21CTO1WW | ARZF | 3m Mellanox QSFP Passive DAC Cable | 189
7X21CTO1WW | ASQT | 0.5m Mellanox EDR IB Passive Copper QSFP28 Cable | 229
7X21CTO1WW | ASQU | 0.75m Mellanox EDR IB Passive Copper QSFP28 Cable | 249
7X21CTO1WW | ASQV | 1m Mellanox EDR IB Passive Copper QSFP28 Cable | 249
7X21CTO1WW | ASQW | 1.25m Mellanox EDR IB Passive Copper QSFP28 Cable | 289
7X21CTO1WW | ASQX | 1.5m Mellanox EDR IB Passive Copper QSFP28 Cable | 289
7X21CTO1WW | ASQY | 2m Mellanox EDR IB Passive Copper QSFP28 Cable | 289
7X21CTO1WW | ASQZ | 5m Mellanox EDR IB Optical QSFP28 Cable | 1359
7X21CTO1WW | ASR0 | 10m Mellanox EDR IB Optical QSFP28 Cable | 1419
7X21CTO1WW | ASR1 | 15m Mellanox EDR IB Optical QSFP28 Cable | 1509
7X21CTO1WW | ASR2 | 20m Mellanox EDR IB Optical QSFP28 Cable | 1569
7X21CTO1WW | ASR3 | 30m Mellanox EDR IB Optical QSFP28 Cable | 1789
7X21CTO1WW | ASR6 | Lenovo 1m LC-LC OM3 MMF Cable | 24
7X21CTO1WW | ASR8 | Lenovo 5m LC-LC OM3 MMF Cable | 29
7X21CTO1WW | ASRA | Lenovo 15m LC-LC OM3 MMF Cable | 45
7X21CTO1WW | ASRM | 3m Mellanox EDR IB Passive Copper QSFP28 Cable | 319
7X21CTO1WW | ASRN | 3m Mellanox EDR IB Optical QSFP28 Cable | 1359
7X21CTO1WW | ASRP | 50m Mellanox EDR IB Optical QSFP28 Cable | 2329
7X21CTO1WW | AT45 | Lenovo 10GBASE-SR SFP+ Transceiver (85°C) | 349
7X21CTO1WW | AT7S | Emulex VFA5.2 2x10 GbE SFP+ PCIe Adapter | 449
7X21CTO1WW | AT7T | Emulex VFA5.2 2x10 GbE SFP+ Adapter and FCoE/iSCSI SW | 1319
7X21CTO1WW | ATPX | Intel X550-T2 Dual Port 10GBase-T Adapter | 599
7X21CTO1WW | ATRN | Mellanox ConnectX-4 Lx 1x40GbE QSFP+ Adapter | 709
7X21CTO1WW | ATRP | Mellanox ConnectX-4 2x100GbE/EDR IB QSFP28 VPI Adapter | 2059
7X21CTO1WW | ATZ8 | Lenovo 1m QSFP+ to 4xSFP+ Active Optical Cable | 709
7X21CTO1WW | ATZ9 | Lenovo 3m QSFP+ to 4xSFP+ Active Optical Cable | 729
7X21CTO1WW | ATZA | Lenovo 5m QSFP+ to 4xSFP+ Active Optical Cable | 749
7X21CTO1WW | ATZB | QLogic 16Gb Enhanced Gen5 FC Single-port HBA | 979
7X21CTO1WW | ATZC | QLogic 16Gb Enhanced Gen5 FC Dual-port HBA | 1339
7X21CTO1WW | ATZU | Emulex 16Gb Gen6 FC Single-port HBA | 949
7X21CTO1WW | ATZV | Emulex 16Gb Gen6 FC Dual-port HBA | 1309
7X21CTO1WW | AU0A | Intel OPA 100 Series Single-port PCIe 3.0 x8 HFA | 599
7X21CTO1WW | AU0B | Intel OPA 100 Series Single-port PCIe 3.0 x16 HFA | 1069
7X21CTO1WW | AU0E | 0.5m Intel OPA 100 Series Passive Copper QSFP28 Cable | 79
7X21CTO1WW | AU0F | 0.75m Intel OPA Passive Copper QSFP28 Cable | 139
7X21CTO1WW | AU0G | 1m Intel OPA 100 Series Passive Copper QSFP28 Cable | 99
7X21CTO1WW | AU0H | 1.25m Intel OPA 100 Series Passive Copper QSFP28 Cable | 159
7X21CTO1WW | AU0J | 1.5m Intel OPA 100 Series Passive Copper QSFP28 Cable | 109
7X21CTO1WW | AU0K | 2m Intel OPA 100 Series Passive Copper QSFP28 Cable | 129
7X21CTO1WW | AU0M | 5m Intel OPA 100 Series Active Optical QSFP28 Cable | 899
7X21CTO1WW | AU0P | 15m Intel OPA 100 Series Active Optical QSFP28 Cable | 949
7X21CTO1WW | AU16 | 0.5m External MiniSAS HD 8644/MiniSAS HD 8644 Cable | 79
7X21CTO1WW | AU17 | 1m External MiniSAS HD 8644/MiniSAS HD 8644 Cable | 89
7X21CTO1WW | AU18 | 2m External MiniSAS HD 8644/MiniSAS HD 8644 Cable | 99
7X21CTO1WW | AUAJ | Mellanox ConnectX-4 Lx 10/25GbE SFP28 2-port PCIe Ethernet Adapter | 499
7X21CTO1WW | AUK7 | TPM 2.0 and Secure Boot | 0
7X21CTO1WW | AUKP | ThinkSystem Broadcom 57416 10GBASE-T 2-Port PCIe Ethernet Adapter | 479
7X21CTO1WW | AUKS | ThinkSystem Broadcom 57412 25GbE SFP28 1-Port PCIe Ethernet Adapter | 489
7X21CTO1WW | AUKX | ThinkSystem Intel X710-DA2 PCIe 10Gb 2-Port SFP+ Ethernet Adapter | 459
7X21CTO1WW | AULV | ThinkSystem 2.5" 300GB 15K SAS 12Gb Hot Swap 512n HDD | 339
7X21CTO1WW | AULW | ThinkSystem 2.5" 600GB 15K SAS 12Gb Hot Swap 512n HDD | 469
7X21CTO1WW | AULX | ThinkSystem 2.5" 900GB 15K SAS 12Gb Hot Swap 512e HDD | 639
7X21CTO1WW | AULY | ThinkSystem 2.5" 300GB 10K SAS 12Gb Hot Swap 512n HDD | 289
7X21CTO1WW | AULZ | ThinkSystem 2.5" 600GB 10K SAS 12Gb Hot Swap 512n HDD | 319
7X21CTO1WW | AUM0 | ThinkSystem 2.5" 900GB 10K SAS 12Gb Hot Swap 512n HDD | 389
7X21CTO1WW | AUM1 | ThinkSystem 2.5" 1.2TB 10K SAS 12Gb Hot Swap 512n HDD | 389
7X21CTO1WW | AUM2 | ThinkSystem 2.5" 1.8TB 10K SAS 12Gb Hot Swap 512e HDD | 589
7X21CTO1WW | AUM6 | ThinkSystem 2.5" 1TB 7.2K SAS 12Gb Hot Swap 512n HDD | 469
7X21CTO1WW | AUM7 | ThinkSystem 2.5" 2TB 7.2K SAS 12Gb Hot Swap 512n HDD | 839
7X21CTO1WW | AUMF | ThinkSystem U.2 PX04PMB 1.92TB Mainstream NVMe PCIe 3.0 x4 Hot Swap SSD | 4999
7X21CTO1WW | AUMJ | ThinkSystem U.2 Intel Optane P4800X 375GB Performance NVMe PCIe 3.0 x4 Hot Swap SSD | 3589
7X21CTO1WW | AUMU | ThinkSystem M.2 Enablement Kit | 39
7X21CTO1WW | AUMV | ThinkSystem M.2 with Mirroring Enablement Kit | 149
7X21CTO1WW | AUNB | ThinkSystem 16GB TruDDR4 2666 MHz (1Rx4 1.2V) RDIMM | 289
7X21CTO1WW | AUNC | ThinkSystem 16GB TruDDR4 2666 MHz (2Rx8 1.2V) RDIMM | 319
7X21CTO1WW | AUND | ThinkSystem 32GB TruDDR4 2666 MHz (2Rx4 1.2V) RDIMM | 609
7X21CTO1WW | AUNE | ThinkSystem 64GB TruDDR4 2666 MHz (4Rx4 1.2V) LRDIMM | 1259
7X21CTO1WW | AUNF | ThinkSystem 128GB TruDDR4 2666 MHz (8Rx4 1.2V) 3DS RDIMM | 4449
7X21CTO1WW | AUNN | ThinkSystem 430-16e SAS/SATA 12Gb HBA | 609
7X21CTO1WW | AUNR | ThinkSystem 430-8e SAS/SATA 12Gb HBA | 299
7X21CTO1WW | AUNS | ThinkSystem QLogic QLE2740 PCIe 32Gb 1-Port SFP+ Fibre Channel Adapter | 1739
7X21CTO1WW | AUNU | ThinkSystem QLogic QLE2742 PCIe 32Gb 2-Port SFP+ Fibre Channel Adapter | 2609
7X21CTO1WW | AUNV | ThinkSystem Emulex LPe32002-M2-L PCIe 32Gb 2-Port SFP+ Fibre Channel Adapter | 2599
7X21CTO1WW | AUPW | ThinkSystem XClarity Controller Standard to Enterprise Upgrade | 100
7X21CTO1WW | AUU1 | ThinkSystem 8GB TruDDR4 2666 MHz (1Rx8 1.2V) RDIMM | 189
7X21CTO1WW | AUUE | ThinkSystem 2.5" 1TB 7.2K SATA 6Gb Hot Swap 512n HDD | 469
7X21CTO1WW | AUUJ | ThinkSystem 2.5" 2TB 7.2K SATA 6Gb Hot Swap 512e HDD | 849
7X21CTO1WW | AUUL | ThinkSystem M.2 32GB SATA 6Gbps Non-Hot Swap SSD | 109
7X21CTO1WW | AUUV | ThinkSystem M.2 128GB SATA 6Gbps Non-Hot Swap SSD | 159
7X21CTO1WW | AUVG | ThinkSystem Mellanox ConnectX-4 PCIe FDR 2-Port QSFP VPI Adapter | 1379
7X21CTO1WW | AUXN | ThinkSystem SD530 Computing Node | 2050
7X21CTO1WW | AUYG | ThinkSystem SD530 3x2 SAS/SATA BP | 115
7X21CTO1WW | AUYH | ThinkSystem SD530 3x2 SAS/SATA/NVMe BP | 165
7X21CTO1WW | AUYJ | ThinkSystem SD530 2x2 SAS/SATA BP | 79
7X21CTO1WW | AUYK | ThinkSystem SD530 HW RAID Kit | 359
7X21CTO1WW | AUYL | ThinkSystem SD530 SW RAID Kit | 19
7X21CTO1WW | AUYM | ThinkSystem SD530 Front VGA/USB KVM Breakout Module | 215
7X21CTO1WW | AUZW | ThinkSystem I350-T4 PCIe 1Gb 4-Port RJ45 Ethernet Adapter | 379
7X21CTO1WW | AV1B | Lenovo 25GBase-SR SFP28 Transceiver | 449
7X21CTO1WW | AVFQ | 0.75m Green Cat5e Cable | 15
7X21CTO1WW | AVFR | 1.0m Green Cat5e Cable | 19
7X21CTO1WW | AVFS | 1.25m Green Cat5e Cable | 19
7X21CTO1WW | AVFT | 0.75m Blue Cat5e Cable | 15
7X21CTO1WW | AVFU | 1.0m Blue Cat5e Cable | 19
7X21CTO1WW | AVFV | 1.25m Blue Cat5e Cable | 19
7X21CTO1WW | AVFW | 0.75m Green Cat6 Cable | 19
7X21CTO1WW | AVFX | 1.0m Green Cat6 Cable | 19
7X21CTO1WW | AVFY | 1.25m Green Cat6 Cable | 19
7X21CTO1WW | AVFZ | 1.5m Green Cat6 Cable | 19
7X21CTO1WW | AVG0 | 3m Green Cat6 Cable | 25
7X21CTO1WW | AVUT | ThinkSystem XClarity Controller Standard to Advanced Upgrade | 50
7X21CTO1WW | AVV8 | ThinkSystem External USB DVD-RW Optical Disk Drive | 79
7X21CTO1WW | AWAU | SAP HANA SW Stack for ThinkSystem | 0
7X21CTO1WW | AWEX | Intel Xeon Gold 6126 12C 125W 2.6GHz Processor | 2869
7X21CTO1WW | AWG7 | ThinkSystem U.2 PX04PMB 1.6TB Performance NVMe PCIe 3.0 x4 Hot Swap SSD | 3999
7X21CTO1WW | AX6D | Intel Xeon Gold 6130 16C 125W 2.1GHz Processor | 2999
7X21CTO1WW | AX6Q | Intel Xeon Gold 6138 20C 125W 2.0GHz Processor | 4099
7X21CTO1WW | AX71 | Intel Xeon Gold 6138T 20C 125W 2.0GHz Processor | 4349
7X21CTO1WW | AX72 | Intel Xeon Gold 6130T 16C 125W 2.1GHz Processor | 3129
7X21CTO1WW | AX7D | Intel Xeon Gold 5118 12C 105W 2.3GHz Processor | 2019
7X21CTO1WW | AX7E | Intel Xeon Gold 5120T 14C 105W 2.2GHz Processor | 2699
7X21CTO1WW | AX7F | Intel Xeon Gold 5119T 14C 85W 1.9GHz Processor | 2549
7X21CTO1WW | AXFS | VMware ESXi 6.0 U3 (factory installed) | 0
7X21CTO1WW | AXFT | VMware ESXi 6.5 U1 (factory installed) | 0
7X21CTO1WW | AXNZ | Intel Xeon Silver 4116 12C 85W 2.1GHz Processor | 1649
7X21CTO1WW | AXQV | Intel Xeon Silver 4109T 8C 70W 2.0GHz Processor | 949
7X21CTO1WW | AXQW | Intel Xeon Bronze 3106 8C 85W 1.7GHz Processor | 599
7X21CTO1WW | AXQY | Intel Xeon Silver 4110 8C 85W 2.1GHz Processor | 909
7X21CTO1WW | B0M3 | ThinkSystem SD530 Computing Node for GPU Tray | 2099
7X21CTO1WW | B0ML | Feature Enable TPM on MB | 0
7X21CTO1WW | B0MU | ThinkSystem SD530 GPU Tray | 1279
7X21CTO1WW | B0RJ | 10GBASE-LR SFP+Transceiver | 350
7X21CTO1WW | B0RK | ThinkSystem SD530 NVIDIA Tesla M10 | 4499
7X21CTO1WW | B0RL | Mellanox ConnectX-5 EDR IB/100GbE VPI Single-Port x16 PCIe 3.0 HCA | 1719
7X21CTO1WW | B0RM | Mellanox ConnectX-5 EDR IB VPI Dual-port x16 PCIe 3.0 HCA | 2059
7X21CTO1WW | B0SS | ThinkSystem SD530 430-8i SAS/SATA 12Gb Dense HBA Kit | 399
7X21CTO1WW | B0WX | ThinkSystem Mellanox ConnectX 4 PCIe FDR 1 Port QSFP VPI Adapter | 1169
7X21CTO1WW | B0WY | ThinkSystem Intel XXV710-DA2 10/25GbE SFP28 2-Port PCIe Ethernet Adapter | 529
7X21CTO1WW | B0YM | ThinkSystem 2.5" 2TB 7.2K SAS 12Gb Hot Swap 512e HDD FIPS | 1049
7X21CTO1WW | B0YS | ThinkSystem 2.5" 2.4TB 10K SAS 12Gb Hot Swap 512e HDD | 629
7X21CTO1WW | B0YV | ThinkSystem 2.5" 2.4TB 10K SAS 12Gb Hot Swap 512e HDD FIPS | 1299
7X21CTO1WW | B0Z0 | ThinkSystem 2.5" Intel S4500 960GB Entry SATA 6Gb Hot Swap SSD | 1219
7X21CTO1WW | B138 | Intel Xeon Silver 4116T 12C 85W 2.1GHz Processor | 1979
7X21CTO1WW | B139 | Intel Xeon Silver 4114T 10C 85W 2.2GHz Processor | 1369
7X21CTO1WW | B13L | ThinkSystem SD530 GPU Riser Module | 429
7X21CTO1WW | B173 | Companion Part for XClarity Controller Standard to Enterprise Upgrade in Factory | 0
7X21CTO1WW | B21R | ThinkSystem QLogic QL41262 10/25GbE SFP28 2-Port PCIe Ethernet Adapter | 409
7X21CTO1WW | B21W | ThinkSystem U.2 Toshiba CM5-V 800GB Mainstream NVMe PCIe 3.0 x4 Hot Swap SSD | 859
7X21CTO1WW | B21X | ThinkSystem U.2 Toshiba CM5-V 1.6TB Mainstream NVMe PCIe 3.0 x4 Hot Swap SSD | 3449
7X21CTO1WW | B21Y | ThinkSystem U.2 Toshiba CM5-V 3.2TB Mainstream NVMe PCIe 3.0 x4 Hot Swap SSD | 6999
7X21CTO1WW | B22J | 5m Intel OPA 100 Series Active Optical QSFP28 Low Power Cable | 809
7X21CTO1WW | B22K | 10m Intel OPA 100 Series Active Optical QSFP28 Low Power Cable | 829
7X21CTO1WW | B22L | 15m Intel OPA 100 Series Active Optical QSFP28 Low Power Cable | 839
7X21CTO1WW | B22M | 20m Intel OPA 100 Series Active Optical QSFP28 Low Power Cable | 849
7X21CTO1WW | B2UZ | Lenovo 1m 100G QSFP28 Active Optical Cable | 949
7X21CTO1WW | B2X4 | ThinkSystem 2.5" 5200 1.92TB Entry SATA 6Gb Hot Swap SSD | 899
7X21CTO1WW | B2X6 | ThinkSystem 2.5" 5200 7.68TB Entry SATA 6Gb Hot Swap SSD | 4999
7X21CTO1WW | B2XJ | ThinkSystem U.2 Toshiba CM5-V 6.4TB Mainstream NVMe PCIe 3.0 x4 Hot Swap SSD | 12829
7X21CTO1WW | B2ZJ | ThinkSystem U.2 Intel Optane P4800X 750GB Performance NVMe PCIe 3.0 x4 Hot Swap SSD | 7169
7X21CTO1WW | B306 | Mellanox QSA 100G to 25G Cable Adapter | 149
7X21CTO1WW | B30W | Custom MFG SVCS Fee - Medium Increment | 30
7X21CTO1WW | B30X | Custom MFG SVCS Fee - Large Increment | 300
7X21CTO1WW | B31C | ThinkSystem Mellanox ConnectX-5 Ex 25/40GbE 2-port Low-Latency Adapter | 1979
7X21CTO1WW | B31G | ThinkSystem QLogic QL41134 PCIe 10Gb 4-Port Base-T Ethernet Adapter | 799
7X21CTO1WW | B324 | ThinkSystem SD530 2.5" NVMe 4-Bay Backplane Kit | 250
7X21CTO1WW | B328 | Intel Xeon Gold 6126T 12C 125W 2.6GHz Processor | 2979
7X21CTO1WW | B32C | Intel Xeon Platinum 8160T 24C 150W 2.1GHz Processor | 9129
7X21CTO1WW | B34H | ThinkSystem 2.5" PM883 240GB Entry SATA 6Gb Hot Swap SSD | 219
7X21CTO1WW | B34J | ThinkSystem 2.5" PM883 480GB Entry SATA 6Gb Hot Swap SSD | 279
7X21CTO1WW | B34K | ThinkSystem 2.5" PM883 960GB Entry SATA 6Gb Hot Swap SSD | 449
7X21CTO1WW | B34L | ThinkSystem 2.5" PM883 1.92TB Entry SATA 6Gb Hot Swap SSD | 889
7X21CTO1WW | B34M | ThinkSystem 2.5" PM883 3.84TB Entry SATA 6Gb Hot Swap SSD | 1739
7X21CTO1WW | B34N | ThinkSystem U.2 PM983 1.92TB Entry NVMe PCIe 3.0 x4 Hot Swap SSD | 939
7X21CTO1WW | B34P | ThinkSystem U.2 PM983 3.84TB Entry NVMe PCIe 3.0 x4 Hot Swap SSD | 1839
7X21CTO1WW | B34S | ThinkSystem NVIDIA Tesla V100 32GB PCIe Passive GPU | 25819
7X21CTO1WW | B3RZ | Lenovo ThinkSystem SharedIO ConnectX-5 Adapter | 1899
7X21CTO1WW | B3S0 | Lenovo ThinkSystem SharedIO ConnectX-5 Auxiliary Card | 419
7X21CTO1WW | B3VW | VMware ESXi 6.5 U2 (Factory Installed) | 0
7X21CTO1WW | B3VX | VMware ESXi 6.7 (Factory Installed) | 0
7X21CTO1WW | B488 | ThinkSystem 2.5" 5200 240GB Mainstream SATA 6Gb Hot Swap SSD | 469
7X21CTO1WW | B48B | ThinkSystem 2.5" 5200 1.92TB Mainstream SATA 6Gb Hot Swap SSD | 2129
7X21CTO1WW | B48C | ThinkSystem 2.5" 5200 3.84TB Mainstream SATA 6Gb Hot Swap SSD | 4869
7X21CTO1WW | B498 | ThinkSystem 2.5" Intel S4510 240GB Entry SATA 6Gb Hot Swap SSD | 149
7X21CTO1WW | B499 | ThinkSystem 2.5" Intel S4510 480GB Entry SATA 6Gb Hot Swap SSD | 309
7X21CTO1WW | B49A | ThinkSystem 2.5" Intel S4510 960GB Entry SATA 6Gb Hot Swap SSD | 529
7X21CTO1WW | B49B | ThinkSystem 2.5" Intel S4510 1.92TB Entry SATA 6Gb Hot Swap SSD | 1049
7X21CTO1WW | B49C | ThinkSystem 2.5" Intel S4510 3.84TB Entry SATA 6Gb Hot Swap SSD | 1979
7X21CTO1WW | B49L | ThinkSystem 2.5" Intel S4610 240GB Mainstream SATA 6Gb Hot Swap SSD | 399
7X21CTO1WW | B49M | ThinkSystem 2.5" Intel S4610 480GB Mainstream SATA 6Gb Hot Swap SSD | 479
7X21CTO1WW | B49N | ThinkSystem 2.5" Intel S4610 960GB Mainstream SATA 6Gb Hot Swap SSD | 699
7X21CTO1WW | B49P | ThinkSystem 2.5" Intel S4610 1.92TB Mainstream SATA 6Gb Hot Swap SSD | 1289
7X21CTO1WW | B4A2 | ThinkSystem 2.5" PM1645 3.2TB Mainstream SAS 12Gb Hot Swap SSD | 2579
7X21CTO1WW | B4A7 | ThinkSystem 2.5" PM1643 3.84TB Capacity SAS 12Gb Hot Swap SSD | 2579
7X21CTO1WW | B4D2 | ThinkSystem 2.5" PM883 7.68TB Entry SATA 6Gb Hot Swap SSD | 3379
7X21CTO1WW | B4D3 | ThinkSystem U.2 PM983 7.68TB Entry NVMe PCIe3.0 x4 Hot Swap SSD | 4999
7X21CTO1WW | B4H1 | ThinkSystem 8GB TruDDR4 2933MHz (1Rx8 1.2V) RDIMM | 219
7X21CTO1WW | B4H2 | ThinkSystem 16GB TruDDR4 2933MHz (2Rx8 1.2V) RDIMM | 319
7X21CTO1WW | B4H3 | ThinkSystem 32GB TruDDR4 2933MHz (2Rx4 1.2V) RDIMM | 619
7X21CTO1WW | B4H4 | ThinkSystem 64GB TruDDR4 2933MHz (2Rx4 1.2V) RDIMM | 1279
7X21CTO1WW | B4H7 | Intel Xeon Platinum 8280 28C 205W 2.7GHz Processor | 18089
7X21CTO1WW | B4H8 | Intel Xeon Platinum 8276 28C 165W 2.2GHz Processor | 15099
7X21CTO1WW | B4H9 | Intel Xeon Platinum 8270 26C 205W 2.7GHz Processor | 12739
7X21CTO1WW | B4HA | Intel Xeon Platinum 8268 24C 205W 2.9GHz Processor | 10929
7X21CTO1WW | B4HB | Intel Xeon Platinum 8260 24C 165W 2.4GHz Processor | 8159
7X21CTO1WW | B4HC | Intel Xeon Gold 6252 24C 150W 2.1GHz Processor | 5909
7X21CTO1WW | B4HD | Intel Xeon Gold 6254 18C 200W 3.1GHz Processor | 6065
7X21CTO1WW | B4HE | Intel Xeon Gold 6248 20C 150W 2.5GHz Processor | 5049
7X21CTO1WW | B4HF | Intel Xeon Gold 6244 8C 150W 3.6GHz Processor | 4699
7X21CTO1WW | B4HG | Intel Xeon Gold 6242 16C 150W 2.8GHz Processor | 4419
7X21CTO1WW | B4HH | Intel Xeon Gold 6240 18C 150W 2.6GHz Processor | 3819
7X21CTO1WW | B4HJ | Intel Xeon Gold 6230 20C 125W 2.1GHz Processor | 3099
7X21CTO1WW | B4HK | Intel Xeon Gold 5220 18C 125W 2.2GHz Processor | 2599
7X21CTO1WW | B4HL | Intel Xeon Gold 5218 16C 125W 2.3GHz Processor | 2019
7X21CTO1WW | B4HM | Intel Xeon Gold 5217 8C 115W 3.0GHz Processor | 2659
7X21CTO1WW | B4HN | Intel Xeon Gold 5215 10C 85W 2.5GHz Processor | 2019
7X21CTO1WW | B4HP | Intel Xeon Silver 4216 16C 100W 2.1GHz Processor | 1649
7X21CTO1WW | B4HQ | Intel Xeon Silver 4215 8C 85W 2.5GHz Processor | 1399
7X21CTO1WW | B4HR | Intel Xeon Silver 4214 12C 85W 2.2GHz Processor | 1169
7X21CTO1WW | B4HS | Intel Xeon Silver 4210 10C 85W 2.2GHz Processor | 859
7X21CTO1WW | B4HT | Intel Xeon Silver 4208 8C 85W 2.1GHz Processor | 799
7X21CTO1WW | B4HU | Intel Xeon Bronze 3204 6C 85W 1.9GHz Processor | 439
7X21CTO1WW | B4LT | ThinkSystem SD530 CLX Computing Node | 2100
7X21CTO1WW | B4LU | ThinkSystem SD530 CLX Computing Node for GPU Tray | 2100
7X21CTO1WW | B4LV | ThinkSystem 128GB TruDDR4 2666MHz (1.2V) Intel Optane DC Persistent Memory | 1089
7X21CTO1WW | B4LW | ThinkSystem 256GB TruDDR4 2666MHz (1.2V) Intel Optane DC Persistent Memory | 4689
7X21CTO1WW | B4LX | ThinkSystem 512GB TruDDR4 2666MHz (1.2V) Intel Optane DC Persistent Memory | 18319
7X21CTO1WW | B4LY | ThinkSystem 16GB TruDDR4 2933 MHz (1Rx4 1.2V) RDIMM | 289
7X21CTO1WW | B4NU | Intel Xeon Platinum 8260Y 24/20/16C 165W 2.4GHz Processor | 9799
7X21CTO1WW | B4NV | Intel Xeon Gold 6240Y 18/14/8C 150W 2.6GHz Processor | 5345
7X21CTO1WW | B4NW | Intel Xeon Silver 4214Y 12/10/8C 85W 2.2GHz Processor | 1519
7X21CTO1WW | B4P2 | Intel Xeon Gold 6238T 22C 125W 1.9GHz Processor | 4349
7X21CTO1WW | B4P3 | Intel Xeon Gold 5218T 16C 105W 2.1GHz Processor | 2399
7X21CTO1WW | B4P4 | Intel Xeon Silver 4209T 8C 70W 2.2GHz Processor | 929
7X21CTO1WW | B4P5 | Intel Xeon Platinum 8280L 28C 205W 2.7GHz Processor | 29099
7X21CTO1WW | B4P6 | Intel Xeon Platinum 8276L 28C 165W 2.2GHz Processor | 26689
7X21CTO1WW | B4P7 | Intel Xeon Platinum 8260L 24C 165W 2.4GHz Processor | 19249
7X21CTO1WW | B4P9 | Intel Xeon Gold 5215L 10C 85W 2.5GHz Processor | 17019
7X21CTO1WW | B4QQ | 0.5m Mellanox HDR IB Passive Copper QSFP56 Cable | 299
7X21CTO1WW | B4QR | 1m Mellanox HDR IB Passive Copper QSFP56 Cable | 399
7X21CTO1WW | B4QS | 1.5m Mellanox HDR IB Passive Copper QSFP56 Cable | 449
7X21CTO1WW | B4QT | 2m Mellanox HDR IB Passive Copper QSFP56 Cable | 499
7X21CTO1WW | B4QW | 3m Mellanox HDR IB Active Optical QSFP56 Cable | 2099
7X21CTO1WW | B4QX | 5m Mellanox HDR IB Active Optical QSFP56 Cable | 2149
7X21CTO1WW | B4QY | 10m Mellanox HDR IB Active Optical QSFP56 Cable | 2199
7X21CTO1WW | B4QZ | 15m Mellanox HDR IB Active Optical QSFP56 Cable | 2249
7X21CTO1WW | B4R0 | 20m Mellanox HDR IB Active Optical QSFP56 Cable | 2299
7X21CTO1WW | B4R1 | 1m Mellanox HDR IB to 2x HDR100 Splitter Passive Copper QSFP56 Cable | 399
7X21CTO1WW | B4R2 | 1.5m Mellanox HDR IB to 2x HDR100 Splitter Passive Copper QSFP56 Cable | 449
7X21CTO1WW | B4R4 | 3m Mellanox HDR IB to 2x HDR100 Splitter Optical QSFP56 Cable | 2799
7X21CTO1WW | B4R5 | 5m Mellanox HDR IB to 2x HDR100 Splitter Optical QSFP56 Cable | 2899
7X21CTO1WW | B4R6 | 10m Mellanox HDR IB to 2x HDR100 Splitter Optical QSFP56 Cable | 2999
7X21CTO1WW | B4R7 | 15m Mellanox HDR IB to 2x HDR100 Splitter Optical QSFP56 Cable | 3199
7X21CTO1WW | B4R8 | 20m Mellanox HDR IB to 2x HDR100 Splitter Optical QSFP56 Cable | 3299
7X21CTO1WW | B4R9 | ThinkSystem Mellanox ConnectX-6 HDR100/100GbE QSFP56 1-port PCIe VPI Adapter | 1779
7X21CTO1WW | B4RA | ThinkSystem Mellanox ConnectX-6 HDR100/100GbE QSFP56 2-port PCIe VPI Adapter | 2099
7X21CTO1WW | B4XA | VMware ESXi 6.7 U1 (Factory Installed) | 0
7X21CTO1WW | B4Y4 | ThinkSystem 2.5" SS530 400GB Performance SAS 12Gb Hot Swap SSD | 1479
7X21CTO1WW | B4Y5 | ThinkSystem 2.5" SS530 800GB Performance SAS 12Gb Hot Swap SSD | 2299
7X21CTO1WW | B4Y7 | ThinkSystem 2.5" SS530 3.2TB Performance SAS 12Gb Hot Swap SSD | 7859
7X21CTO1WW | B528 | Intel Optane DC Persistent Memory - Memory Mode only | 0
7X21CTO1WW | B529 | Intel Optane DC Persistent Memory - App Direct Mode only | 0
7X21CTO1WW | B52A | Intel Optane DC Persistent Memory - Mixed Memory Mode | 0
7X21CTO1WW | B587 | ThinkSystem 128GB TruDDR4 2933MHz (4Rx4 1.2V) 3DS RDIMM | 3399
7X21CTO1WW | B58F | ThinkSystem U.2 Intel P4510 1.0TB Entry NVMe PCIe3.0 x4 Hot Swap SSD | 539
7X21CTO1WW | B58G | ThinkSystem U.2 Intel P4510 2.0TB Entry NVMe PCIe3.0 x4 Hot Swap SSD | 1459
7X21CTO1WW | B5RY | Intel Xeon Gold 6230N 20C 125W 2.3GHz Processor | 3239
7X21CTO1WW | B5RZ | Intel Xeon Platinum 8253 16C 125W 2.2GHz Processor | 5299
7X21CTO1WW | B5S0 | Intel Xeon Gold 5218N 16C 110W 2.3GHz Processor | 2625
7X21CTO1WW | B5S1 | Intel Xeon Gold 5222 4C 105W 3.8GHz Processor | 1999
7X21CTO1WW | B5S2 | Intel Xeon Platinum 8256 4C 105W 3.8GHz Processor | 12099
7X21CTO1WW | B5SX | ThinkSystem Emulex LPe35000 32Gb 1-port PCIe Fibre Channel Adapter | 1739
7X21CTO1WW | B5SY | ThinkSystem Emulex LPe35002 32Gb 2-port PCIe Fibre Channel Adapter | 2599
7X21CTO1WW | B5XZ | ThinkSystem Mellanox Innova-2 ConnectX-5 FPGA 25GbE 2-port Adapter | 5379
7X21CTO1WW | B68K | 30m Mellanox HDR IB to 2x HDR100 Splitter Optical QSFP56 Cable | 3499
7X21CTO1WW | B68L | 2m Mellanox HDR IB to 2x HDR100 Splitter Passive Copper QSFP56 Cable | 499
7X21CTO1WW | B68M | 100m Mellanox HDR IB Optical QSFP56 Cable | 5099
7X21CTO1WW | B68N | 50m Mellanox HDR IB Optical QSFP56 Cable | 3699
7X21CTO1WW | B68P | 30m Mellanox HDR IB Optical QSFP56 Cable | 2399
7X21CTO1WW | B6BS | Intel Xeon Gold 5218B 16C 125W 2.3GHz Processor | 2019
7X21CTO1WW | B6CJ | Intel Xeon Gold 6238 22C 140W 2.1GHz Processor | 4799
7X21CTO1WW | B6CK | Intel Xeon Gold 6234 8C 130W 3.3GHz Processor | 3999
7X21CTO1WW | B6CL | Intel Xeon Gold 6226 12C 125W 2.7GHz Processor | 3299
7X21CTO1WW | B6CP | Intel Xeon Gold 6230T 20C 125W 2.1GHz Processor | 3599
7X21CTO1WW | B6CQ | Intel Xeon Gold 5220T 18C 105W 1.9GHz Processor | 3199
7X21CTO1WW | B6CR | Intel Xeon Gold 6238L 22C 140W 2.1GHz Processor | 14599
7X21CTO1WW | B6CS | Intel Xeon Gold 6240L 18C 150W 2.6GHz Processor | 14299
7X21CTO1WW | B6CT | Intel Xeon Gold 6252N 24C 150W 2.3GHz Processor | 7699
7X21CTO1WW | B6CU | Intel Xeon Gold 6262V 24C 135W 1.9GHz Processor | 5399
7X21CTO1WW | B6CV | Intel Xeon Gold 6222V 20C 115W 1.8GHz Processor | 2999
7X21CTO1WW | B6CW | Intel Xeon Gold 5220S 18C 125W 2.7GHz Processor | 3699
7X21CTO1WW | B6K4 | ThinkSystem U.2 CM5-R 3.84TB Entry NVMe PCIe 3.0 x4 Hot Swap SSD SED | 3499
7X21CTO1WW | B6PD | Intel Xeon Gold 6246 12C 165W 3.3GHz Processor | 5999
7X21CTO1WW | B6U0 | VMware ESXi 6.5 U3 (factory installed) | 0
7X21CTO1WW | B6U1 | VMware ESXi 6.7 U2 (factory installed) | 0
7X21CTO1WW | B7EW | ThinkSystem 2.5" 5210 1.92TB Entry SATA 6Gb Hot Swap QLC SSD | 759
7X21CTO1WW | B7EX | ThinkSystem 2.5" 5210 3.84TB Entry SATA 6Gb Hot Swap QLC SSD | 1489
7X21CTO1WW | B7EY | ThinkSystem 2.5" 5210 7.68TB Entry SATA 6Gb Hot Swap QLC SSD | 2779
7X21CTO1WW | B7N3 | Intel Xeon Bronze 3206R 8C 85W 1.9GHz Processor | 559
7X21CTO1WW | B7N5 | Intel Xeon Silver 4210R 10C 100W 2.4GHz Processor | 899
7X21CTO1WW | B7N6 | Intel Xeon Silver 4214R 12C 100W 2.4GHz Processor | 1259
7X21CTO1WW | B7N9 | Intel Xeon Gold 5220R 24C 150W 2.2GHz Processor | 2739
7X21CTO1WW | B88T | VMware ESXi 6.7 U3 (factory installed) | 0
7X21CTO1WW | B8HP | ThinkSystem 2.5" 5300 960GB Entry SATA 6Gb Hot Swap SSD | 489
7X21CTO1WW | B8HS | ThinkSystem M.2 5300 240GB SATA 6Gbps Non-Hot Swap SSD | 359
7X21CTO1WW | B8HU | ThinkSystem 2.5" PM1645a 800GB Mainstream SAS 12Gb Hot Swap SSD | 819
7X21CTO1WW | B8HV | ThinkSystem 2.5" 5300 240GB Entry SATA 6Gb Hot Swap SSD | 359
7X21CTO1WW | B8HW | ThinkSystem HHHL PM1735 3.2TB Mainstream NVMe PCIe4.0 x8 Flash Adapter | 3179
7X21CTO1WW | B8HY | ThinkSystem 2.5" 5300 480GB Mainstream SATA 6Gb Hot Swap SSD | 429
7X21CTO1WW | B8J1 | ThinkSystem 2.5" 5300 240GB Mainstream SATA 6Gb Hot Swap SSD | 409
7X21CTO1WW | B8J2 | ThinkSystem 2.5" 5300 7.68TB Entry SATA 6Gb Hot Swap SSD | 3649
7X21CTO1WW | B8J4 | ThinkSystem 2.5" PM1645a 1.6TB Mainstream SAS 12Gb Hot Swap SSD | 1379
7X21CTO1WW | B8J5 | ThinkSystem 2.5" 5300 1.92TB Entry SATA 6Gb Hot Swap SSD | 939
7X21CTO1WW | B8J6 | ThinkSystem 2.5" 5300 960GB Mainstream SATA 6Gb Hot Swap SSD | 729
7X21CTO1WW | B8J7 | ThinkSystem 2.5" 5300 3.84TB Mainstream SATA 6Gb Hot Swap SSD | 2179
7X21CTO1WW | B8JA | ThinkSystem 2.5" PM1645a 6.4TB Mainstream SAS 12Gb Hot Swap SSD | 6049
7X21CTO1WW | B8JD | ThinkSystem 2.5" PM1645a 3.2TB Mainstream SAS 12Gb Hot Swap SSD | 2579
7X21CTO1WW | B8JE | ThinkSystem 2.5" 5300 1.92TB Mainstream SATA 6Gb Hot Swap SSD | 1279
7X21CTO1WW | B8JH | ThinkSystem HHHL PM1735 1.6TB Mainstream NVMe PCIe4.0 x8 Flash Adapter | 1799
7X21CTO1WW | B8JM | ThinkSystem 2.5" 5300 480GB Entry SATA 6Gb Hot Swap SSD | 309
7X21CTO1WW | B8JP | ThinkSystem 2.5" 5300 3.84TB Entry SATA 6Gb Hot Swap SSD | 1789
7X21CTO1WW | B919 | ThinkSystem M.2 5300 480GB SATA 6Gbps Non-Hot Swap SSD | 369
7X21CTO1WW | B91A | ThinkSystem 2.5" PM1643a 960GB Entry SAS 12Gb Hot Swap SSD | 819
7X21CTO1WW | B91B | ThinkSystem 2.5" PM1643a 1.92TB Entry SAS 12Gb Hot Swap SSD | 1379
7X21CTO1WW | B91C | ThinkSystem 2.5" PM1643a 3.84TB Entry SAS 12Gb Hot Swap SSD | 2579
7X21CTO1WW | B91D | ThinkSystem 2.5" PM1643a 7.68TB Entry SAS 12Gb Hot Swap SSD | 5019
7X21CTO1WW | B93K | ThinkSystem 2.5" 5300 1.92TB Mainstream SATA 6Gb Hot Swap SSD SED | 1449
7X21CTO1WW | B93L | ThinkSystem 2.5" 5300 3.84TB Entry SATA 6Gb Hot Swap SSD SED | 1739
7X21CTO1WW | B93M | ThinkSystem 2.5" 5300 7.68TB Entry SATA 6Gb Hot Swap SSD SED | 3159
7X21CTO1WW | B96L | ThinkSystem U.2 Intel Optane P4800X 1.5TB Performance NVMe PCIe 3.0 x4 Hot Swap SSD 60DWPD | 14769
7X21CTO1WW | B96M | ThinkSystem HHHL PM1735 6.4TB Mainstream NVMe PCIe4.0 x4 Flash Adapter | 5579
7X21CTO1WW | B96P | ThinkSystem U.3 Kioxia CM6-V 6.4TB Mainstream NVMe PCIe4.0 x4 Hot Swap SSD | 6789
7X21CTO1WW | B96T | ThinkSystem U.3 Kioxia CM6-V 3.2TB Mainstream NVMe PCIe4.0 x4 Hot Swap SSD | 3459
7X21CTO1WW | B96Z | ThinkSystem U.3 Kioxia CM6-V 1.6TB Mainstream NVMe PCIe4.0 x4 Hot Swap SSD | 1919
7X21CTO1WW | BAZL | Intel Xeon Gold 6238R 28C 165W 2.2GHz Processor | 4599
7X21CTO1WW | BAZM | Intel Xeon Gold 6240R 24C 165W 2.4GHz Processor | 3859
7X21CTO1WW | BAZQ | Intel Xeon Gold 6248R 24C 205W 3.0GHz Processor | 4739
7X21CTO1WW | BAZR | Intel Xeon Gold 6258R 28C 205W 2.7GHz Processor | 6839
7X21CTO1WW | BAZS | Intel Xeon Gold 5218R 20C 125W 2.1GHz Processor | 2259
7X21CTO1WW | BAZU | Intel Xeon Silver 4215R 8C 130W 3.2GHz Processor | 1429
7X21CTO1WW | BAZW | Intel Xeon Gold 6226R 16C 150W 2.9GHz Processor | 2289
7X21CTO1WW | BAZX | Intel Xeon Gold 6230R 26C 150W 2.1GHz Processor | 3349
7X21CTO1WW | BB0P | Intel Transparent Supply Chain. Lenovo has paired our industry leading supply chain with Intel's innovative Transparent Supply Chain program to add a layer of protection to your data center and bring peace of mind that the server hardware you bring into ... | 0
7X21CTO1WW | BBZG | VMware ESXi 7.0 (Factory Installed) | 2
7X21CTO1WW | BC4R | ThinkSystem 2.5" PM1643a 15.36TB Entry SAS 12Gb Hot Swap SSD | 10029
7X21CTO1WW | BCFR | ThinkSystem U.2 Intel P5600 3.2TB Mainstream NVMe PCIe 4.0 x4 Hot Swap SSD | 3829
7X21CTO1WW | BCFS | ThinkSystem U.2 Intel P5600 6.4TB Mainstream NVMe PCIe 4.0 x4 Hot Swap SSD | 7639
7X21CTO1WW | BCFT | ThinkSystem U.2 Intel P5500 1.92TB Entry NVMe PCIe 4.0 x4 Hot Swap SSD | 1479
7X21CTO1WW | BCFU | ThinkSystem U.2 Intel P5500 7.68TB Entry NVMe PCIe 4.0 x4 Hot Swap SSD | 5359
7X21CTO1WW | BCFV | ThinkSystem U.2 Intel P5600 1.6TB Mainstream NVMe PCIe 4.0 x4 Hot Swap SSD | 1919
7X21CTO1WW | BCFW | ThinkSystem U.2 Intel P5500 3.84TB Entry NVMe PCIe 4.0 x4 Hot Swap SSD | 2689
7X21CTO1WW | BCGJ | ThinkSystem HHHL Kioxia CM5-V 1.6TB Mainstream NVMe PCIe3.0 x4 Flash Adapter | 2279
7X21CTO1WW | BCGK | ThinkSystem HHHL Kioxia CM5-V 3.2TB Mainstream NVMe PCIe3.0 x4 Flash Adapter | 4129
7X21CTO1WW | BCGL | ThinkSystem HHHL Kioxia CM5-V 6.4TB Mainstream NVMe PCIe3.0 x4 Flash Adapter | 7879
7X21CTO1WW | BCTC | ThinkSystem 2.5" Multi Vendor 240GB Entry SATA 6Gb Hot Swap SSD | 219
7X21CTO1WW | BCTD | ThinkSystem 2.5" Multi Vendor 480GB Entry SATA 6Gb Hot Swap SSD | 219
7X21CTO1WW | BCTE | ThinkSystem 2.5" Multi Vendor 960GB Entry SATA 6Gb Hot Swap SSD | 659
7X21CTO1WW | BCTF | ThinkSystem 2.5" Multi Vendor 1.92TB Entry SATA 6Gb Hot Swap SSD | 1289
7X21CTO1WW | BCTG | ThinkSystem 2.5" Multi Vendor 3.84TB Entry SATA 6Gb Hot Swap SSD | 1259
7X21CTO1WW | BE03 | ThinkSystem U.3 Kioxia CM6-V 800GB Mainstream NVMe PCIe 4.0 x4 Hot Swap SSD | 1439
7X21CTO1WW | BE29 | ThinkSystem 2.5" 5300 960GB Entry SATA 6Gb Hot Swap SSD SED | 579
7X21CTO1WW | BE5E | VMware ESXi 7.0 U1 (Factory Installed) | 0
7X21CTO1WW | BFYB | Operating mode selection for: "Maximum Performance Mode" | 0
7X21CTO1WW | BFYC | Operating mode selection for: "Minimal Power Mode" | 0
7X21CTO1WW | BFYD | Operating mode selection for: "Efficiency Favoring Power Savings Mode" | 0
7X21CTO1WW | BFYE | Operating mode selection for: "Efficiency - Favoring Performance Mode" | 0
7X21CTO1WW | BHSR | VMware ESXi 7.0 U2 (Factory Installed) | 0
7X21CTOLWW | 64 | QLogic 10Gb SFP+ SR Optical Transceiver | 909
7X21CTOLWW | 69 | Brocade 10Gb SFP+ SR Optical Transceiver | 909
7X21CTOLWW | 747 | UID Asset Tag Label | 20
7X21CTOLWW | 2302 | RAID Configuration | 149
7X21CTOLWW | 2321 | Custom MFG SVCS Fee - Small Increment | 3
7X21CTOLWW | 3701 | 5m LC-LC Fiber Cable (networking) | 129
7X21CTOLWW | 3704 | 5m LC-LC Fiber Cable | 129
7X21CTOLWW | 3705 | 25m LC-LC Fiber Cable | 189
7X21CTOLWW | 3797 | 1.5m Green Cat5e Cable | 17
7X21CTOLWW | 3798 | 3m Green Cat5e Cable | 19
7X21CTOLWW | 3799 | 10m Green Cat5e Cable | 29
7X21CTOLWW | 3800 | 25m Green Cat5e Cable | 69
7X21CTOLWW | 3802 | 1.5m Blue Cat5e Cable | 14
7X21CTOLWW | 3803 | 3m Blue Cat5e Cable | 25
7X21CTOLWW | 3804 | 10m Blue Cat5e Cable | 34
7X21CTOLWW | 3805 | 25m Blue Cat5e Cable | 69
7X21CTOLWW | 5053 | SFP+ SR Transceiver | 699
7X21CTOLWW | 5340 | Serial Conversion Option (SCO) | 249
7X21CTOLWW | 5341 | Virtual Media Conversion Option Gen2 (VCO2) | 129
7X21CTOLWW | 5977 | Select Storage devices - no configured RAID required | 0
7X21CTOLWW | 5978 | Select Storage devices - configured RAID | 0
7X21CTOLWW | 7008 | Primary Array 2 HDDs | 0
7X21CTOLWW | 7009 | Primary Array 3 HDDs | 0
7X21CTOLWW | 7010 | Primary Array 4 HDDs | 0
7X21CTOLWW | 7011 | Primary Array 5 HDDs | 0
7X21CTOLWW | 7012 | Primary Array 6 HDDs | 0
7X21CTOLWW | 7015 | Secondary Array 2 HDDs | 0
7X21CTOLWW | 7016 | Secondary Array 3 HDDs | 0
7X21CTOLWW | 7017 | Secondary Array 4 HDDs | 0
7X21CTOLWW | 7831 | Customer Solution Center Services | 0
7X21CTOLWW | 7929 | e1350 Special Bid Solution Component | 0
7X21CTOLWW | 8034 | LeSI Solution Component | 0
7X21CTOLWW | 8067 | TAA Compliant Order | 0
7X21CTOLWW | 8072 | General Racking Solution | 0
7X21CTOLWW | 8086 | No Publications Selected | 0
7X21CTOLWW | 8972 | Ship Uninstalled (Safety) | 0
7X21CTOLWW | 9016 | Memory Sparing | 0
7X21CTOLWW | 9017 | Enable Memory Mirroring | 0
7X21CTOLWW | A103 | System x Cluster Upgrade | 0
7X21CTOLWW | A193 | Integrated Solutions | 0
7X21CTOLWW | A1DP | 1m QSFP to QSFP+ Cable | 269
7X21CTOLWW | A1DQ | 3m QSFP+ to QSFP+ Cable | 329
7X21CTOLWW | A1MT | 10m Green Cat6 Cable | 49
7X21CTOLWW | A1MW | 25m Green Cat6 Cable | 105
7X21CTOLWW | A1NF | System Console Breakout Cable | 49
7X21CTOLWW | A1NN | High Performance Analytics Appliance | 0
7X21CTOLWW | A1PH | 1m Passive DAC SFP+ Cable | 69
7X21CTOLWW | A1PJ | 3m Passive DAC SFP+ Cable | 89
7X21CTOLWW | A1PK | 5m Passive DAC SFP+ Cable | 159
7X21CTOLWW | A2K6 | Primary Array - RAID 0 | 0
7X21CTOLWW | A2K7 | Primary Array - RAID 1 | 0
7X21CTOLWW | A2K9 | Primary Array - RAID 5 | 0
7X21CTOLWW | A2KB | Primary Array - RAID 10 | 0
7X21CTOLWW | A2KF | Secondary Array - RAID 0 | 0
7X21CTOLWW | A2KG | Secondary Array - RAID 1 | 0
7X21CTOLWW | A2KJ | Secondary Array - RAID 5 | 0
7X21CTOLWW | A2KL | Secondary Array - RAID 10 | 0
7X21CTOLWW | A2N7 | Planar Not Integrated With Chassis | 0
7X21CTOLWW | A2X8 | 5m QSFP+ to QSFP+ Cable | 379
7X21CTOLWW | A2X9 | 7m QSFP+ to QSFP+ Cable | 429
7X21CTOLWW | A3BB | GNRx Solution | 0
7X21CTOLWW | A3RG | 0.5m Passive DAC SFP+ Cable | 79
7X21CTOLWW | A51P | 2m Passive DAC SFP+ Cable | 89
7X21CTOLWW | A5UA | Lenovo 1m MPO-4xLC OM3 MMF Breakout Cable | 279
7X21CTOLWW | A5UB | Lenovo 3m MPO-4xLC OM3 MMF Breakout Cable | 329
7X21CTOLWW | A5UC | Lenovo 5m MPO-4xLC OM3 MMF Breakout Cable | 379
7X21CTOLWW | ARZA | 0.5m Mellanox QSFP Passive DAC Cable | 139
7X21CTOLWW | ARZB | 0.75m Mellanox QSFP Passive DAC Cable | 149
7X21CTOLWW | ARZC | 1m Mellanox QSFP Passive DAC Cable | 159
7X21CTOLWW | ARZD | 1.25m Mellanox QSFP Passive DAC Cable | 169
7X21CTOLWW | ARZE | 1.5m Mellanox QSFP Passive DAC Cable | 169
7X21CTOLWW | ARZF | 3m Mellanox QSFP Passive DAC Cable | 189
7X21CTOLWW | ASQT | 0.5m Mellanox EDR IB Passive Copper QSFP28 Cable | 229
7X21CTOLWW | ASQU | 0.75m Mellanox EDR IB Passive Copper QSFP28 Cable | 249
7X21CTOLWW | ASQV | 1m Mellanox EDR IB Passive Copper QSFP28 Cable | 249
7X21CTOLWW | ASQW | 1.25m Mellanox EDR IB Passive Copper QSFP28 Cable | 289
7X21CTOLWW | ASQX | 1.5m Mellanox EDR IB Passive Copper QSFP28 Cable | 289
7X21CTOLWW | ASQY | 2m Mellanox EDR IB Passive Copper QSFP28 Cable | 289
7X21CTOLWW | ASQZ | 5m Mellanox EDR IB Optical QSFP28 Cable | 1359
7X21CTOLWW | ASR0 | 10m Mellanox EDR IB Optical QSFP28 Cable | 1419
7X21CTOLWW | ASR1 | 15m Mellanox EDR IB Optical QSFP28 Cable | 1509
7X21CTOLWW | ASR2 | 20m Mellanox EDR IB Optical QSFP28 Cable | 1569
7X21CTOLWW | ASR3 | 30m Mellanox EDR IB Optical QSFP28 Cable | 1789
7X21CTOLWW | ASR6 | Lenovo 1m LC-LC OM3 MMF Cable | 24
7X21CTOLWW | ASR8 | Lenovo 5m LC-LC OM3 MMF Cable | 29
7X21CTOLWW | ASRA | Lenovo 15m LC-LC OM3 MMF Cable | 45
7X21CTOLWW | ASRM | 3m Mellanox EDR IB Passive Copper QSFP28 Cable | 319
7X21CTOLWW | ASRN | 3m Mellanox EDR IB Optical QSFP28 Cable | 1359
7X21CTOLWW | ASRP | 50m Mellanox EDR IB Optical QSFP28 Cable | 2329
7X21CTOLWW | AT45 | Lenovo 10GBASE-SR SFP+ Transceiver (85°C) | 349
7X21CTOLWW | AT7S | Emulex VFA5.2 2x10 GbE SFP+ PCIe Adapter | 449
7X21CTOLWW | AT7T | Emulex VFA5.2 2x10 GbE SFP+ Adapter and FCoE/iSCSI SW | 1319
7X21CTOLWW | ATPX | Intel X550-T2 Dual Port 10GBase-T Adapter | 599
7X21CTOLWW | ATRN | Mellanox ConnectX-4 Lx 1x40GbE QSFP+ Adapter | 709
7X21CTOLWW | ATRP | Mellanox ConnectX-4 2x100GbE/EDR IB QSFP28 VPI Adapter | 2059
7X21CTOLWW | ATZ8 | Lenovo 1m QSFP+ to 4xSFP+ Active Optical Cable | 709
7X21CTOLWW | ATZ9 | Lenovo 3m QSFP+ to 4xSFP+ Active Optical Cable | 729
7X21CTOLWW | ATZA | Lenovo 5m QSFP+ to 4xSFP+ Active Optical Cable | 749
7X21CTOLWW | ATZB | QLogic 16Gb Enhanced Gen5 FC Single-port HBA | 979
7X21CTOLWW | ATZC | QLogic 16Gb Enhanced Gen5 FC Dual-port HBA | 1339
7X21CTOLWW | ATZU | Emulex 16Gb Gen6 FC Single-port HBA | 949
7X21CTOLWW | ATZV | Emulex 16Gb Gen6 FC Dual-port HBA | 1309
7X21CTOLWW | AU0A | Intel OPA 100 Series Single-port PCIe 3.0 x8 HFA | 599
7X21CTOLWW | AU0B | Intel OPA 100 Series Single-port PCIe 3.0 x16 HFA | 1069
7X21CTOLWW | AU0E | 0.5m Intel OPA 100 Series Passive Copper QSFP28 Cable | 79
7X21CTOLWW | AU0F | 0.75m Intel OPA Passive Copper QSFP28 Cable | 139
7X21CTOLWW | AU0G | 1m Intel OPA 100 Series Passive Copper QSFP28 Cable | 99
7X21CTOLWW | AU0H | 1.25m Intel OPA 100 Series Passive Copper QSFP28 Cable | 159
7X21CTOLWW | AU0J | 1.5m Intel OPA 100 Series Passive Copper QSFP28 Cable | 109
7X21CTOLWW | AU0K | 2m Intel OPA 100 Series Passive Copper QSFP28 Cable | 129
7X21CTOLWW | AU0M | 5m Intel OPA 100 Series Active Optical QSFP28 Cable | 899
7X21CTOLWW | AU0P | 15m Intel OPA 100 Series Active Optical QSFP28 Cable | 949
7X21CTOLWW | AU16 | 0.5m External MiniSAS HD 8644/MiniSAS HD 8644 Cable | 79
7X21CTOLWW | AU17 | 1m External MiniSAS HD 8644/MiniSAS HD 8644 Cable | 89
7X21CTOLWW | AU18 | 2m External MiniSAS HD 8644/MiniSAS HD 8644 Cable | 99
7X21CTOLWW | AUAJ | Mellanox ConnectX-4 Lx 10/25GbE SFP28 2-port PCIe Ethernet Adapter | 499
7X21CTOLWW | AUK7 | TPM 2.0 and Secure Boot | 0
7X21CTOLWW | AUKP | ThinkSystem Broadcom 57416 10GBASE-T 2-Port PCIe Ethernet Adapter | 479
7X21CTOLWW | AUKS | ThinkSystem Broadcom 57412 25GbE SFP28 1-Port PCIe Ethernet Adapter | 489
7X21CTOLWW | AUKX | ThinkSystem Intel X710-DA2 PCIe 10Gb 2-Port SFP+ Ethernet Adapter | 459
7X21CTOLWW | AULV | ThinkSystem 2.5" 300GB 15K SAS 12Gb Hot Swap 512n HDD | 339
7X21CTOLWW | AULW | ThinkSystem 2.5" 600GB 15K SAS 12Gb Hot Swap 512n HDD | 469
7X21CTOLWW | AULX | ThinkSystem 2.5" 900GB 15K SAS 12Gb Hot Swap 512e HDD | 639
7X21CTOLWW | AULY | ThinkSystem 2.5" 300GB 10K SAS 12Gb Hot Swap 512n HDD | 289
7X21CTOLWW | AULZ | ThinkSystem 2.5" 600GB 10K SAS 12Gb Hot Swap 512n HDD | 319
7X21CTOLWW | AUM0 | ThinkSystem 2.5" 900GB 10K SAS 12Gb Hot Swap 512n HDD | 389
7X21CTOLWW | AUM1 | ThinkSystem 2.5" 1.2TB 10K SAS 12Gb Hot Swap 512n HDD | 389
7X21CTOLWW | AUM2 | ThinkSystem 2.5" 1.8TB 10K SAS 12Gb Hot Swap 512e HDD | 589
7X21CTOLWW | AUM6 | ThinkSystem 2.5" 1TB 7.2K SAS 12Gb Hot Swap 512n HDD | 469
7X21CTOLWW | AUM7 | ThinkSystem 2.5" 2TB 7.2K SAS 12Gb Hot Swap 512n HDD | 839
7X21CTOLWW | AUMF | ThinkSystem U.2 PX04PMB 1.92TB Mainstream NVMe PCIe 3.0 x4 Hot Swap SSD | 4999
7X21CTOLWW | AUMJ | ThinkSystem U.2 Intel Optane P4800X 375GB Performance NVMe PCIe 3.0 x4 Hot Swap SSD | 3589
7X21CTOLWW | AUMU | ThinkSystem M.2 Enablement Kit | 39
7X21CTOLWW | AUMV | ThinkSystem M.2 with Mirroring Enablement Kit | 149
7X21CTOLWW | AUNB | ThinkSystem 16GB TruDDR4 2666 MHz (1Rx4 1.2V) RDIMM | 289
7X21CTOLWW | AUNC | ThinkSystem 16GB TruDDR4 2666 MHz (2Rx8 1.2V) RDIMM | 319
7X21CTOLWW | AUND | ThinkSystem 32GB TruDDR4 2666 MHz (2Rx4 1.2V) RDIMM | 609
7X21CTOLWW | AUNE | ThinkSystem 64GB TruDDR4 2666 MHz (4Rx4 1.2V) LRDIMM | 1259
7X21CTOLWW | AUNF | ThinkSystem 128GB TruDDR4 2666 MHz (8Rx4 1.2V) 3DS RDIMM | 4449
7X21CTOLWW | AUNN | ThinkSystem 430-16e SAS/SATA 12Gb HBA | 609
7X21CTOLWW | AUNR | ThinkSystem 430-8e SAS/SATA 12Gb HBA | 299
7X21CTOLWW | AUNS | ThinkSystem QLogic QLE2740 PCIe 32Gb 1-Port SFP+ Fibre Channel Adapter | 1739
7X21CTOLWW | AUNU | ThinkSystem QLogic QLE2742 PCIe 32Gb 2-Port SFP+ Fibre Channel Adapter | 2609
7X21CTOLWW | AUNV | ThinkSystem Emulex LPe32002-M2-L PCIe 32Gb 2-Port SFP+ Fibre Channel Adapter | 2599
7X21CTOLWW | AUPW | ThinkSystem XClarity Controller Standard to Enterprise Upgrade | 100
7X21CTOLWW | AUU1 | ThinkSystem 8GB TruDDR4 2666 MHz (1Rx8 1.2V) RDIMM | 189
7X21CTOLWW | AUUE | ThinkSystem 2.5" 1TB 7.2K SATA 6Gb Hot Swap 512n HDD | 469
7X21CTOLWW | AUUJ | ThinkSystem 2.5" 2TB 7.2K SATA 6Gb Hot Swap 512e HDD | 849
7X21CTOLWW | AUUL | ThinkSystem M.2 32GB SATA 6Gbps Non-Hot Swap SSD | 109
7X21CTOLWW | AUUV | ThinkSystem M.2 128GB SATA 6Gbps Non-Hot Swap SSD | 159
7X21CTOLWW | AUVG | ThinkSystem Mellanox ConnectX-4 PCIe FDR 2-Port QSFP VPI Adapter | 1379
7X21CTOLWW | AUXN | ThinkSystem SD530 Computing Node | 2050
7X21CTOLWW | AUYG | ThinkSystem SD530 3x2 SAS/SATA BP | 115
7X21CTOLWW | AUYH | ThinkSystem SD530 3x2 SAS/SATA/NVMe BP | 165
7X21CTOLWW | AUYJ | ThinkSystem SD530 2x2 SAS/SATA BP | 79
7X21CTOLWW | AUYK | ThinkSystem SD530 HW RAID Kit | 359
7X21CTOLWW | AUYL | ThinkSystem SD530 SW RAID Kit | 19
7X21CTOLWW | AUYM | ThinkSystem SD530 Front VGA/USB KVM Breakout Module | 215
7X21CTOLWW | AUZW | ThinkSystem I350-T4 PCIe 1Gb 4-Port RJ45 Ethernet Adapter | 379
7X21CTOLWW | AV1B | Lenovo 25GBase-SR SFP28 Transceiver | 449
7X21CTOLWW | AVFQ | 0.75m Green Cat5e Cable | 15
7X21CTOLWW | AVFR | 1.0m Green Cat5e Cable | 19
7X21CTOLWW | AVFS | 1.25m Green Cat5e Cable | 19
7X21CTOLWW | AVFT | 0.75m Blue Cat5e Cable | 15
7X21CTOLWW | AVFU | 1.0m Blue Cat5e Cable | 19
7X21CTOLWW | AVFV | 1.25m Blue Cat5e Cable | 19
7X21CTOLWW | AVFW | 0.75m Green Cat6 Cable | 19
7X21CTOLWW | AVFX | 1.0m Green Cat6 Cable | 19
7X21CTOLWW | AVFY | 1.25m Green Cat6 Cable | 19
7X21CTOLWW | AVFZ | 1.5m Green Cat6 Cable | 19
7X21CTOLWW | AVG0 | 3m Green Cat6 Cable | 25
7X21CTOLWW | AVUT | ThinkSystem XClarity Controller Standard to Advanced Upgrade | 50
7X21CTOLWW | AVV8 | ThinkSystem External USB DVD-RW Optical Disk Drive | 79
7X21CTOLWW | AWAU | SAP HANA SW Stack for ThinkSystem | 0
7X21CTOLWW | AWEX | Intel Xeon Gold 6126 12C 125W 2.6GHz Processor | 2869
7X21CTOLWW | AWG7 | ThinkSystem U.2 PX04PMB 1.6TB Performance NVMe PCIe 3.0 x4 Hot Swap SSD | 3999
7X21CTOLWW | AX6D | Intel Xeon Gold 6130 16C 125W 2.1GHz Processor | 2999
7X21CTOLWW | AX6Q | Intel Xeon Gold 6138 20C 125W 2.0GHz Processor | 4099
7X21CTOLWW | AX71 | Intel Xeon Gold 6138T 20C 125W 2.0GHz Processor | 4349
7X21CTOLWW | AX72 | Intel Xeon Gold 6130T 16C 125W 2.1GHz Processor | 3129
7X21CTOLWW | AX7D | Intel Xeon Gold 5118 12C 105W 2.3GHz Processor | 2019
7X21CTOLWW | AX7E | Intel Xeon Gold 5120T 14C 105W 2.2GHz Processor | 2699
7X21CTOLWW | AX7F | Intel Xeon Gold 5119T 14C 85W 1.9GHz Processor | 2549
7X21CTOLWW | AXFS | VMware ESXi 6.0 U3 (factory installed) | 0
7X21CTOLWW | AXFT | VMware ESXi 6.5 U1 (factory installed) | 0
7X21CTOLWW | AXNZ | Intel Xeon Silver 4116 12C 85W 2.1GHz Processor | 1649
7X21CTOLWW | AXQV | Intel Xeon Silver 4109T 8C 70W 2.0GHz Processor | 949
7X21CTOLWW | AXQW | Intel Xeon Bronze 3106 8C 85W 1.7GHz Processor | 599
7X21CTOLWW | AXQY | Intel Xeon Silver 4110 8C 85W 2.1GHz Processor | 909
7X21CTOLWW | B0M3 | ThinkSystem SD530 Computing Node for GPU Tray | 2099
7X21CTOLWW | B0ML | Feature Enable TPM on MB | 0
7X21CTOLWW | B0MU | ThinkSystem SD530 GPU Tray | 1279
7X21CTOLWW | B0RJ | 10GBASE-LR SFP+Transceiver | 350
7X21CTOLWW | B0RK | ThinkSystem SD530 NVIDIA Tesla M10 | 4499
7X21CTOLWW | B0RL | Mellanox ConnectX-5 EDR IB/100GbE VPI Single-Port x16 PCIe 3.0 HCA | 1719
7X21CTOLWW | B0RM | Mellanox ConnectX-5 EDR IB VPI Dual-port x16 PCIe 3.0 HCA | 2059
7X21CTOLWW | B0SS | ThinkSystem SD530 430-8i SAS/SATA 12Gb Dense HBA Kit | 399
7X21CTOLWW | B0WX | ThinkSystem Mellanox ConnectX 4 PCIe FDR 1 Port QSFP VPI Adapter | 1169
7X21CTOLWW | B0WY | ThinkSystem Intel XXV710-DA2 10/25GbE SFP28 2-Port PCIe Ethernet Adapter | 529
7X21CTOLWW | B0YM | ThinkSystem 2.5" 2TB 7.2K SAS 12Gb Hot Swap 512e HDD FIPS | 1049
7X21CTOLWW | B0YS | ThinkSystem 2.5" 2.4TB 10K SAS 12Gb Hot Swap 512e HDD | 629
7X21CTOLWW | B0YV | ThinkSystem 2.5" 2.4TB 10K SAS 12Gb Hot Swap 512e HDD FIPS | 1299
7X21CTOLWW | B0Z0 | ThinkSystem 2.5" Intel S4500 960GB Entry SATA 6Gb Hot Swap SSD | 1219
7X21CTOLWW | B138 | Intel Xeon Silver 4116T 12C 85W 2.1GHz Processor | 1979
7X21CTOLWW | B139 | Intel Xeon Silver 4114T 10C 85W 2.2GHz Processor | 1369
7X21CTOLWW | B13L | ThinkSystem SD530 GPU Riser Module | 429
7X21CTOLWW | B173 | Companion Part for XClarity Controller Standard to Enterprise Upgrade in Factory | 0
7X21CTOLWW | B21R | ThinkSystem QLogic QL41262 10/25GbE SFP28 2-Port PCIe Ethernet Adapter | 409
7X21CTOLWW | B21W | ThinkSystem U.2 Toshiba CM5-V 800GB Mainstream NVMe PCIe 3.0 x4 Hot Swap SSD | 859
7X21CTOLWW | B21X | ThinkSystem U.2 Toshiba CM5-V 1.6TB Mainstream NVMe PCIe 3.0 x4 Hot Swap SSD | 3449
7X21CTOLWW | B21Y | ThinkSystem U.2 Toshiba CM5-V 3.2TB Mainstream NVMe PCIe 3.0 x4 Hot Swap SSD | 6999
7X21CTOLWW | B22J | 5m Intel OPA 100 Series Active Optical QSFP28 Low Power Cable | 809
7X21CTOLWW | B22K | 10m Intel OPA 100 Series Active Optical QSFP28 Low Power Cable | 829
7X21CTOLWW | B22L | 15m Intel OPA 100 Series Active Optical QSFP28 Low Power Cable | 839
7X21CTOLWW | B22M | 20m Intel OPA 100 Series Active Optical QSFP28 Low Power Cable | 849
7X21CTOLWW | B2UZ | Lenovo 1m 100G QSFP28 Active Optical Cable | 949
7X21CTOLWW | B2X4 | ThinkSystem 2.5" 5200 1.92TB Entry SATA 6Gb Hot Swap SSD | 899
7X21CTOLWW | B2X6 | ThinkSystem 2.5" 5200 7.68TB Entry SATA 6Gb Hot Swap SSD | 4999
7X21CTOLWW | B2XJ | ThinkSystem U.2 Toshiba CM5-V 6.4TB Mainstream NVMe PCIe 3.0 x4 Hot Swap SSD | 12829
7X21CTOLWW | B2ZJ | ThinkSystem U.2 Intel Optane P4800X 750GB Performance NVMe PCIe 3.0 x4 Hot Swap SSD | 7169
7X21CTOLWW | B306 | Mellanox QSA 100G to 25G Cable Adapter | 149
7X21CTOLWW | B30W | Custom MFG SVCS Fee - Medium Increment | 30
7X21CTOLWW | B30X | Custom MFG SVCS Fee - Large Increment | 300
7X21CTOLWW | B31C | ThinkSystem Mellanox ConnectX-5 Ex 25/40GbE 2-port Low-Latency Adapter | 1979
7X21CTOLWW | B31G | ThinkSystem QLogic QL41134 PCIe 10Gb 4-Port Base-T Ethernet Adapter | 799
7X21CTOLWW | B324 | ThinkSystem SD530 2.5" NVMe 4-Bay Backplane Kit | 250
7X21CTOLWW | B328 | Intel Xeon Gold 6126T 12C 125W 2.6GHz Processor | 2979
7X21CTOLWW | B32C | Intel Xeon Platinum 8160T 24C 150W 2.1GHz Processor | 9129
7X21CTOLWW | B34H | ThinkSystem 2.5" PM883 240GB Entry SATA 6Gb Hot Swap SSD | 219
7X21CTOLWW | B34J | ThinkSystem 2.5" PM883 480GB Entry SATA 6Gb Hot Swap SSD | 279
7X21CTOLWW | B34K | ThinkSystem 2.5" PM883 960GB Entry SATA 6Gb Hot Swap SSD | 449
7X21CTOLWW | B34L | ThinkSystem 2.5" PM883 1.92TB Entry SATA 6Gb Hot Swap SSD | 889
7X21CTOLWW | B34M | ThinkSystem 2.5" PM883 3.84TB Entry SATA 6Gb Hot Swap SSD | 1739
7X21CTOLWW | B34N | ThinkSystem U.2 PM983 1.92TB Entry NVMe PCIe 3.0 x4 Hot Swap SSD | 939
7X21CTOLWW | B34P | ThinkSystem U.2 PM983 3.84TB Entry NVMe PCIe 3.0 x4 Hot Swap SSD | 1839
7X21CTOLWW | B34S | ThinkSystem NVIDIA Tesla V100 32GB PCIe Passive GPU | 25819
7X21CTOLWW | B3RZ | Lenovo ThinkSystem SharedIO ConnectX-5 Adapter | 1899
7X21CTOLWW | B3S0 | Lenovo ThinkSystem SharedIO ConnectX-5 Auxiliary Card | 419
7X21CTOLWW | B3VW | VMware ESXi 6.5 U2 (Factory Installed) | 0
7X21CTOLWW | B3VX | VMware ESXi 6.7 (Factory Installed) | 0
7X21CTOLWW | B488 | ThinkSystem 2.5" 5200 240GB Mainstream SATA 6Gb Hot Swap SSD | 469
7X21CTOLWW | B48B | ThinkSystem 2.5" 5200 1.92TB Mainstream SATA 6Gb Hot Swap SSD | 2129
7X21CTOLWW | B48C | ThinkSystem 2.5" 5200 3.84TB Mainstream SATA 6Gb Hot Swap SSD | 4869
7X21CTOLWW | B498 | ThinkSystem 2.5" Intel S4510 240GB Entry SATA 6Gb Hot Swap SSD | 149
7X21CTOLWW | B499 | ThinkSystem 2.5" Intel S4510 480GB Entry SATA 6Gb Hot Swap SSD | 309
7X21CTOLWW | B49A | ThinkSystem 2.5" Intel S4510 960GB Entry SATA 6Gb Hot Swap SSD | 529
7X21CTOLWW | B49B | ThinkSystem 2.5" Intel S4510 1.92TB Entry SATA 6Gb Hot Swap SSD | 1049
7X21CTOLWW | B49C | ThinkSystem 2.5" Intel S4510 3.84TB Entry SATA 6Gb Hot Swap SSD | 1979
7X21CTOLWW | B49L | ThinkSystem 2.5" Intel S4610 240GB Mainstream SATA 6Gb Hot Swap SSD | 399
7X21CTOLWW | B49M | ThinkSystem 2.5" Intel S4610 480GB Mainstream SATA 6Gb Hot Swap SSD | 479
7X21CTOLWW | B49N | ThinkSystem 2.5" Intel S4610 960GB Mainstream SATA 6Gb Hot Swap SSD | 699
7X21CTOLWW | B49P | ThinkSystem 2.5" Intel S4610 1.92TB Mainstream SATA 6Gb Hot Swap SSD | 1289
7X21CTOLWW | B4A2 | ThinkSystem 2.5" PM1645 3.2TB Mainstream SAS 12Gb Hot Swap SSD | 2579
7X21CTOLWW | B4A7 | ThinkSystem 2.5" PM1643 3.84TB Capacity SAS 12Gb Hot Swap SSD | 2579
7X21CTOLWW | B4D2 | ThinkSystem 2.5" PM883 7.68TB Entry SATA 6Gb Hot Swap SSD | 3379
7X21CTOLWW | B4D3 | ThinkSystem U.2 PM983 7.68TB Entry NVMe PCIe3.0 x4 Hot Swap SSD | 4999
7X21CTOLWW | B4H1 | ThinkSystem 8GB TruDDR4 2933MHz (1Rx8 1.2V) RDIMM | 219
7X21CTOLWW | B4H2 | ThinkSystem 16GB TruDDR4 2933MHz (2Rx8 1.2V) RDIMM | 319
7X21CTOLWW | B4H3 | ThinkSystem 32GB TruDDR4 2933MHz (2Rx4 1.2V) RDIMM | 619
7X21CTOLWW | B4H4 | ThinkSystem 64GB TruDDR4 2933MHz (2Rx4 1.2V) RDIMM | 1279
7X21CTOLWW | B4H7 | Intel Xeon Platinum 8280 28C 205W 2.7GHz Processor | 18089
7X21CTOLWW | B4H8 | Intel Xeon Platinum 8276 28C 165W 2.2GHz Processor | 15099
7X21CTOLWW | B4H9 | Intel Xeon Platinum 8270 26C 205W 2.7GHz Processor | 12739
7X21CTOLWW | B4HA | Intel Xeon Platinum 8268 24C 205W 2.9GHz Processor | 10929
7X21CTOLWW | B4HB | Intel Xeon Platinum 8260 24C 165W 2.4GHz Processor | 8159
7X21CTOLWW | B4HC | Intel Xeon Gold 6252 24C 150W 2.1GHz Processor | 5909
7X21CTOLWW | B4HD | Intel Xeon Gold 6254 18C 200W 3.1GHz Processor | 6065
7X21CTOLWW | B4HE | Intel Xeon Gold 6248 20C 150W 2.5GHz Processor | 5049
7X21CTOLWW | B4HF | Intel Xeon Gold 6244 8C 150W 3.6GHz Processor | 4699
7X21CTOLWW | B4HG | Intel Xeon Gold 6242 16C 150W 2.8GHz Processor | 4419
7X21CTOLWW | B4HH | Intel Xeon Gold 6240 18C 150W 2.6GHz Processor | 3819
7X21CTOLWW | B4HJ | Intel Xeon Gold 6230 20C 125W 2.1GHz Processor | 3099
7X21CTOLWW | B4HK | Intel Xeon Gold 5220 18C 125W 2.2GHz Processor | 2599
7X21CTOLWW | B4HL | Intel Xeon Gold 5218 16C 125W 2.3GHz Processor | 2019
7X21CTOLWW | B4HM | Intel Xeon Gold 5217 8C 115W 3.0GHz Processor | 2659
7X21CTOLWW | B4HN | Intel Xeon Gold 5215 10C 85W 2.5GHz Processor | 2019
7X21CTOLWW | B4HP | Intel Xeon Silver 4216 16C 100W 2.1GHz Processor | 1649
7X21CTOLWW | B4HQ | Intel Xeon Silver 4215 8C 85W 2.5GHz Processor | 1399
7X21CTOLWW | B4HR | Intel Xeon Silver 4214 12C 85W 2.2GHz Processor | 1169
7X21CTOLWW | B4HS | Intel Xeon Silver 4210 10C 85W 2.2GHz Processor | 859
7X21CTOLWW | B4HT | Intel Xeon Silver 4208 8C 85W 2.1GHz Processor | 799
7X21CTOLWW | B4HU | Intel Xeon Bronze 3204 6C 85W 1.9GHz Processor | 439
7X21CTOLWW | B4LT | ThinkSystem SD530 CLX Computing Node | 2100
7X21CTOLWW | B4LU | ThinkSystem SD530 CLX Computing Node for GPU Tray | 2100
7X21CTOLWW | B4LV | ThinkSystem 128GB TruDDR4 2666MHz (1.2V) Intel Optane DC Persistent Memory | 1089
7X21CTOLWW | B4LW | ThinkSystem 256GB TruDDR4 2666MHz (1.2V) Intel Optane DC Persistent Memory | 4689
7X21CTOLWW | B4LX | ThinkSystem 512GB TruDDR4 2666MHz (1.2V) Intel Optane DC Persistent Memory | 18319
7X21CTOLWW | B4LY | ThinkSystem 16GB TruDDR4 2933 MHz (1Rx4 1.2V) RDIMM | 289
7X21CTOLWW | B4NU | Intel Xeon Platinum 8260Y 24/20/16C 165W 2.4GHz Processor | 9799
7X21CTOLWW | B4NV | Intel Xeon Gold 6240Y 18/14/8C 150W 2.6GHz Processor | 5345
7X21CTOLWW | B4NW | Intel Xeon Silver 4214Y 12/10/8C 85W 2.2GHz Processor | 1519
7X21CTOLWW | B4P2 | Intel Xeon Gold 6238T 22C 125W 1.9GHz Processor | 4349
7X21CTOLWW | B4P3 | Intel Xeon Gold 5218T 16C 105W 2.1GHz Processor | 2399
7X21CTOLWW | B4P4 | Intel Xeon Silver 4209T 8C 70W 2.2GHz Processor | 929
7X21CTOLWW | B4P5 | Intel Xeon Platinum 8280L 28C 205W 2.7GHz Processor | 29099
7X21CTOLWW | B4P6 | Intel Xeon Platinum 8276L 28C 165W 2.2GHz Processor | 26689
7X21CTOLWW | B4P7 | Intel Xeon Platinum 8260L 24C 165W 2.4GHz Processor | 19249
7X21CTOLWW | B4P9 | Intel Xeon Gold 5215L 10C 85W 2.5GHz Processor | 17019
7X21CTOLWW | B4QQ | 0.5m Mellanox HDR IB Passive Copper QSFP56 Cable | 299
7X21CTOLWW | B4QR | 1m Mellanox HDR IB Passive Copper QSFP56 Cable | 399
7X21CTOLWW | B4QS | 1.5m Mellanox HDR IB Passive Copper QSFP56 Cable | 449
7X21CTOLWW | B4QT | 2m Mellanox HDR IB Passive Copper QSFP56 Cable | 499
7X21CTOLWW | B4QW | 3m Mellanox HDR IB Active Optical QSFP56 Cable | 2099
7X21CTOLWW | B4QX | 5m Mellanox HDR IB Active Optical QSFP56 Cable | 2149
7X21CTOLWW | B4QY | 10m Mellanox HDR IB Active Optical QSFP56 Cable | 2199
7X21CTOLWW | B4QZ | 15m Mellanox HDR IB Active Optical QSFP56 Cable | 2249
7X21CTOLWW | B4R0 | 20m Mellanox HDR IB Active Optical QSFP56 Cable | 2299
7X21CTOLWW | B4R1 | 1m Mellanox HDR IB to 2x HDR100 Splitter Passive Copper QSFP56 Cable | 399
7X21CTOLWW | B4R2 | 1.5m Mellanox HDR IB to 2x HDR100 Splitter Passive Copper QSFP56 Cable | 449
7X21CTOLWW | B4R4 | 3m Mellanox HDR IB to 2x HDR100 Splitter Optical QSFP56 Cable | 2799
7X21CTOLWW | B4R5 | 5m Mellanox HDR IB to 2x HDR100 Splitter Optical QSFP56 Cable | 2899
7X21CTOLWW | B4R6 | 10m Mellanox HDR IB to 2x HDR100 Splitter Optical QSFP56 Cable | 2999
7X21CTOLWW | B4R7 | 15m Mellanox HDR IB to 2x HDR100 Splitter Optical QSFP56 Cable | 3199
7X21CTOLWW | B4R8 | 20m Mellanox HDR IB to 2x HDR100 Splitter Optical QSFP56 Cable | 3299
7X21CTOLWW | B4R9 | ThinkSystem Mellanox ConnectX-6 HDR100/100GbE QSFP56 1-port PCIe VPI Adapter | 1779
7X21CTOLWW | B4RA | ThinkSystem Mellanox ConnectX-6 HDR100/100GbE QSFP56 2-port PCIe VPI Adapter | 2099
7X21CTOLWW | B4XA | VMware ESXi 6.7 U1 (Factory Installed) | 0
7X21CTOLWW | B4Y4 | ThinkSystem 2.5" SS530 400GB Performance SAS 12Gb Hot Swap SSD | 1479
7X21CTOLWW | B4Y5 | ThinkSystem 2.5" SS530 800GB Performance SAS 12Gb Hot Swap SSD | 2299
7X21CTOLWW | B4Y7 | ThinkSystem 2.5" SS530 3.2TB Performance SAS 12Gb Hot Swap SSD | 7859
7X21CTOLWW | B528 | Intel Optane DC Persistent Memory - Memory Mode only | 0
7X21CTOLWW | B529 | Intel Optane DC Persistent Memory - App Direct Mode only | 0
7X21CTOLWW | B52A | Intel Optane DC Persistent Memory - Mixed Memory Mode | 0
7X21CTOLWW | B587 | ThinkSystem 128GB TruDDR4 2933MHz (4Rx4 1.2V) 3DS RDIMM | 3399
7X21CTOLWW | B58F | ThinkSystem U.2 Intel P4510 1.0TB Entry NVMe PCIe3.0 x4 Hot Swap SSD | 539
7X21CTOLWW | B58G | ThinkSystem U.2 Intel P4510 2.0TB Entry NVMe PCIe3.0 x4 Hot Swap SSD | 1459
7X21CTOLWW | B5RY | Intel Xeon Gold 6230N 20C 125W 2.3GHz Processor | 3239
7X21CTOLWW | B5RZ | Intel Xeon Platinum 8253 16C 125W 2.2GHz Processor | 5299
7X21CTOLWW | B5S0 | Intel Xeon Gold 5218N 16C 110W 2.3GHz Processor | 2625
7X21CTOLWW | B5S1 | Intel Xeon Gold 5222 4C 105W 3.8GHz Processor | 1999
7X21CTOLWW | B5S2 | Intel Xeon Platinum 8256 4C 105W 3.8GHz Processor | 12099
7X21CTOLWW | B5SX | ThinkSystem Emulex LPe35000 32Gb 1-port PCIe Fibre Channel Adapter | 1739
7X21CTOLWW | B5SY | ThinkSystem Emulex LPe35002 32Gb 2-port PCIe Fibre Channel Adapter | 2599
7X21CTOLWW | B5XZ | ThinkSystem Mellanox Innova-2 ConnectX-5 FPGA 25GbE 2-port Adapter | 5379
7X21CTOLWW | B68K | 30m Mellanox HDR IB to 2x HDR100 Splitter Optical QSFP56 Cable | 3499
7X21CTOLWW | B68L | 2m Mellanox HDR IB to 2x HDR100 Splitter Passive Copper QSFP56 Cable | 499
7X21CTOLWW | B68M | 100m Mellanox HDR IB Optical QSFP56 Cable | 5099
7X21CTOLWW | B68N | 50m Mellanox HDR IB Optical QSFP56 Cable | 3699
7X21CTOLWW | B68P | 30m Mellanox HDR IB Optical QSFP56 Cable | 2399
7X21CTOLWW | B6BS | Intel Xeon Gold 5218B 16C 125W 2.3GHz Processor | 2019
7X21CTOLWW | B6CJ | Intel Xeon Gold 6238 22C 140W 2.1GHz Processor | 4799
7X21CTOLWW | B6CK | Intel Xeon Gold 6234 8C 130W 3.3GHz Processor | 3999
7X21CTOLWW | B6CL | Intel Xeon Gold 6226 12C 125W 2.7GHz Processor | 3299
7X21CTOLWW | B6CP | Intel Xeon Gold 6230T 20C 125W 2.1GHz Processor | 3599
7X21CTOLWW | B6CQ | Intel Xeon Gold 5220T 18C 105W 1.9GHz Processor | 3199
7X21CTOLWW | B6CR | Intel Xeon Gold 6238L 22C 140W 2.1GHz Processor | 14599
7X21CTOLWW | B6CS | Intel Xeon Gold 6240L 18C 150W 2.6GHz Processor | 14299
7X21CTOLWW | B6CT | Intel Xeon Gold 6252N 24C 150W 2.3GHz Processor | 7699
7X21CTOLWW | B6CU | Intel Xeon Gold 6262V 24C 135W 1.9GHz Processor | 5399
7X21CTOLWW | B6CV | Intel Xeon Gold 6222V 20C 115W 1.8GHz Processor | 2999
7X21CTOLWW | B6CW | Intel Xeon Gold 5220S 18C 125W 2.7GHz Processor | 3699
7X21CTOLWW | B6K4 | ThinkSystem U.2 CM5-R 3.84TB Entry NVMe PCIe 3.0 x4 Hot Swap SSD SED | 3499
7X21CTOLWW | B6PD | Intel Xeon Gold 6246 12C 165W 3.3GHz Processor | 5999
7X21CTOLWW | B6U0 | VMware ESXi 6.5 U3 (factory installed) | 0
7X21CTOLWW | B6U1 | VMware ESXi 6.7 U2 (factory installed) | 0
7X21CTOLWW | B7EW | ThinkSystem 2.5" 5210 1.92TB Entry SATA 6Gb Hot Swap QLC SSD | 759
7X21CTOLWW | B7EX | ThinkSystem 2.5" 5210 3.84TB Entry SATA 6Gb Hot Swap QLC SSD | 1489
7X21CTOLWW | B7EY | ThinkSystem 2.5" 5210 7.68TB Entry SATA 6Gb Hot Swap QLC SSD | 2779
7X21CTOLWW | B7N3 | Intel Xeon Bronze 3206R 8C 85W 1.9GHz Processor | 559
7X21CTOLWW | B7N5 | Intel Xeon Silver 4210R 10C 100W 2.4GHz Processor | 899
7X21CTOLWW | B7N6 | Intel Xeon Silver 4214R 12C 100W 2.4GHz Processor | 1259
7X21CTOLWW | B7N9 | Intel Xeon Gold 5220R 24C 150W 2.2GHz Processor | 2739
7X21CTOLWW | B88T | VMware ESXi 6.7 U3 (factory installed) | 0
7X21CTOLWW | B8HP | ThinkSystem 2.5" 5300 960GB Entry SATA 6Gb Hot Swap SSD | 489
7X21CTOLWW | B8HS | ThinkSystem M.2 5300 240GB SATA 6Gbps Non-Hot Swap SSD | 359
7X21CTOLWW | B8HU | ThinkSystem 2.5" PM1645a 800GB Mainstream SAS 12Gb Hot Swap SSD | 819
7X21CTOLWW | B8HV | ThinkSystem 2.5" 5300 240GB Entry SATA 6Gb Hot Swap SSD | 359
7X21CTOLWW | B8HW | ThinkSystem HHHL PM1735 3.2TB Mainstream NVMe PCIe4.0 x8 Flash Adapter | 3179
7X21CTOLWW | B8HY | ThinkSystem 2.5" 5300 480GB Mainstream SATA 6Gb Hot Swap SSD | 429
7X21CTOLWW | B8J1 | ThinkSystem 2.5" 5300 240GB Mainstream SATA 6Gb Hot Swap SSD | 409
7X21CTOLWW | B8J2 | ThinkSystem 2.5" 5300 7.68TB Entry SATA 6Gb Hot Swap SSD | 3649
7X21CTOLWW | B8J4 | ThinkSystem 2.5" PM1645a 1.6TB Mainstream SAS 12Gb Hot Swap SSD | 1379
7X21CTOLWW | B8J5 | ThinkSystem 2.5" 5300 1.92TB Entry SATA 6Gb Hot Swap SSD | 939
7X21CTOLWW | B8J6 | ThinkSystem 2.5" 5300 960GB Mainstream SATA 6Gb Hot Swap SSD | 729
7X21CTOLWW | B8J7 | ThinkSystem 2.5" 5300 3.84TB Mainstream SATA 6Gb Hot Swap SSD | 2179
7X21CTOLWW | B8JA | ThinkSystem 2.5" PM1645a 6.4TB Mainstream SAS 12Gb Hot Swap SSD | 6049
7X21CTOLWW | B8JD | ThinkSystem 2.5" PM1645a 3.2TB Mainstream SAS 12Gb Hot Swap SSD | 2579
7X21CTOLWW | B8JE | ThinkSystem 2.5" 5300 1.92TB Mainstream SATA 6Gb Hot Swap SSD | 1279
7X21CTOLWW | B8JH | ThinkSystem HHHL PM1735 1.6TB Mainstream NVMe PCIe4.0 x8 Flash Adapter | 1799
7X21CTOLWW | B8JM | ThinkSystem 2.5" 5300 480GB Entry SATA 6Gb Hot Swap SSD | 309
7X21CTOLWW | B8JP | ThinkSystem 2.5" 5300 3.84TB Entry SATA 6Gb Hot Swap SSD | 1789
7X21CTOLWW | B919 | ThinkSystem M.2 5300 480GB SATA 6Gbps Non-Hot Swap SSD | 369
7X21CTOLWW | B91A | ThinkSystem 2.5" PM1643a 960GB Entry SAS 12Gb Hot Swap SSD | 819
7X21CTOLWW | B91B | ThinkSystem 2.5" PM1643a 1.92TB Entry SAS 12Gb Hot Swap SSD | 1379
7X21CTOLWW | B91C | ThinkSystem 2.5" PM1643a 3.84TB Entry SAS 12Gb Hot Swap SSD | 2579
7X21CTOLWW | B91D | ThinkSystem 2.5" PM1643a 7.68TB Entry SAS 12Gb Hot Swap SSD | 5019
7X21CTOLWW | B93K | ThinkSystem 2.5" 5300 1.92TB Mainstream SATA 6Gb Hot Swap SSD SED | 1449
7X21CTOLWW | B93L | ThinkSystem 2.5" 5300 3.84TB Entry SATA 6Gb Hot Swap SSD SED | 1739
7X21CTOLWW | B93M | ThinkSystem 2.5" 5300 7.68TB Entry SATA 6Gb Hot Swap SSD SED | 3159
7X21CTOLWW | B96L | ThinkSystem U.2 Intel Optane P4800X 1.5TB Performance NVMe PCIe 3.0 x4 Hot Swap SSD 60DWPD | 14769
7X21CTOLWW | B96M | ThinkSystem HHHL PM1735 6.4TB Mainstream NVMe PCIe4.0 x4 Flash Adapter | 5579
7X21CTOLWW | B96P | ThinkSystem U.3 Kioxia CM6-V 6.4TB Mainstream NVMe PCIe4.0 x4 Hot Swap SSD | 6789
7X21CTOLWW | B96T | ThinkSystem U.3 Kioxia CM6-V 3.2TB Mainstream NVMe PCIe4.0 x4 Hot Swap SSD | 3459
7X21CTOLWW | B96Z | ThinkSystem U.3 Kioxia CM6-V 1.6TB Mainstream NVMe PCIe4.0 x4 Hot Swap SSD | 1919
7X21CTOLWW | BAZL | Intel Xeon Gold 6238R 28C 165W 2.2GHz Processor | 4599
7X21CTOLWW | BAZM | Intel Xeon Gold 6240R 24C 165W 2.4GHz Processor | 3859
7X21CTOLWW | BAZQ | Intel Xeon Gold 6248R 24C 205W 3.0GHz Processor | 4739
7X21CTOLWW | BAZR | Intel Xeon Gold 6258R 28C 205W 2.7GHz Processor | 6839
7X21CTOLWW | BAZS | Intel Xeon Gold 5218R 20C 125W 2.1GHz Processor | 2259
7X21CTOLWW | BAZU | Intel Xeon Silver 4215R 8C 130W 3.2GHz Processor | 1429
7X21CTOLWW | BAZW | Intel Xeon Gold 6226R 16C 150W 2.9GHz Processor | 2289
7X21CTOLWW | BAZX | Intel Xeon Gold 6230R 26C 150W 2.1GHz Processor | 3349
7X21CTOLWW | BB0P | Intel Transparent Supply Chain. Lenovo has paired our industry leading supply chain with Intel's innovative Transparent Supply Chain program to add a layer of protection to your data center and bring peace of mind that the server hardware you bring into ... | 0
7X21CTOLWW | BBZG | VMware ESXi 7.0 (Factory Installed) | 2
7X21CTOLWW | BC4R | ThinkSystem 2.5" PM1643a 15.36TB Entry SAS 12Gb Hot Swap SSD | 10029
7X21CTOLWW | BCFR | ThinkSystem U.2 Intel P5600 3.2TB Mainstream NVMe PCIe 4.0 x4 Hot Swap SSD | 3829
7X21CTOLWW | BCFS | ThinkSystem U.2 Intel P5600 6.4TB Mainstream NVMe PCIe 4.0 x4 Hot Swap SSD | 7639
7X21CTOLWW | BCFT | ThinkSystem U.2 Intel P5500 1.92TB Entry NVMe PCIe 4.0 x4 Hot Swap SSD | 1479
7X21CTOLWW | BCFU | ThinkSystem U.2 Intel P5500 7.68TB Entry NVMe PCIe 4.0 x4 Hot Swap SSD | 5359
7X21CTOLWW | BCFV | ThinkSystem U.2 Intel P5600 1.6TB Mainstream NVMe PCIe 4.0 x4 Hot Swap SSD | 1919
7X21CTOLWW | BCFW | ThinkSystem U.2 Intel P5500 3.84TB Entry NVMe PCIe 4.0 x4 Hot Swap SSD | 2689
7X21CTOLWW | BCGJ | ThinkSystem HHHL Kioxia CM5-V 1.6TB Mainstream NVMe PCIe3.0 x4 Flash Adapter | 2279
7X21CTOLWW | BCGK | ThinkSystem HHHL Kioxia CM5-V 3.2TB Mainstream NVMe PCIe3.0 x4 Flash Adapter | 4129
7X21CTOLWW | BCGL | ThinkSystem HHHL Kioxia CM5-V 6.4TB Mainstream NVMe PCIe3.0 x4 Flash Adapter | 7879
7X21CTOLWW | BCTC | ThinkSystem 2.5" Multi Vendor 240GB Entry SATA 6Gb Hot Swap SSD | 219
7X21CTOLWW | BCTD | ThinkSystem 2.5" Multi Vendor 480GB Entry SATA 6Gb Hot Swap SSD | 219
7X21CTOLWW | BCTE | ThinkSystem 2.5" Multi Vendor 960GB Entry SATA 6Gb Hot Swap SSD | 659
7X21CTOLWW | BCTF | ThinkSystem 2.5" Multi Vendor 1.92TB Entry SATA 6Gb Hot Swap SSD | 1289
7X21CTOLWW | BCTG | ThinkSystem 2.5" Multi Vendor 3.84TB Entry SATA 6Gb Hot Swap SSD | 1259
7X21CTOLWW | BE03 | ThinkSystem U.3 Kioxia CM6-V 800GB Mainstream NVMe PCIe 4.0 x4 Hot Swap SSD | 1439
7X21CTOLWW | BE29 | ThinkSystem 2.5" 5300 960GB Entry SATA 6Gb Hot Swap SSD SED | 579
7X21CTOLWW | BE5E | VMware ESXi 7.0 U1 (Factory Installed) | 0
7X21CTOLWW | BFYB | Operating mode selection for: "Maximum Performance Mode" | 0
7X21CTOLWW | BFYC | Operating mode selection for: "Minimal Power Mode" | 0
7X21CTOLWW | BFYD | Operating mode selection for: "Efficiency Favoring Power Savings Mode" | 0
7X21CTOLWW | BFYE | Operating mode selection for: "Efficiency - Favoring Performance Mode" | 0
7X21CTOLWW | BHSR | VMware ESXi 7.0 U2 (Factory Installed) | 0
7X22CTO1WW | 747 | UID Asset Tag Label | 20
7X22CTO1WW | 2306 | Integration >1U Component | 125
7X22CTO1WW | 2321 | Custom MFG SVCS Fee - Small Increment | 3
7X22CTO1WW | 3701 | 5m LC-LC Fiber Cable (networking) | 129
7X22CTO1WW | 3702 | 25m LC-LC Fiber Cable (networking) | 189
7X22CTO1WW | 5053 | SFP+ SR Transceiver | 699
7X22CTO1WW | 6201 | 1.5m, 10A/100-250V, C13 to IEC 320-C14 Rack Power Cable | 19
7X22CTO1WW | 6204 | 2.8m, 10A/100-250V, C13 to IEC 320-C20 Rack Power Cable | 19
7X22CTO1WW | 6263 | 4.3m, 10A/100-250V, C13 to IEC 320-C14 Rack Power Cable | 19
7X22CTO1WW | 6311 | 2.8m, 10A/100-250V, C13 to IEC 320-C14 Rack Power Cable | 9
7X22CTO1WW | 6373 | 4.3m, 10A/250V, C13 to NEMA 6-15P (US) Line Cord | 15
7X22CTO1WW | 6400 | 2.8m, 13A/100-250V, C13 to C14 Jumper Cord | 9
7X22CTO1WW | 6401 | 2.8m, 13A/120V, C13 to NEMA 5-15P (US) Line Cord | 29
7X22CTO1WW | 6570 | 2.0m, 13A/100-250V, C13 to C14 Jumper Cord | 19
7X22CTO1WW | 6583 | 4.3m, 13A/100-250V, C13 to C14 Rack Power Cable | 19
7X22CTO1WW | 7831 | Customer Solution Center Services | 0
7X22CTO1WW | 8034 | LeSI Solution Component | 0
7X22CTO1WW | 8067 | TAA Compliant Order | 0
7X22CTO1WW | 8072 | General Racking Solution | 0
7X22CTO1WW | 8086 | No Publications Selected | 0
7X22CTO1WW | 8971 | Integrate in manufacturing | 0
7X22CTO1WW | 8972 | Ship Uninstalled (Safety) | 0
7X22CTO1WW | A102 | Advanced Grouping | 0
7X22CTO1WW | A103 | System x Cluster Upgrade | 0
7X22CTO1WW | A193 | Integrated Solutions | 0
7X22CTO1WW | A1PJ | 3m Passive DAC SFP+ Cable | 89
7X22CTO1WW | A1RF | 2.8m, 10A/250V, C13 to NEMA 6-15P Line Cord | 15
7X22CTO1WW | A2N6 | Chassis Not Integrated With Planar | 0
7X22CTO1WW | A2X0 | No Power Cord Validation | 0
7X22CTO1WW | A4VP | 1.0m, 10A/100-250V, C13 to IEC 320-C14 Rack Power Cable | 19
7X22CTO1WW | A51N | 1.5m Passive DAC SFP+ Cable | 89
7X22CTO1WW | A51P | 2m Passive DAC SFP+ Cable | 89
7X22CTO1WW | ASR5 | Lenovo 0.5m LC-LC OM3 MMF Cable | 24
7X22CTO1WW | ASR6 | Lenovo 1m LC-LC OM3 MMF Cable | 24
7X22CTO1WW | ASR7 | Lenovo 3m LC-LC OM3 MMF Cable | 24
7X22CTO1WW | ASR8 | Lenovo 5m LC-LC OM3 MMF Cable | 29
7X22CTO1WW | ASR9 | Lenovo 10m LC-LC OM3 MMF Cable | 39
7X22CTO1WW | ASRA | Lenovo 15m LC-LC OM3 MMF Cable | 45
7X22CTO1WW | ASRB | Lenovo 25m LC-LC OM3 MMF Cable | 54
7X22CTO1WW | ASRC | Lenovo 30m LC-LC OM3 MMF Cable | 64
7X22CTO1WW | AUXM | ThinkSystem D2 Enclosure | 860
7X22CTO1WW | AUY7 | ThinkSystem D2 8-slot x8 Shuttle ASM | 1799
7X22CTO1WW | AUY8 | ThinkSystem D2 4-slot x16 Shuttle | 1879
7X22CTO1WW | AUY9 | ThinkSystem D2 10Gb 8 port EIOM SFP+ | 689
7X22CTO1WW | AUYA | ThinkSystem D2 10Gb 8 port EIOM Base T RJ45 | 1049
7X22CTO1WW | AUYC | ThinkSystem D2 Slide Rail | 129
7X22CTO1WW | AUYD | ThinkSystem D2 CMA (Cable Management Arm) | 65
7X22CTO1WW | AUYE | ThinkSystem D2 Rack Shipping Bracket-Front for Rack | 65
7X22CTO1WW | AUZ0 | ThinkSystem D2 1100W Platinum PSU | 499
7X22CTO1WW | AUZ1 | ThinkSystem D2 1600W Platinum PSU | 549
7X22CTO1WW | AUZ2 | ThinkSystem D2 2000W Platinum PSU | 699
7X22CTO1WW | AVFQ | 0.75m Green Cat5e Cable | 15
7X22CTO1WW | AVFR | 1.0m Green Cat5e Cable | 19
7X22CTO1WW | AVFS | 1.25m Green Cat5e Cable | 19
7X22CTO1WW | AVFT | 0.75m Blue Cat5e Cable | 15
7X22CTO1WW | AVFU | 1.0m Blue Cat5e Cable | 19
7X22CTO1WW | AVFV | 1.25m Blue Cat5e Cable | 19
7X22CTO1WW | AVFW | 0.75m Green Cat6 Cable | 19
7X22CTO1WW | AVFX | 1.0m Green Cat6 Cable | 19
7X22CTO1WW | AVFY | 1.25m Green Cat6 Cable | 19
7X22CTO1WW | AVFZ | 1.5m Green Cat6 Cable | 19
7X22CTO1WW | AVG0 | 3m Green Cat6 Cable | 25
7X22CTO1WW | AX8A | 4.3m, 13A/120V, C13 to NEMA 5-15P (US) Line Cord | 19
7X22CTO1WW | AXKS | ThinkSystem Dual Ethernet Port SMM | 329
7X22CTO1WW | B0N4 | 2.0m, 10A/100-250V, C13 to IEC 320-C14 Rack Power Cable | 29
7X22CTO1WW | B30W | Custom MFG SVCS Fee - Medium Increment | 30
7X22CTO1WW | B30X | Custom MFG SVCS Fee - Large Increment | 300
7X22CTOLWW | 747 | UID Asset Tag Label | 20
7X22CTOLWW | 2306 | Integration >1U Component | 125
7X22CTOLWW | 2321 | Custom MFG SVCS Fee - Small Increment | 3
7X22CTOLWW | 3701 | 5m LC-LC Fiber Cable (networking) | 129
7X22CTOLWW | 3702 | 25m LC-LC Fiber Cable (networking) | 189
7X22CTOLWW | 5053 | SFP+ SR Transceiver | 699
7X22CTOLWW | 6201 | 1.5m, 10A/100-250V, C13 to IEC 320-C14 Rack Power Cable | 19
7X22CTOLWW | 6204 | 2.8m, 10A/100-250V, C13 to IEC 320-C20 Rack Power Cable | 19
7X22CTOLWW | 6263 | 4.3m, 10A/100-250V, C13 to IEC 320-C14 Rack Power Cable | 19
7X22CTOLWW | 6311 | 2.8m, 10A/100-250V, C13 to IEC 320-C14 Rack Power Cable | 9
7X22CTOLWW | 6373 | 4.3m, 10A/250V, C13 to NEMA 6-15P (US) Line Cord | 15
7X22CTOLWW | 6400 | 2.8m, 13A/100-250V, C13 to C14 Jumper Cord | 9
7X22CTOLWW | 6401 | 2.8m, 13A/120V, C13 to NEMA 5-15P (US) Line Cord | 29
7X22CTOLWW | 6570 | 2.0m, 13A/100-250V, C13 to C14 Jumper Cord | 19
7X22CTOLWW | 6583 | 4.3m, 13A/100-250V, C13 to C14 Rack Power Cable | 19
7X22CTOLWW | 7831 | Customer Solution Center Services | 0
7X22CTOLWW | 8034 | LeSI Solution Component | 0
7X22CTOLWW | 8067 | TAA Compliant Order | 0
7X22CTOLWW | 8072 | General Racking Solution | 0
7X22CTOLWW | 8086 | No Publications Selected | 0
7X22CTOLWW | 8971 | Integrate in manufacturing | 0
7X22CTOLWW | 8972 | Ship Uninstalled (Safety) | 0
7X22CTOLWW | A102 | Advanced Grouping | 0
7X22CTOLWW | A103 | System x Cluster Upgrade | 0
7X22CTOLWW | A193 | Integrated Solutions | 0
7X22CTOLWW | A1PJ | 3m Passive DAC SFP+ Cable | 89
7X22CTOLWW | A1RF | 2.8m, 10A/250V, C13 to NEMA 6-15P Line Cord | 15
7X22CTOLWW | A2N6 | Chassis Not Integrated With Planar | 0
7X22CTOLWW | A2X0 | No Power Cord Validation | 0
7X22CTOLWW | A4VP | 1.0m, 10A/100-250V, C13 to IEC 320-C14 Rack Power Cable | 19
7X22CTOLWW | A51N | 1.5m Passive DAC SFP+ Cable | 89
7X22CTOLWW | A51P | 2m Passive DAC SFP+ Cable | 89
7X22CTOLWW | ASR5 | Lenovo 0.5m LC-LC OM3 MMF Cable | 24
7X22CTOLWW | ASR6 | Lenovo 1m LC-LC OM3 MMF Cable | 24
7X22CTOLWW | ASR7 | Lenovo 3m LC-LC OM3 MMF Cable | 24
7X22CTOLWW | ASR8 | Lenovo 5m LC-LC OM3 MMF Cable | 29
7X22CTOLWW | ASR9 | Lenovo 10m LC-LC OM3 MMF Cable | 39
7X22CTOLWW | ASRA | Lenovo 15m LC-LC OM3 MMF Cable | 45
7X22CTOLWW | ASRB | Lenovo 25m LC-LC OM3 MMF Cable | 54
7X22CTOLWW | ASRC | Lenovo 30m LC-LC OM3 MMF Cable | 64
7X22CTOLWW | AUXM | ThinkSystem D2 Enclosure | 860
7X22CTOLWW | AUY7 | ThinkSystem D2 8-slot x8 Shuttle ASM | 1799
7X22CTOLWW | AUY8 | ThinkSystem D2 4-slot x16 Shuttle | 1879
7X22CTOLWW | AUY9 | ThinkSystem D2 10Gb 8 port EIOM SFP+ | 689
7X22CTOLWW | AUYA | ThinkSystem D2 10Gb 8 port EIOM Base T RJ45 | 1049
7X22CTOLWW | AUYC | ThinkSystem D2 Slide Rail | 129
7X22CTOLWW | AUYD | ThinkSystem D2 CMA (Cable Management Arm) | 65
7X22CTOLWW | AUYE | ThinkSystem D2 Rack Shipping Bracket-Front for Rack | 65
7X22CTOLWW | AUZ0 | ThinkSystem D2 1100W Platinum PSU | 499
7X22CTOLWW | AUZ1 | ThinkSystem D2 1600W Platinum PSU | 549
7X22CTOLWW | AUZ2 | ThinkSystem D2 2000W Platinum PSU | 699
7X22CTOLWW | AVFQ | 0.75m Green Cat5e Cable | 15
7X22CTOLWW | AVFR | 1.0m Green Cat5e Cable | 19
7X22CTOLWW | AVFS | 1.25m Green Cat5e Cable | 19
7X22CTOLWW | AVFT | 0.75m Blue Cat5e Cable | 15
7X22CTOLWW | AVFU | 1.0m Blue Cat5e Cable | 19
7X22CTOLWW | AVFV | 1.25m Blue Cat5e Cable | 19
7X22CTOLWW | AVFW | 0.75m Green Cat6 Cable | 19
7X22CTOLWW | AVFX | 1.0m Green Cat6 Cable | 19
7X22CTOLWW | AVFY | 1.25m Green Cat6 Cable | 19
7X22CTOLWW | AVFZ | 1.5m Green Cat6 Cable | 19
7X22CTOLWW | AVG0 | 3m Green Cat6 Cable | 25
7X22CTOLWW | AX8A | 4.3m, 13A/120V, C13 to NEMA 5-15P (US) Line Cord | 19
7X22CTOLWW | AXKS | ThinkSystem Dual Ethernet Port SMM | 329
7X22CTOLWW | B0N4 | 2.0m, 10A/100-250V, C13 to IEC 320-C14 Rack Power Cable | 29
7X22CTOLWW | B30W | Custom MFG SVCS Fee - Medium Increment | 30
7X22CTOLWW | B30X | Custom MFG SVCS Fee - Large Increment | 300
7X22CTOLWW | BJMF | SD530 Node Depop Instructions | 0
7X74CTO1WW | 2304 | Integration Prep | 400
7X74CTO1WW | 2310 | Solution Specific Test | 1999
7X74CTO1WW | 3701 | 5m LC-LC Fiber Cable (networking) | 129
7X74CTO1WW | 3702 | 25m LC-LC Fiber Cable (networking) | 189
7X74CTO1WW | 3704 | 5m LC-LC Fiber Cable | 129
7X74CTO1WW | 3705 | 25m LC-LC Fiber Cable | 189
7X74CTO1WW | 3791 | 0.6m Yellow Cat5e Cable | 24
7X74CTO1WW | 3792 | 1.5m Yellow Cat5e Cable | 24
7X74CTO1WW | 3793 | 3m Yellow Cat5e Cable | 25
7X74CTO1WW | 3794 | 10m Yellow Cat5e Cable | 34
7X74CTO1WW | 3795 | 25m Yellow Cat5e Cable | 69
7X74CTO1WW | 3796 | 0.6m Green Cat5e Cable | 16
7X74CTO1WW | 3797 | 1.5m Green Cat5e Cable | 17
7X74CTO1WW | 3798 | 3m Green Cat5e Cable | 19
7X74CTO1WW | 3799 | 10m Green Cat5e Cable | 29
7X74CTO1WW | 3800 | 25m Green Cat5e Cable | 69
7X74CTO1WW | 3801 | 0.6m Blue Cat5e Cable | 24
7X74CTO1WW | 3802 | 1.5m Blue Cat5e Cable | 14
7X74CTO1WW | 3803 | 3m Blue Cat5e Cable | 25
7X74CTO1WW | 3804 | 10m Blue Cat5e Cable | 34
7X74CTO1WW | 3805 | 25m Blue Cat5e Cable | 69
7X74CTO1WW | 5895 | 1U 12 C13 Switched and Monitored 60A 3 Phase PDU | 1499
7X74CTO1WW | 5908 | C13 PDU & 1p, 30A/208V, NEMA L6-30P(US)LC | 1269
7X74CTO1WW | 5909 | C13 PDU & 1p, 60A/208V, IEC 309 2P+G(US)LC | 1419
7X74CTO1WW | 5950 | DPI Universal 7 C13 PDU | 179
7X74CTO1WW | 5954 | DPI Universal Rack PDU (Europe) | 195
7X74CTO1WW | 5955 | DPI Universal Rack PDU (Denmark/Switzerland) | 195
7X74CTO1WW | 5957 | DPI Universal Rack PDU (Italy) | 195
7X74CTO1WW | 5959 | DPI Universal Rack PDU (UK) | 195
7X74CTO1WW | 5960 | DPI Universal Rack PDU (Australia/New Zealand) | 359
7X74CTO1WW | 5961 | DPI Universal Rack PDU (China) | 359
7X74CTO1WW | 6012 | DPI Single-phase 30A/208V C13 Enterprise PDU (US) | 669
7X74CTO1WW | 6013 | DPI Single-phase 60A/208V C13 Enterprise PDU (US) | 899
7X74CTO1WW | 6032 | DPI Single-phase 30A/208V C13 Enterprise PDU Plus (US) | 1269
7X74CTO1WW | 6033 | DPI Single-phase 60A/208V C13 Enterprise PDU Plus (US) | 1419
7X74CTO1WW | 6061 | DPI Three-phase 60A/208V C19 Enterprise PDU (US) | 599
7X74CTO1WW | 6062 | DPI Single-phase 30A/208V C19 Enterprise PDU (US) | 1999
7X74CTO1WW | 6063 | DPI Single-phase 60A/208V C19 Enterprise PDU (US) | 899
7X74CTO1WW | 6201 | 1.5m, 10A/100-250V, C13 to IEC 320-C14 Rack Power Cable | 19
7X74CTO1WW | 6204 | 2.8m, 10A/100-250V, C13 to IEC 320-C20 Rack Power Cable | 19
7X74CTO1WW | 6252 | 2.5m, 16A/100-250V, C19 to IEC 320-C20 Rack Power Cable | 19
7X74CTO1WW | 6263 | 4.3m, 10A/100-250V, C13 to IEC 320-C14 Rack Power Cable | 19
7X74CTO1WW | 6274 | 4.3m, 18A/125V, C19 to NEMA L5-20P (US) Line Cord | 49
7X74CTO1WW | 6275 | 4.3m, 16A/208V, C19 to NEMA L6-20P (US) Line Cord | 49
7X74CTO1WW | 6292 | 2m, 16A/100-250V, C19 to IEC 320-C20 Rack Power Cable | 19
7X74CTO1WW | 6311 | 2.8m, 10A/100-250V, C13 to IEC 320-C14 Rack Power Cable | 9
7X74CTO1WW | 6316 | Rack power cable - 2.0m, 125-250V, C13 to IEC 320-C14 (WW) | 9
7X74CTO1WW | 6400 | 2.8m, 13A/100-250V, C13 to C14 Jumper Cord | 9
7X74CTO1WW | 6500 | 4.3m, 30A/208V, EPDU to NEMA L6-30P (US) Line Cord | 169
7X74CTO1WW | 6501 | 4.3m, 60A/208V, EPDU to IEC 309 2P+G (US) Line Cord | 319
7X74CTO1WW | 6527 | AC Jumper Cord C19 Right Angle/C20 | 99
7X74CTO1WW | 6568 | 1.8m, 10A/100-250V, 2xC13PM to IEC 320-C14 Rack Power Cable | 19
7X74CTO1WW | 6569 | 1.8m, 10A/100-250V, C13PM to IEC 320-C14 Rack Power Cable | 15
7X74CTO1WW | 6570 | 2.0m, 13A/100-250V, C13 to C14 Jumper Cord | 19
7X74CTO1WW | 6583 | 4.3m, 13A/100-250V, C13 to C14 Rack Power Cable | 19
7X74CTO1WW | 8034 | LeSI Solution Component | 0
7X74CTO1WW | 8971 | Integrate in manufacturing | 0
7X74CTO1WW | 8972 | Ship Uninstalled (Safety) | 0
7X74CTO1WW | 9122 | 0-bay arrangement (don't use side-wall compartments) | 0
7X74CTO1WW | 9123 | 2-bay arrangement | 0
7X74CTO1WW | 9128 | dual source distribution | 0
7X74CTO1WW | 9129 | use 100V (low voltage) | 0
7X74CTO1WW | 9134 | use 200V (high voltage) | 0
7X74CTO1WW | A0R5 | 5m QSFP -to- 4-SFP+ Copper cable | 175
7X74CTO1WW | A0R6 | 1m QSFP -to- 4-SFP+ Copper cable | 115
7X74CTO1WW | A0R7 | 3m QSFP -to- 4-SFP+ Copper cable | 135
7X74CTO1WW | A193 | Integrated Solutions | 0
7X74CTO1WW | A1DL | 1m QSFP+ DAC Break Out Cable | 319
7X74CTO1WW | A1DM | 3m QSFP+ DAC Break Out Cable | 419
7X74CTO1WW | A1DN | 5m QSFP+ DAC Break Out Cable | 529
7X74CTO1WW | A1DP | 1m QSFP to QSFP+ Cable | 269
7X74CTO1WW | A1DQ | 3m QSFP+ to QSFP+ Cable | 329
7X74CTO1WW | A1MS | 10m Cat6 Yellow Cable | 49
7X74CTO1WW | A1MT | 10m Green Cat6 Cable | 49
7X74CTO1WW | A1MU | 10m Cat6 Blue Cable | 49
7X74CTO1WW | A1MV | 25m Cat6 Yellow Cable | 105
7X74CTO1WW | A1MW | 25m Green Cat6 Cable | 105
7X74CTO1WW | A1MX | 25m Cat6 Blue Cable | 105
7X74CTO1WW | A1PH | 1m Passive DAC SFP+ Cable | 69
7X74CTO1WW | A1PJ | 3m Passive DAC SFP+ Cable | 89
7X74CTO1WW | A1PK | 5m Passive DAC SFP+ Cable | 159
7X74CTO1WW | A1V3 | AC Inlet 12A Cable, Jumper Cord | 10
7X74CTO1WW | A1V4 | AC Inlet Y 12A Cable | 15
7X74CTO1WW | A2X8 | 5m QSFP+ to QSFP+ Cable | 379
7X74CTO1WW | A2X9 | 7m QSFP+ to QSFP+ Cable | 429
7X74CTO1WW | A3RG | 0.5m Passive DAC SFP+ Cable | 79
7X74CTO1WW | A3RH | 7m Passive DAC SFP+ Cable | 179
7X74CTO1WW | A3SS | 1.2m, 10A/100-250V, 2 Short C13s to Short C14 Rack Power Cable | 49
7X74CTO1WW | A3ST | 2.5m, 10A/100-250V, 2 Long C13s to Short C14 Rack Power Cable | 65
7X74CTO1WW | A3SU | 2.8m, 10A/100-250V, 2 Short C13s to Long C14 Rack Power Cable | 99
7X74CTO1WW | A3SV | 4.1m, 10A/100-250V, 2 Long C13s to Long C14 Rack Power Cable | 79
7X74CTO1WW | A3SW | 1.2m, 16A/100-250V, 2 Short C13s to Short C20 Rack Power Cable | 55
7X74CTO1WW | A3SX | 2.5m, 16A/100-250V, 2 Long C13s to Short C20 Rack Power Cable | 75
7X74CTO1WW | A3SY | 2.8m, 16A/100-250V, 2 Short C13s to Long C20 Rack Power Cable | 79
7X74CTO1WW | A3SZ | 4.1m, 16A/100-250V, 2 Long C13s to Long C20 Rack Power Cable | 85
7X74CTO1WW | A4AK | KVM Dongle cable | 39
7X74CTO1WW | A4WV | Railhawks Rack Cable Management Bracket Kit | 855
7X74CTO1WW | A51N | 1.5m Passive DAC SFP+ Cable | 89
7X74CTO1WW | A51P | 2m Passive DAC SFP+ Cable | 89
7X74CTO1WW | A5UA | Lenovo 1m MPO-4xLC OM3 MMF Breakout Cable | 279
7X74CTO1WW | A5UB | Lenovo 3m MPO-4xLC OM3 MMF Breakout Cable | 329
7X74CTO1WW | A5UC | Lenovo 5m MPO-4xLC OM3 MMF Breakout Cable | 379
7X74CTO1WW | ARZA | 0.5m Mellanox QSFP Passive DAC Cable | 139
7X74CTO1WW | ARZB | 0.75m Mellanox QSFP Passive DAC Cable | 149
7X74CTO1WW | ARZC | 1m Mellanox QSFP Passive DAC Cable | 159
7X74CTO1WW | ARZD | 1.25m Mellanox QSFP Passive DAC Cable | 169
7X74CTO1WW | ARZE | 1.5m Mellanox QSFP Passive DAC Cable | 169
7X74CTO1WW | ARZF | 3m Mellanox QSFP Passive DAC Cable | 189
7X74CTO1WW | ASQT | 0.5m Mellanox EDR IB Passive Copper QSFP28 Cable | 229
7X74CTO1WW | ASQU | 0.75m Mellanox EDR IB Passive Copper QSFP28 Cable | 249
7X74CTO1WW | ASQV | 1m Mellanox EDR IB Passive Copper QSFP28 Cable | 249
7X74CTO1WW | ASQW | 1.25m Mellanox EDR IB Passive Copper QSFP28 Cable | 289
7X74CTO1WW | ASQX | 1.5m Mellanox EDR IB Passive Copper QSFP28 Cable | 289
7X74CTO1WW | ASQY | 2m Mellanox EDR IB Passive Copper QSFP28 Cable | 289
7X74CTO1WW | ASQZ | 5m Mellanox EDR IB Optical QSFP28 Cable | 1359
7X74CTO1WW | ASR0 | 10m Mellanox EDR IB Optical QSFP28 Cable | 1419
7X74CTO1WW | ASR1 | 15m Mellanox EDR IB Optical QSFP28 Cable | 1509
7X74CTO1WW | ASR2 | 20m Mellanox EDR IB Optical QSFP28 Cable | 1569
7X74CTO1WW | ASR3 | 30m Mellanox EDR IB Optical QSFP28 Cable | 1789
7X74CTO1WW | ASR5 | Lenovo 0.5m LC-LC OM3 MMF Cable | 24
7X74CTO1WW | ASR6 | Lenovo 1m LC-LC OM3 MMF Cable | 24
7X74CTO1WW | ASR7 | Lenovo 3m LC-LC OM3 MMF Cable | 24
7X74CTO1WW | ASR8 | Lenovo 5m LC-LC OM3 MMF Cable | 29
7X74CTO1WW | ASR9 | Lenovo 10m LC-LC OM3 MMF Cable | 39
7X74CTO1WW | ASRA | Lenovo 15m LC-LC OM3 MMF Cable | 45
7X74CTO1WW | ASRB | Lenovo 25m LC-LC OM3 MMF Cable | 54
7X74CTO1WW | ASRC | Lenovo 30m LC-LC OM3 MMF Cable | 64
7X74CTO1WW | ASRM | 3m Mellanox EDR IB Passive Copper QSFP28 Cable | 319
7X74CTO1WW | ASRN | 3m Mellanox EDR IB Optical QSFP28 Cable | 1359
7X74CTO1WW | ASRP | 50m Mellanox EDR IB Optical QSFP28 Cable | 2329
7X74CTO1WW | AT2R | Lenovo 1m Active DAC SFP+ Cables | 129
7X74CTO1WW | AT2S | Lenovo 3m Active DAC SFP+ Cables | 139
7X74CTO1WW | AT2T | Lenovo 5m Active DAC SFP+ Cables | 159
7X74CTO1WW | AT2U | Lenovo 10m QSFP+ MPO-MPO OM3 MMF Cable | 169
7X74CTO1WW | AT2V | Lenovo 30m QSFP+ MPO-MPO OM3 MMF Cable | 329
7X74CTO1WW | ATYX | Lenovo 1m SFP+ to SFP+ Active Optical Cable | 104
7X74CTO1WW | ATYY | Lenovo 3m SFP+ to SFP+ Active Optical Cable | 99
7X74CTO1WW | ATYZ | Lenovo 5m SFP+ to SFP+ Active Optical Cable | 114
7X74CTO1WW | ATZ0 | Lenovo 7m SFP+ to SFP+ Active Optical Cable | 129
7X74CTO1WW | ATZ1 | Lenovo 15m SFP+ to SFP+ Active Optical Cable | 169
7X74CTO1WW | ATZ2 | Lenovo 20m SFP+ to SFP+ Active Optical Cable | 169
7X74CTO1WW | ATZ3 | Lenovo 3m 40G QSFP+ to QSFP+ Active Optical Cable | 489
7X74CTO1WW | ATZ4 | Lenovo 5m 40G QSFP+ to QSFP+ Active Optical Cable | 499
7X74CTO1WW | ATZ5 | Lenovo 7m 40G QSFP+ to QSFP+ Active Optical Cable | 529
7X74CTO1WW | ATZ6 | Lenovo 15m 40G QSFP+ to QSFP+ Active Optical Cable | 589
7X74CTO1WW | ATZ7 | Lenovo 20m 40G QSFP+ to QSFP+ Active Optical Cable | 629
7X74CTO1WW | ATZ8 | Lenovo 1m QSFP+ to 4xSFP+ Active Optical Cable | 709
7X74CTO1WW | ATZ9 | Lenovo 3m QSFP+ to 4xSFP+ Active Optical Cable | 729
7X74CTO1WW | ATZA | Lenovo 5m QSFP+ to 4xSFP+ Active Optical Cable | 749
7X74CTO1WW | AU0E | 0.5m Intel OPA 100 Series Passive Copper QSFP28 Cable | 79
7X74CTO1WW | AU0F | 0.75m Intel OPA Passive Copper QSFP28 Cable | 139
7X74CTO1WW | AU0G | 1m Intel OPA 100 Series Passive Copper QSFP28 Cable | 99
7X74CTO1WW | AU0H | 1.25m Intel OPA 100 Series Passive Copper QSFP28 Cable | 159
7X74CTO1WW | AU0J | 1.5m Intel OPA 100 Series Passive Copper QSFP28 Cable | 109
7X74CTO1WW | AU0K | 2m Intel OPA 100 Series Passive Copper QSFP28 Cable | 129
7X74CTO1WW | AU0M | 5m Intel OPA 100 Series Active Optical QSFP28 Cable | 899
7X74CTO1WW | AU0P | 15m Intel OPA 100 Series Active Optical QSFP28 Cable | 949
7X74CTO1WW | AU16 | 0.5m External MiniSAS HD 8644/MiniSAS HD 8644 Cable | 79
7X74CTO1WW | AU17 | 1m External MiniSAS HD 8644/MiniSAS HD 8644 Cable | 89
7X74CTO1WW | AU18 | 2m External MiniSAS HD 8644/MiniSAS HD 8644 Cable | 99
7X74CTO1WW | AU19 | 3m External MiniSAS HD 8644/MiniSAS HD 8644 Cable | 109
7X74CTO1WW | AU8K | LeROM Validation | 0
7X74CTO1WW | AUEE | Railhawk Rack Door Extension Kit | 999
7X74CTO1WW | AUJY | External MiniSAS HD 8644/MiniSAS HD 8644 6M Cable | 249
7X74CTO1WW | AV1F | Lenovo 3m 25G SFP28 Active Optical Cable | 489
7X74CTO1WW | AV1G | Lenovo 5m 25G SFP28 Active Optical Cable | 489
7X74CTO1WW | AV1H | Lenovo 10m 25G SFP28 Active Optical Cable | 499
7X74CTO1WW | AV1J | Lenovo 15m 25G SFP28 Active Optical Cable | 497
7X74CTO1WW | AV1K | Lenovo 20m 25G SFP28 Active Optical Cable | 519
7X74CTO1WW | AV1L | Lenovo 3m 100G QSFP28 Active Optical Cable | 1059
7X74CTO1WW | AV1M | Lenovo 5m 100G QSFP28 Active Optical Cable | 1069
7X74CTO1WW | AV1N | Lenovo 10m 100G QSFP28 Active Optical Cable | 1099
7X74CTO1WW | AV1P | Lenovo 15m 100G QSFP28 Active Optical Cable | 1079
7X74CTO1WW | AV1Q | Lenovo 20m 100G QSFP28 Active Optical Cable | 1179
7X74CTO1WW | AV1R | Lenovo 3m 100G to 4x25G Breakout Active Optical Cable | 1949
7X74CTO1WW | AV1S | Lenovo 5m 100G to 4x25G Breakout Active Optical Cable | 1975
7X74CTO1WW | AV1T | Lenovo 10m 100G to 4x25G Breakout Active Optical Cable | 2035
7X74CTO1WW | AV1U | Lenovo 15m 100G to 4x25G Breakout Active Optical Cable | 2095
7X74CTO1WW | AV1V | Lenovo 20m 100G to 4x25G Breakout Active Optical Cable | 2149
7X74CTO1WW | AV1W | Lenovo 1m Passive 25G SFP28 DAC Cable | 69
7X74CTO1WW | AV1X | Lenovo 3m Passive 25G SFP28 DAC Cable | 79
7X74CTO1WW | AV1Y | Lenovo 5m Passive 25G SFP28 DAC Cable | 159
7X74CTO1WW | AV1Z | Lenovo 1m Passive 100G QSFP28 DAC Cable | 99
7X74CTO1WW | AV20 | Lenovo 3m Passive 100G QSFP28 DAC Cable | 159
7X74CTO1WW | AV21 | Lenovo 5m Passive 100G QSFP28 DAC Cable | 299
7X74CTO1WW | AV22 | Lenovo 1m 100G QSFP28 to 4x25G SFP28 Breakout DAC Cable | 179
7X74CTO1WW | AV23 | Lenovo 3m 100G QSFP28 to 4x25G SFP28 Breakout DAC Cable | 299
7X74CTO1WW | AV24 | Lenovo 5m 100G QSFP28 to 4x25G SFP28 Breakout DAC Cable | 459
7X74CTO1WW | AV25 | Lenovo 5m MPO-MPO OM4 MMF Cable | 114
7X74CTO1WW | AV26 | Lenovo 7m MPO-MPO OM4 MMF Cable | 135
7X74CTO1WW | AV27 | Lenovo 10m MPO-MPO OM4 MMF Cable | 159
7X74CTO1WW | AV28 | Lenovo 15m MPO-MPO OM4 MMF Cable | 205
7X74CTO1WW | AV29 | Lenovo 20m MPO-MPO OM4 MMF Cable | 259
7X74CTO1WW | AV2A | Lenovo 30m MPO-MPO OM4 MMF Cable | 349
7X74CTO1WW | AV2B | Lenovo 1m MPO to 4x LC Breakout OM4 MMF Cable | 149
7X74CTO1WW | AV2C | Lenovo 3m MPO to 4x LC Breakout OM4 MMF Cable | 179
7X74CTO1WW | AV2D | Lenovo 5m MPO to 4x LC Breakout OM4 MMF Cable | 239
7X74CTO1WW | AVFQ | 0.75m Green Cat5e Cable | 15
7X74CTO1WW | AVFR | 1.0m Green Cat5e Cable | 19
7X74CTO1WW | AVFS | 1.25m Green Cat5e Cable | 19
7X74CTO1WW | AVFT | 0.75m Blue Cat5e Cable | 15
7X74CTO1WW | AVFU | 1.0m Blue Cat5e Cable | 19
7X74CTO1WW | AVFV | 1.25m Blue Cat5e Cable | 19
7X74CTO1WW | AVFW | 0.75m Green Cat6 Cable | 19
7X74CTO1WW | AVFX | 1.0m Green Cat6 Cable | 19
7X74CTO1WW | AVFY | 1.25m Green Cat6 Cable | 19
7X74CTO1WW | AVFZ | 1.5m Green Cat6 Cable | 19
7X74CTO1WW | AVG0 | 3m Green Cat6 Cable | 25
7X74CTO1WW | AVW7 | DSSG Solution | 0
7X74CTO1WW | B1EN | Client Site Integration Kit - DSS-G | 150
7X74CTO1WW | B1EP | DSS-G Rackless Shipgroup | 0
7X74CTO1WW | B1EQ | Network Verification | 600
7X74CTO1WW | B1F0 | Rackless Prep | 100
7X74CTO1WW | B22J | 5m Intel OPA 100 Series Active Optical QSFP28 Low Power Cable | 809
7X74CTO1WW | B22K | 10m Intel OPA 100 Series Active Optical QSFP28 Low Power Cable | 829
7X74CTO1WW | B22L | 15m Intel OPA 100 Series Active Optical QSFP28 Low Power Cable | 839
7X74CTO1WW | B22M | 20m Intel OPA 100 Series Active Optical QSFP28 Low Power Cable | 849
7X74CTO1WW | B2P9 | Lenovo 0.5m LC-LC OM4 MMF Cable | 34
7X74CTO1WW | B2PA | Lenovo 1m LC-LC OM4 MMF Cable | 29
7X74CTO1WW | B2PB | Lenovo 3m LC-LC OM4 MMF Cable | 34
7X74CTO1WW | B2PC | Lenovo 5m LC-LC OM4 MMF Cable | 44
7X74CTO1WW | B2PD | Lenovo 10m LC-LC OM4 MMF Cable | 69
7X74CTO1WW | B2PE | Lenovo 15m LC-LC OM4 MMF Cable | 79
7X74CTO1WW | B2PF | Lenovo 25m LC-LC OM4 MMF Cable | 114
7X74CTO1WW | B2PG | Lenovo 30m LC-LC OM4 MMF Cable | 129
7X74CTO1WW | B2UZ | Lenovo 1m 100G QSFP28 Active Optical Cable | 949
7X74CTO1WW | B30W | Custom MFG SVCS Fee - Medium Increment | 30
7X74CTO1WW | B30X | Custom MFG SVCS Fee - Large Increment | 300
7X74CTO1WW | B4L0 | 1.0m, 16A/100-250V, C19 to IEC 320-C20 Rack Power Cable | 19
7X74CTO1WW | B4L1 | 1.5m, 16A/100-250V, C19 to IEC 320-C20 Rack Power Cable | 19
7X74CTO1WW | B4L2 | 2.0m, 16A/100-250V, C19 to IEC 320-C20 Rack Power Cable | 19
7X74CTO1WW | B4L3 | 4.3m, 16A/100-250V, C19 to IEC 320-C20 Rack Power Cable | 19
7X74CTO1WW | B4QQ | 0.5m Mellanox HDR IB Passive Copper QSFP56 Cable | 299
7X74CTO1WW | B4QR | 1m Mellanox HDR IB Passive Copper QSFP56 Cable | 399
7X74CTO1WW | B4QS | 1.5m Mellanox HDR IB Passive Copper QSFP56 Cable | 449
7X74CTO1WW | B4QT | 2m Mellanox HDR IB Passive Copper QSFP56 Cable | 499
7X74CTO1WW | B4QW | 3m Mellanox HDR IB Active Optical QSFP56 Cable | 2099
7X74CTO1WW | B4QX | 5m Mellanox HDR IB Active Optical QSFP56 Cable | 2149
7X74CTO1WW | B4QY | 10m Mellanox HDR IB Active Optical QSFP56 Cable | 2199
7X74CTO1WW | B4QZ | 15m Mellanox HDR IB Active Optical QSFP56 Cable | 2249
7X74CTO1WW | B4R0 | 20m Mellanox HDR IB Active Optical QSFP56 Cable | 2299
7X74CTO1WW | B4R1 | 1m Mellanox HDR IB to 2x HDR100 Splitter Passive Copper QSFP56 Cable | 399
7X74CTO1WW | B4R2 | 1.5m Mellanox HDR IB to 2x HDR100 Splitter Passive Copper QSFP56 Cable | 449
7X74CTO1WW | B4R4 | 3m Mellanox HDR IB to 2x HDR100 Splitter Optical QSFP56 Cable | 2799
7X74CTO1WW | B4R5 | 5m Mellanox HDR IB to 2x HDR100 Splitter Optical QSFP56 Cable | 2899
7X74CTO1WW | B4R6 | 10m Mellanox HDR IB to 2x HDR100 Splitter Optical QSFP56 Cable | 2999
7X74CTO1WW | B4R7 | 15m Mellanox HDR IB to 2x HDR100 Splitter Optical QSFP56 Cable | 3199
7X74CTO1WW | B4R8 | 20m Mellanox HDR IB to 2x HDR100 Splitter Optical QSFP56 Cable | 3299
7X74CTO1WW | B59Y | Client Site Integration Kit - LeSI | 150
7X74CTO1WW | B68K | 30m Mellanox HDR IB to 2x HDR100 Splitter Optical QSFP56 Cable | 3499
7X74CTO1WW | B68L | 2m Mellanox HDR IB to 2x HDR100 Splitter Passive Copper QSFP56 Cable | 499
7X74CTO1WW | B68M | 100m Mellanox HDR IB Optical QSFP56 Cable | 5099
7X74CTO1WW | B68N | 50m Mellanox HDR IB Optical QSFP56 Cable | 3699
7X74CTO1WW | B68P | 30m Mellanox HDR IB Optical QSFP56 Cable | 2399
7X74CTO1WW | B87M | 2-Rack DSS-G 280 (1x G280) | 0
7X74CTO1WW | B87N | 3-Rack DSS-G 280 (2x G280) | 0
7X74CTO1WW | B87P | 4-Rack DSS-G 280 (3x G280) | 0
7X74CTO1WW | B87Q | 5-Rack DSS-G 280 (4x G280) | 0
7X74CTO1WW | BK9X | VLH - Vertiv Geist DS30203 - 1U 12 C19/C13 switched and monitored 32A, 230/400V 3P WYE PDU | 2899
7X81CTO1WW | 747 | UID Asset Tag Label | 20
7X81CTO1WW | 2306 | Integration >1U Component | 125
7X81CTO1WW | 3701 | 5m LC-LC Fiber Cable (networking) | 129
7X81CTO1WW | 3702 | 25m LC-LC Fiber Cable (networking) | 189
7X81CTO1WW | 3797 | 1.5m Green Cat5e Cable | 17
7X81CTO1WW | 3798 | 3m Green Cat5e Cable | 19
7X81CTO1WW | 3799 | 10m Green Cat5e Cable | 29
7X81CTO1WW | 3800 | 25m Green Cat5e Cable | 69
7X81CTO1WW | 3802 | 1.5m Blue Cat5e Cable | 14
7X81CTO1WW | 3803 | 3m Blue Cat5e Cable | 25
7X81CTO1WW | 3804 | 10m Blue Cat5e Cable | 34
7X81CTO1WW | 3805 | 25m Blue Cat5e Cable | 69
7X81CTO1WW | 5053 | SFP+ SR Transceiver | 699
7X81CTO1WW | 6201 | 1.5m, 10A/100-250V, C13 to IEC 320-C14 Rack Power Cable | 19
7X81CTO1WW | 6204 | 2.8m, 10A/100-250V, C13 to IEC 320-C20 Rack Power Cable | 19
7X81CTO1WW | 6263 | 4.3m, 10A/100-250V, C13 to IEC 320-C14 Rack Power Cable | 19
7X81CTO1WW | 6311 | 2.8m, 10A/100-250V, C13 to IEC 320-C14 Rack Power Cable | 9
7X81CTO1WW | 6313 | 2.8m, 10A/120V, C13 to NEMA 5-15P (US) Line Cord | 19
7X81CTO1WW | 6370 | 4.3m, 10A/125V, C13 to NEMA 5-15P (US) Line Cord | 10
7X81CTO1WW | 6373 | 4.3m, 10A/250V, C13 to NEMA 6-15P (US) Line Cord | 15
7X81CTO1WW | 6400 | 2.8m, 13A/100-250V, C13 to C14 Jumper Cord | 9
7X81CTO1WW | 6401 | 2.8m, 13A/120V, C13 to NEMA 5-15P (US) Line Cord | 29
7X81CTO1WW | 6570 | 2.0m, 13A/100-250V, C13 to C14 Jumper Cord | 19
7X81CTO1WW | 6583 | 4.3m, 13A/100-250V, C13 to C14 Rack Power Cable | 19
7X81CTO1WW | 7831 | Customer Solution Center Services | 0
7X81CTO1WW | 8067 | TAA Compliant Order | 0
7X81CTO1WW | 8072 | General Racking Solution | 0
7X81CTO1WW | 8086 | No Publications Selected | 0
7X81CTO1WW | 8971 | Integrate in manufacturing | 0
7X81CTO1WW | 8972 | Ship Uninstalled (Safety) | 0
7X81CTO1WW | A102 | Advanced Grouping | 0
7X81CTO1WW | A1MT | 10m Green Cat6 Cable | 49
7X81CTO1WW | A1MW | 25m Green Cat6 Cable | 105
7X81CTO1WW | A1PJ | 3m Passive DAC SFP+ Cable | 89
7X81CTO1WW | A1RF | 2.8m, 10A/250V, C13 to NEMA 6-15P Line Cord | 15
7X81CTO1WW | A2N6 | Chassis Not Integrated With Planar | 0
7X81CTO1WW | A2X0 | No Power Cord Validation | 0
7X81CTO1WW | A4EY | No x Network Adapter | 0
7X81CTO1WW | A4VP | 1.0m, 10A/100-250V, C13 to IEC 320-C14 Rack Power Cable | 19
7X81CTO1WW | A51N | 1.5m Passive DAC SFP+ Cable | 89
7X81CTO1WW | A51P | 2m Passive DAC SFP+ Cable | 89
7X81CTO1WW | ASR5 | Lenovo 0.5m LC-LC OM3 MMF Cable | 24
7X81CTO1WW | ASR6 | Lenovo 1m LC-LC OM3 MMF Cable | 24
7X81CTO1WW | ASR7 | Lenovo 3m LC-LC OM3 MMF Cable | 24
7X81CTO1WW | ASR8 | Lenovo 5m LC-LC OM3 MMF Cable | 29
7X81CTO1WW | ASR9 | Lenovo 10m LC-LC OM3 MMF Cable | 39
7X81CTO1WW | ASRA | Lenovo 15m LC-LC OM3 MMF Cable | 45
7X81CTO1WW | ASRB | Lenovo 25m LC-LC OM3 MMF Cable | 54
7X81CTO1WW | ATSB | Nutanix Solution Code MFG Instruction | 0
7X81CTO1WW | AUY7 | ThinkSystem D2 8-slot x8 Shuttle ASM | 1799
7X81CTO1WW | AUY8 | ThinkSystem D2 4-slot x16 Shuttle | 1879
7X81CTO1WW | AUY9 | ThinkSystem D2 10Gb 8 port EIOM SFP+ | 689
7X81CTO1WW | AUYA | ThinkSystem D2 10Gb 8 port EIOM Base T RJ45 | 1049
7X81CTO1WW | AUYC | ThinkSystem D2 Slide Rail | 129
7X81CTO1WW | AUYD | ThinkSystem D2 CMA (Cable Management Arm) | 65
7X81CTO1WW | AUYE | ThinkSystem D2 Rack Shipping Bracket-Front for Rack | 65
7X81CTO1WW | AUZ0 | ThinkSystem D2 1100W Platinum PSU | 499
7X81CTO1WW | AUZ1 | ThinkSystem D2 1600W Platinum PSU | 549
7X81CTO1WW | AUZ2 | ThinkSystem D2 2000W Platinum PSU | 699
7X81CTO1WW | AVFQ | 0.75m Green Cat5e Cable | 15
7X81CTO1WW | AVFR | 1.0m Green Cat5e Cable | 19
7X81CTO1WW | AVFS | 1.25m Green Cat5e Cable | 19
7X81CTO1WW | AVFT | 0.75m Blue Cat5e Cable | 15
7X81CTO1WW | AVFU | 1.0m Blue Cat5e Cable | 19
7X81CTO1WW | AVFV | 1.25m Blue Cat5e Cable | 19
7X81CTO1WW | AVFW | 0.75m Green Cat6 Cable | 19
7X81CTO1WW | AVFX | 1.0m Green Cat6 Cable | 19
7X81CTO1WW | AVFY | 1.25m Green Cat6 Cable | 19
7X81CTO1WW | AVFZ | 1.5m Green Cat6 Cable | 19
7X81CTO1WW | AVG0 | 3m Green Cat6 Cable | 25
7X81CTO1WW | AVR1 | ThinkSystem Single Ethernet Port SMM | 275
7X81CTO1WW | AX8A | 4.3m, 13A/120V, C13 to NEMA 5-15P (US) Line Cord | 19
7X81CTO1WW | B0N4 | 2.0m, 10A/100-250V, C13 to IEC 320-C14 Rack Power Cable | 29
7X81CTO1WW | B0SU | SVT Validation | 0
7X81CTO1WW | B13U | ThinkAgile HX Series Enclosure | 749
7X82CTO2WW | 64 | QLogic 10Gb SFP+ SR Optical Transceiver | 909
7X82CTO2WW | 747 | UID Asset Tag Label | 20
7X82CTO2WW | 3701 | 5m LC-LC Fiber Cable (networking) | 129
7X82CTO2WW | 3704 | 5m LC-LC Fiber Cable | 129
7X82CTO2WW | 3705 | 25m LC-LC Fiber Cable | 189
7X82CTO2WW | 3797 | 1.5m Green Cat5e Cable | 17
7X82CTO2WW | 3798 | 3m Green Cat5e Cable | 19
7X82CTO2WW | 3799 | 10m Green Cat5e Cable | 29
7X82CTO2WW | 3800 | 25m Green Cat5e Cable | 69
7X82CTO2WW | 3802 | 1.5m Blue Cat5e Cable | 14
7X82CTO2WW | 3803 | 3m Blue Cat5e Cable | 25
7X82CTO2WW | 3804 | 10m Blue Cat5e Cable | 34
7X82CTO2WW | 3805 | 25m Blue Cat5e Cable | 69
7X82CTO2WW | 5053 | SFP+ SR Transceiver | 699
7X82CTO2WW | 5977 | Select Storage devices - no configured RAID required | 0
7X82CTO2WW | 7831 | Customer Solution Center Services | 0
7X82CTO2WW | 8067 | TAA Compliant Order | 0
7X82CTO2WW | 8072 | General Racking Solution | 0
7X82CTO2WW | 8086 | No Publications Selected | 0
7X82CTO2WW | A193 | Integrated Solutions | 0
7X82CTO2WW | A1DP | 1m QSFP to QSFP+ Cable | 269
7X82CTO2WW | A1DQ | 3m QSFP+ to QSFP+ Cable | 329
7X82CTO2WW | A1MT | 10m Green Cat6 Cable | 49
7X82CTO2WW | A1MW | 25m Green Cat6 Cable | 105
7X82CTO2WW | A1NF | System Console Breakout Cable | 49
7X82CTO2WW | A1PH | 1m Passive DAC SFP+ Cable | 69
7X82CTO2WW | A1PJ | 3m Passive DAC SFP+ Cable | 89
7X82CTO2WW | A1PK | 5m Passive DAC SFP+ Cable | 159
7X82CTO2WW | A2N7 | Planar Not Integrated With Chassis | 0
7X82CTO2WW | A2X8 | 5m QSFP+ to QSFP+ Cable | 379
7X82CTO2WW | A2X9 | 7m QSFP+ to QSFP+ Cable | 429
7X82CTO2WW | A3RG | 0.5m Passive DAC SFP+ Cable | 79
7X82CTO2WW | A51P | 2m Passive DAC SFP+ Cable | 89
7X82CTO2WW | A5UA | Lenovo 1m MPO-4xLC OM3 MMF Breakout Cable | 279
7X82CTO2WW | A5UB | Lenovo 3m MPO-4xLC OM3 MMF Breakout Cable | 329
7X82CTO2WW | A5UC | Lenovo 5m MPO-4xLC OM3 MMF Breakout Cable | 379
7X82CTO2WW | ARZA | 0.5m Mellanox QSFP Passive DAC Cable | 139
7X82CTO2WW | ARZB | 0.75m Mellanox QSFP Passive DAC Cable | 149
7X82CTO2WW | ARZC | 1m Mellanox QSFP Passive DAC Cable | 159
7X82CTO2WW | ARZD | 1.25m Mellanox QSFP Passive DAC Cable | 169
7X82CTO2WW | ARZE | 1.5m Mellanox QSFP Passive DAC Cable | 169
7X82CTO2WW | ARZF | 3m Mellanox QSFP Passive DAC Cable | 189
7X82CTO2WW | ASQT | 0.5m Mellanox EDR IB Passive Copper QSFP28 Cable | 229
7X82CTO2WW | ASQU | 0.75m Mellanox EDR IB Passive Copper QSFP28 Cable | 249
7X82CTO2WW | ASQV | 1m Mellanox EDR IB Passive Copper QSFP28 Cable | 249
7X82CTO2WW | ASQW | 1.25m Mellanox EDR IB Passive Copper QSFP28 Cable | 289
7X82CTO2WW | ASQX | 1.5m Mellanox EDR IB Passive Copper QSFP28 Cable | 289
7X82CTO2WW | ASQY | 2m Mellanox EDR IB Passive Copper QSFP28 Cable | 289
7X82CTO2WW | ASQZ | 5m Mellanox EDR IB Optical QSFP28 Cable | 1359
7X82CTO2WW | ASR0 | 10m Mellanox EDR IB Optical QSFP28 Cable | 1419
7X82CTO2WW | ASR1 | 15m Mellanox EDR IB Optical QSFP28 Cable | 1509
7X82CTO2WW | ASR2 | 20m Mellanox EDR IB Optical QSFP28 Cable | 1569
7X82CTO2WW | ASR3 | 30m Mellanox EDR IB Optical QSFP28 Cable | 1789
7X82CTO2WW | ASR6 | Lenovo 1m LC-LC OM3 MMF Cable | 24
7X82CTO2WW | ASR8 | Lenovo 5m LC-LC OM3 MMF Cable | 29
7X82CTO2WW | ASRA | Lenovo 15m LC-LC OM3 MMF Cable | 45
7X82CTO2WW | ASRM | 3m Mellanox EDR IB Passive Copper QSFP28 Cable | 319
7X82CTO2WW | ASRN | 3m Mellanox EDR IB Optical QSFP28 Cable | 1359
7X82CTO2WW | ASRP | 50m Mellanox EDR IB Optical QSFP28 Cable | 2329
7X82CTO2WW | AT45 | Lenovo 10GBASE-SR SFP+ Transceiver (85°C) | 349
7X82CTO2WW | ATPX | Intel X550-T2 Dual Port 10GBase-T Adapter | 599
7X82CTO2WW | ATSB | Nutanix Solution Code MFG Instruction | 0
7X82CTO2WW | ATZ8 | Lenovo 1m QSFP+ to 4xSFP+ Active Optical Cable | 709
7X82CTO2WW | ATZ9 | Lenovo 3m QSFP+ to 4xSFP+ Active Optical Cable | 729
7X82CTO2WW | ATZA | Lenovo 5m QSFP+ to 4xSFP+ Active Optical Cable | 749
7X82CTO2WW | AU0E | 0.5m Intel OPA 100 Series Passive Copper QSFP28 Cable | 79
7X82CTO2WW | AU0F | 0.75m Intel OPA Passive Copper QSFP28 Cable | 139
7X82CTO2WW | AU0G | 1m Intel OPA 100 Series Passive Copper QSFP28 Cable | 99
7X82CTO2WW | AU0H | 1.25m Intel OPA 100 Series Passive Copper QSFP28 Cable | 159
7X82CTO2WW | AU0J | 1.5m Intel OPA 100 Series Passive Copper QSFP28 Cable | 109
7X82CTO2WW | AU0K | 2m Intel OPA 100 Series Passive Copper QSFP28 Cable | 129
7X82CTO2WW | AU0M | 5m Intel OPA 100 Series Active Optical QSFP28 Cable | 899
7X82CTO2WW | AU0P | 15m Intel OPA 100 Series Active Optical QSFP28 Cable | 949
7X82CTO2WW | AU16 | 0.5m External MiniSAS HD 8644/MiniSAS HD 8644 Cable | 79
7X82CTO2WW | AU17 | 1m External MiniSAS HD 8644/MiniSAS HD 8644 Cable | 89
7X82CTO2WW | AU18 | 2m External MiniSAS HD 8644/MiniSAS HD 8644 Cable | 99
7X82CTO2WW | AUAJ | Mellanox ConnectX-4 Lx 10/25GbE SFP28 2-port PCIe Ethernet Adapter | 499
7X82CTO2WW | AUK7 | TPM 2.0 and Secure Boot | 0
7X82CTO2WW | AUKX | ThinkSystem Intel X710-DA2 PCIe 10Gb 2-Port SFP+ Ethernet Adapter | 459
7X82CTO2WW | AUMV | ThinkSystem M.2 with Mirroring Enablement Kit | 149
7X82CTO2WW | AUNC | ThinkSystem 16GB TruDDR4 2666 MHz (2Rx8 1.2V) RDIMM | 319
7X82CTO2WW | AUND | ThinkSystem 32GB TruDDR4 2666 MHz (2Rx4 1.2V) RDIMM | 609
7X82CTO2WW | AUNE | ThinkSystem 64GB TruDDR4 2666 MHz (4Rx4 1.2V) LRDIMM | 1259
7X82CTO2WW | AUPW | ThinkSystem XClarity Controller Standard to Enterprise Upgrade | 100
7X82CTO2WW | AUUE | ThinkSystem 2.5" 1TB 7.2K SATA 6Gb Hot Swap 512n HDD | 469
7X82CTO2WW | AUUJ | ThinkSystem 2.5" 2TB 7.2K SATA 6Gb Hot Swap 512e HDD | 849
7X82CTO2WW | AUUV | ThinkSystem M.2 128GB SATA 6Gbps Non-Hot Swap SSD | 159
7X82CTO2WW | AUYG | ThinkSystem SD530 3x2 SAS/SATA BP | 115
7X82CTO2WW | AUYM | ThinkSystem SD530 Front VGA/USB KVM Breakout Module | 215
7X82CTO2WW | AV1B | Lenovo 25GBase-SR SFP28 Transceiver | 449
7X82CTO2WW | AVFQ | 0.75m Green Cat5e Cable | 15
7X82CTO2WW | AVFR | 1.0m Green Cat5e Cable | 19
7X82CTO2WW | AVFS | 1.25m Green Cat5e Cable | 19
7X82CTO2WW | AVFT | 0.75m Blue Cat5e Cable | 15
7X82CTO2WW | AVFU | 1.0m Blue Cat5e Cable | 19
7X82CTO2WW | AVFV | 1.25m Blue Cat5e Cable | 19
7X82CTO2WW | AVFW | 0.75m Green Cat6 Cable | 19
7X82CTO2WW | AVFX | 1.0m Green Cat6 Cable | 19
7X82CTO2WW | AVFY | 1.25m Green Cat6 Cable | 19
7X82CTO2WW | AVFZ | 1.5m Green Cat6 Cable | 19
7X82CTO2WW | AVG0 | 3m Green Cat6 Cable | 25
7X82CTO2WW | AVUT | ThinkSystem XClarity Controller Standard to Advanced Upgrade | 50
7X82CTO2WW | AVUU | ThinkSystem XClarity Controller Advanced to Enterprise Upgrade | 50
7X82CTO2WW | B0ML | Feature Enable TPM on MB | 0
7X82CTO2WW | B0SS | ThinkSystem SD530 430-8i SAS/SATA 12Gb Dense HBA Kit | 399
7X82CTO2WW | B0SU | SVT Validation | 0
7X82CTO2WW | B0YS | ThinkSystem 2.5" 2.4TB 10K SAS 12Gb Hot Swap 512e HDD | 629
7X82CTO2WW | B173 | Companion Part for XClarity Controller Standard to Enterprise Upgrade in Factory | 0
7X82CTO2WW | B306 | Mellanox QSA 100G to 25G Cable Adapter | 149
7X82CTO2WW | B31C | ThinkSystem Mellanox ConnectX-5 Ex 25/40GbE 2-port Low-Latency Adapter | 1979
7X82CTO2WW | B34L | ThinkSystem 2.5" PM883 1.92TB Entry SATA 6Gb Hot Swap SSD | 889
7X82CTO2WW | B34M | ThinkSystem 2.5" PM883 3.84TB Entry SATA 6Gb Hot Swap SSD | 1739
7X82CTO2WW | B49B | ThinkSystem 2.5" Intel S4510 1.92TB Entry SATA 6Gb Hot Swap SSD | 1049
7X82CTO2WW | B49C | ThinkSystem 2.5" Intel S4510 3.84TB Entry SATA 6Gb Hot Swap SSD | 1979
7X82CTO2WW | B49M | ThinkSystem 2.5" Intel S4610 480GB Mainstream SATA 6Gb Hot Swap SSD | 479
7X82CTO2WW | B49N | ThinkSystem 2.5" Intel S4610 960GB Mainstream SATA 6Gb Hot Swap SSD | 699
7X82CTO2WW | B49P | ThinkSystem 2.5" Intel S4610 1.92TB Mainstream SATA 6Gb Hot Swap SSD | 1289
7X82CTO2WW | B4A7 | ThinkSystem 2.5" PM1643 3.84TB Capacity SAS 12Gb Hot Swap SSD | 2579
7X82CTO2WW | B4H2 | ThinkSystem 16GB TruDDR4 2933MHz (2Rx8 1.2V) RDIMM | 319
7X82CTO2WW | B4H3 | ThinkSystem 32GB TruDDR4 2933MHz (2Rx4 1.2V) RDIMM | 619
7X82CTO2WW | B4H4 | ThinkSystem 64GB TruDDR4 2933MHz (2Rx4 1.2V) RDIMM | 1279
7X82CTO2WW | B4HJ | Intel Xeon Gold 6230 20C 125W 2.1GHz Processor | 3099
7X82CTO2WW | B4HK | Intel Xeon Gold 5220 18C 125W 2.2GHz Processor | 2599
7X82CTO2WW | B4HL | Intel Xeon Gold 5218 16C 125W 2.3GHz Processor | 2019
7X82CTO2WW | B4HN | Intel Xeon Gold 5215 10C 85W 2.5GHz Processor | 2019
7X82CTO2WW | B4HP | Intel Xeon Silver 4216 16C 100W 2.1GHz Processor | 1649
7X82CTO2WW | B4HQ | Intel Xeon Silver 4215 8C 85W 2.5GHz Processor | 1399
7X82CTO2WW | B4HR | Intel Xeon Silver 4214 12C 85W 2.2GHz Processor | 1169
7X82CTO2WW | B4HS | Intel Xeon Silver 4210 10C 85W 2.2GHz Processor | 859
7X82CTO2WW | B4HT | Intel Xeon Silver 4208 8C 85W 2.1GHz Processor | 799
7X82CTO2WW | B4P9 | Intel Xeon Gold 5215L 10C 85W 2.5GHz Processor | 17019
7X82CTO2WW | B5RZ | Intel Xeon Platinum 8253 16C 125W 2.2GHz Processor | 5299
7X82CTO2WW | B63U | Nutanix SW Stack on Hyper-V 2016 | 0
7X82CTO2WW | B6CJ | Intel Xeon Gold 6238 22C 140W 2.1GHz Processor | 4799
7X82CTO2WW | B6CL | Intel Xeon Gold 6226 12C 125W 2.7GHz Processor | 3299
7X82CTO2WW | B6CW | Intel Xeon Gold 5220S 18C 125W 2.7GHz Processor | 3699
7X82CTO2WW | B6D0 | ThinkAgile HX372x Refresh Base | 2139
7X82CTO2WW | B7N5 | Intel Xeon Silver 4210R 10C 100W 2.4GHz Processor | 899
7X82CTO2WW | B7N6 | Intel Xeon Silver 4214R 12C 100W 2.4GHz Processor | 1259
7X82CTO2WW | B8HS | ThinkSystem M.2 5300 240GB SATA 6Gbps Non-Hot Swap SSD | 359
7X82CTO2WW | B8HU | ThinkSystem 2.5" PM1645a 800GB Mainstream SAS 12Gb Hot Swap SSD | 819
7X82CTO2WW | B8J4 | ThinkSystem 2.5" PM1645a 1.6TB Mainstream SAS 12Gb Hot Swap SSD | 1379
7X82CTO2WW | B919 | ThinkSystem M.2 5300 480GB SATA 6Gbps Non-Hot Swap SSD | 369
7X82CTO2WW | B91C | ThinkSystem 2.5" PM1643a 3.84TB Entry SAS 12Gb Hot Swap SSD | 2579
7X82CTO2WW | B91D | ThinkSystem 2.5" PM1643a 7.68TB Entry SAS 12Gb Hot Swap SSD | 5019
7X82CTO2WW | BAZS | Intel Xeon Gold 5218R 20C 125W 2.1GHz Processor | 2259
7X82CTO2WW | BB0P | Intel Transparent Supply Chain. Lenovo has paired our industry leading supply chain with Intel's innovative Transparent Supply Chain program to add a layer of protection to your data center and bring peace of mind that the server hardware you bring into ... | 0
7X82CTO2WW | BC4R | ThinkSystem 2.5" PM1643a 15.36TB Entry SAS 12Gb Hot Swap SSD | 10029
7X82CTO2WW | BEL7 | Mfg Short-Ship Preload Exception | 0
7X83CTO1WW | 747 | UID Asset Tag Label | 20
7X83CTO1WW | 2305 | Integration 1U Component | 59
7X83CTO1WW | 3797 | 1.5m Green Cat5e Cable | 17
7X83CTO1WW | 3798 | 3m Green Cat5e Cable | 19
7X83CTO1WW | 3799 | 10m Green Cat5e Cable | 29
7X83CTO1WW | 3800 | 25m Green Cat5e Cable | 69
7X83CTO1WW | 3802 | 1.5m Blue Cat5e Cable | 14
7X83CTO1WW | 3803 | 3m Blue Cat5e Cable | 25
7X83CTO1WW | 3804 | 10m Blue Cat5e Cable | 34
7X83CTO1WW | 3805 | 25m Blue Cat5e Cable | 69
7X83CTO1WW | 5053 | SFP+ SR Transceiver | 699
7X83CTO1WW | 5977 | Select Storage devices - no configured RAID required | 0
7X83CTO1WW | 6201 | 1.5m, 10A/100-250V, C13 to IEC 320-C14 Rack Power Cable | 19
7X83CTO1WW | 6218 | 2.8m, 10A/250V, C13 to SI 32 (Israel) Line Cord | 15
7X83CTO1WW | 6263 | 4.3m, 10A/100-250V, C13 to IEC 320-C14 Rack Power Cable | 19
7X83CTO1WW | 6311 | 2.8m, 10A/100-250V, C13 to IEC 320-C14 Rack Power Cable | 9
7X83CTO1WW | 6313 | 2.8m, 10A/120V, C13 to NEMA 5-15P (US) Line Cord | 19
7X83CTO1WW | 6314 | 2.8m, 100V, C13 to JIS C-8303 (Japan) Line Cord | 9
7X83CTO1WW | 6335 | 4.3m, 12A/100V, C13 to JIS C-8303 (Japan) Line Cord | 19
7X83CTO1WW | 6370 | 4.3m, 10A/125V, C13 to NEMA 5-15P (US) Line Cord | 10
7X83CTO1WW | 6373 | 4.3m, 10A/250V, C13 to NEMA 6-15P (US) Line Cord | 15
7X83CTO1WW | 6400 | 2.8m, 13A/100-250V, C13 to C14 Jumper Cord | 9
7X83CTO1WW | 6401 | 2.8m, 13A/120V, C13 to NEMA 5-15P (US) Line Cord | 29
7X83CTO1WW | 6530 | 4.3m, 13A/125V, C13 to CNS 10917 (Taiwan) Line Cord | 29
7X83CTO1WW | 6570 | 2.0m, 13A/100-250V, C13 to C14 Jumper Cord | 19
7X83CTO1WW | 6583 | 4.3m, 13A/100-250V, C13 to C14 Rack Power Cable | 19
7X83CTO1WW | 7831 | Customer Solution Center Services | 0
7X83CTO1WW | 8072 | General Racking Solution | 0
7X83CTO1WW | 8086 | No Publications Selected | 0
7X83CTO1WW | 8971 | Integrate in manufacturing | 0
7X83CTO1WW | 8972 | Ship Uninstalled (Safety) | 0
7X83CTO1WW | A102 | Advanced Grouping | 0
7X83CTO1WW | A1DQ | 3m QSFP+ to QSFP+ Cable | 329
7X83CTO1WW | A1MT | 10m Green Cat6 Cable | 49
7X83CTO1WW | A1MW | 25m Green Cat6 Cable | 105
7X83CTO1WW | A1PH | 1m Passive DAC SFP+ Cable | 69
7X83CTO1WW | A1PJ | 3m Passive DAC SFP+ Cable | 89
7X83CTO1WW | A1PK | 5m Passive DAC SFP+ Cable | 159
7X83CTO1WW | A1RF | 2.8m, 10A/250V, C13 to NEMA 6-15P Line Cord | 15
7X83CTO1WW | A3RG | 0.5m Passive DAC SFP+ Cable | 79
7X83CTO1WW | A3RH | 7m Passive DAC SFP+ Cable | 179
7X83CTO1WW | A3SW | 1.2m, 16A/100-250V, 2 Short C13s to Short C20 Rack Power Cable | 55
7X83CTO1WW | A3SX | 2.5m, 16A/100-250V, 2 Long C13s to Short C20 Rack Power Cable | 75
7X83CTO1WW | A3SY | 2.8m, 16A/100-250V, 2 Short C13s to Long C20 Rack Power Cable | 79
7X83CTO1WW | A3SZ | 4.1m, 16A/100-250V, 2 Long C13s to Long C20 Rack Power Cable | 85
7X83CTO1WW | A4VP | 1.0m, 10A/100-250V, C13 to IEC 320-C14 Rack Power Cable | 19
7X83CTO1WW | A51N | 1.5m Passive DAC SFP+ Cable | 89
7X83CTO1WW | A51P | 2m Passive DAC SFP+ Cable | 89
7X83CTO1WW | A5DL | SFP 1000Base-T (RJ-45) Transceiver | 89
7X83CTO1WW | ARZA | 0.5m Mellanox QSFP Passive DAC Cable | 139
7X83CTO1WW | ARZB | 0.75m Mellanox QSFP Passive DAC Cable | 149
7X83CTO1WW | ARZC | 1m Mellanox QSFP Passive DAC Cable | 159
7X83CTO1WW | ARZD | 1.25m Mellanox QSFP Passive DAC Cable | 169
7X83CTO1WW | ARZE | 1.5m Mellanox QSFP Passive DAC Cable | 169
7X83CTO1WW | ARZF | 3m Mellanox QSFP Passive DAC Cable | 189
7X83CTO1WW | ASQT | 0.5m Mellanox EDR IB Passive Copper QSFP28 Cable | 229
7X83CTO1WW | ASQU | 0.75m Mellanox EDR IB Passive Copper QSFP28 Cable | 249
7X83CTO1WW | ASQV | 1m Mellanox EDR IB Passive Copper QSFP28 Cable | 249
7X83CTO1WW | ASQW | 1.25m Mellanox EDR IB Passive Copper QSFP28 Cable | 289
7X83CTO1WW | ASQX | 1.5m Mellanox EDR IB Passive Copper QSFP28 Cable | 289
7X83CTO1WW | ASQY | 2m Mellanox EDR IB Passive Copper QSFP28 Cable | 289
7X83CTO1WW | ASQZ | 5m Mellanox EDR IB Optical QSFP28 Cable | 1359
7X83CTO1WW | ASR0 | 10m Mellanox EDR IB Optical QSFP28 Cable | 1419
7X83CTO1WW | ASR1 | 15m Mellanox EDR IB Optical QSFP28 Cable | 1509
7X83CTO1WW | ASR2 | 20m Mellanox EDR IB Optical QSFP28 Cable | 1569
7X83CTO1WW | ASR3 | 30m Mellanox EDR IB Optical QSFP28 Cable | 1789
7X83CTO1WW | ASR5 | Lenovo 0.5m LC-LC OM3 MMF Cable | 24
7X83CTO1WW | ASR6 | Lenovo 1m LC-LC OM3 MMF Cable | 24
7X83CTO1WW | ASR7 | Lenovo 3m LC-LC OM3 MMF Cable | 24
7X83CTO1WW | ASR8 | Lenovo 5m LC-LC OM3 MMF Cable | 29
7X83CTO1WW | ASR9 | Lenovo 10m LC-LC OM3 MMF Cable | 39
7X83CTO1WW | ASRA | Lenovo 15m LC-LC OM3 MMF Cable | 45
7X83CTO1WW | ASRB | Lenovo 25m LC-LC OM3 MMF Cable | 54
7X83CTO1WW | ASRM | 3m Mellanox EDR IB Passive Copper QSFP28 Cable | 319
7X83CTO1WW | ASRN | 3m Mellanox EDR IB Optical QSFP28 Cable | 1359
7X83CTO1WW | ASRP | 50m Mellanox EDR IB Optical QSFP28 Cable | 2329
7X83CTO1WW | AT2R | Lenovo 1m Active DAC SFP+ Cables | 129
7X83CTO1WW | AT2S | Lenovo 3m Active DAC SFP+ Cables | 139
7X83CTO1WW | AT2T | Lenovo 5m Active DAC SFP+ Cables | 159
7X83CTO1WW | ATPX | Intel X550-T2 Dual Port 10GBase-T Adapter | 599
7X83CTO1WW | ATSB | Nutanix Solution Code MFG Instruction | 0
7X83CTO1WW | AU0E | 0.5m Intel OPA 100 Series Passive Copper QSFP28 Cable | 79
7X83CTO1WW | AU0F | 0.75m Intel OPA Passive Copper QSFP28 Cable | 139
7X83CTO1WW | AU0G | 1m Intel OPA 100 Series Passive Copper QSFP28 Cable | 99
7X83CTO1WW | AU0H | 1.25m Intel OPA 100 Series Passive Copper QSFP28 Cable | 159
7X83CTO1WW | AU0J | 1.5m Intel OPA 100 Series Passive Copper QSFP28 Cable | 109
7X83CTO1WW | AU0K | 2m Intel OPA 100 Series Passive Copper QSFP28 Cable | 129
7X83CTO1WW | AU0M | 5m Intel OPA 100 Series Active Optical QSFP28 Cable | 899
7X83CTO1WW | AU0P | 15m Intel OPA 100 Series Active Optical QSFP28 Cable | 949
7X83CTO1WW | AUAJ | Mellanox ConnectX-4 Lx 10/25GbE SFP28 2-port PCIe Ethernet Adapter | 499
7X83CTO1WW | AUK7 | TPM 2.0 and Secure Boot | 0
7X83CTO1WW | AUKJ | ThinkSystem 10Gb 2-port SFP+ LOM | 169
7X83CTO1WW | AUKK | ThinkSystem 10Gb 4-port SFP+ LOM | 209
7X83CTO1WW | AUKL | ThinkSystem 10Gb 2-port Base-T LOM | 259
7X83CTO1WW | AUKM | ThinkSystem 10Gb 4-port Base-T LOM | 439
7X83CTO1WW | AUKX | ThinkSystem Intel X710-DA2 PCIe 10Gb 2-Port SFP+ Ethernet Adapter | 459
7X83CTO1WW | AUMV | ThinkSystem M.2 with Mirroring Enablement Kit | 149
7X83CTO1WW | AUNC | ThinkSystem 16GB TruDDR4 2666 MHz (2Rx8 1.2V) RDIMM | 319
7X83CTO1WW | AUND | ThinkSystem 32GB TruDDR4 2666 MHz (2Rx4 1.2V) RDIMM | 609
7X83CTO1WW | AUNL | ThinkSystem 430-8i SAS/SATA 12Gb HBA | 299
7X83CTO1WW | AUNP | FBU345 SuperCap | 135
7X83CTO1WW | AUPW | ThinkSystem XClarity Controller Standard to Enterprise Upgrade | 100
7X83CTO1WW | AURR | ThinkSystem M3.5 Screw for Riser 2x2pcs and Planar 5pcs | 0
7X83CTO1WW | AUU1 | ThinkSystem 8GB TruDDR4 2666 MHz (1Rx8 1.2V) RDIMM | 189
7X83CTO1WW | AUU8 | ThinkSystem 3.5" 4TB 7.2K SATA 6Gb Hot Swap 512n HDD | 389
7X83CTO1WW | AUU9 | ThinkSystem 3.5" 8TB 7.2K SATA 6Gb Hot Swap 512e HDD | 599
7X83CTO1WW | AUUA | ThinkSystem 3.5" 6TB 7.2K SATA 6Gb Hot Swap 512e HDD | 529
7X83CTO1WW | AUUB | ThinkSystem 3.5" 10TB 7.2K SATA 6Gb Hot Swap 512e HDD | 829
7X83CTO1WW | AUUD | ThinkSystem 3.5" 2TB 7.2K SATA 6Gb Hot Swap 512n HDD | 319
7X83CTO1WW | AUUF | ThinkSystem 3.5" 1TB 7.2K SATA 6Gb Hot Swap 512n HDD | 269
7X83CTO1WW | AUUG | ThinkSystem 3.5" 10TB 7.2K SAS 12Gb Hot Swap 512e HDD | 849
7X83CTO1WW | AUUV | ThinkSystem M.2 128GB SATA 6Gbps Non-Hot Swap SSD | 159
7X83CTO1WW | AUW8 | ThinkSystem 3.5" SATA/SAS 4-Bay Backplane | 90
7X83CTO1WW | AUWC | ThinkSystem SR530/SR570/SR630 x8/x16 PCIe LP+LP Riser 1 Kit | 39
7X83CTO1WW | AUWN | Lenovo ThinkSystem 1U LP Riser Bracket | 10
7X83CTO1WW | AUWQ | Lenovo ThinkSystem 1U LP+LP BF Riser Bracket | 10
7X83CTO1WW | AUWR | ThinkSystem 1U Security Bezel | 49
7X83CTO1WW | AUWS | Lenovo ThinkSystem 1U LP+FH BF Riser Bracket | 15
7X83CTO1WW | AV1B | Lenovo 25GBase-SR SFP28 Transceiver | 449
7X83CTO1WW | AV1F | Lenovo 3m 25G SFP28 Active Optical Cable | 489
7X83CTO1WW | AV1G | Lenovo 5m 25G SFP28 Active Optical Cable | 489
7X83CTO1WW | AV1H | Lenovo 10m 25G SFP28 Active Optical Cable | 499
7X83CTO1WW | AV1J | Lenovo 15m 25G SFP28 Active Optical Cable | 497
7X83CTO1WW | AV1K | Lenovo 20m 25G SFP28 Active Optical Cable | 519
7X83CTO1WW | AV1L | Lenovo 3m 100G QSFP28 Active Optical Cable | 1059
7X83CTO1WW | AV1M | Lenovo 5m 100G QSFP28 Active Optical Cable | 1069
7X83CTO1WW | AV1N | Lenovo 10m 100G QSFP28 Active Optical Cable | 1099
7X83CTO1WW | AV1P | Lenovo 15m 100G QSFP28 Active Optical Cable | 1079
7X83CTO1WW | AV1Q | Lenovo 20m 100G QSFP28 Active Optical Cable | 1179
7X83CTO1WW | AV1R | Lenovo 3m 100G to 4x25G Breakout Active Optical Cable | 1949
7X83CTO1WW | AV1S | Lenovo 5m 100G to 4x25G Breakout Active Optical Cable | 1975
7X83CTO1WW | AV1T | Lenovo 10m 100G to 4x25G Breakout Active Optical Cable | 2035
7X83CTO1WW | AV1U | Lenovo 15m 100G to 4x25G Breakout Active Optical Cable | 2095
7X83CTO1WW | AV1V | Lenovo 20m 100G to 4x25G Breakout Active Optical Cable | 2149
7X83CTO1WW | AV1W | Lenovo 1m Passive 25G SFP28 DAC Cable | 69
7X83CTO1WW | AV1X | Lenovo 3m Passive 25G SFP28 DAC Cable | 79
7X83CTO1WW | AV1Y | Lenovo 5m Passive 25G SFP28 DAC Cable | 159
7X83CTO1WW | AV1Z | Lenovo 1m Passive 100G QSFP28 DAC Cable | 99
7X83CTO1WW | AV20 | Lenovo 3m Passive 100G QSFP28 DAC Cable | 159
7X83CTO1WW | AV21 | Lenovo 5m Passive 100G QSFP28 DAC Cable | 299
7X83CTO1WW | AV22 | Lenovo 1m 100G QSFP28 to 4x25G SFP28 Breakout DAC Cable | 179
7X83CTO1WW | AV23 | Lenovo 3m 100G QSFP28 to 4x25G SFP28 Breakout DAC Cable | 299
7X83CTO1WW | AV24 | Lenovo 5m 100G QSFP28 to 4x25G SFP28 Breakout DAC Cable | 459
7X83CTO1WW | AV25 | Lenovo 5m MPO-MPO OM4 MMF Cable | 114
7X83CTO1WW | AV26 | Lenovo 7m MPO-MPO OM4 MMF Cable | 135
7X83CTO1WW | AV27 | Lenovo 10m MPO-MPO OM4 MMF Cable | 159
7X83CTO1WW | AV28 | Lenovo 15m MPO-MPO OM4 MMF Cable | 205
7X83CTO1WW | AV29 | Lenovo 20m MPO-MPO OM4 MMF Cable | 259
7X83CTO1WW | AV2A | Lenovo 30m MPO-MPO OM4 MMF Cable | 349
7X83CTO1WW | AV2B | Lenovo 1m MPO to 4x LC Breakout OM4 MMF Cable | 149
7X83CTO1WW | AV2C | Lenovo 3m MPO to 4x LC Breakout OM4 MMF Cable | 179
7X83CTO1WW | AV2D | Lenovo 5m MPO to 4x LC Breakout OM4 MMF Cable | 239
7X83CTO1WW | AVFQ | 0.75m Green Cat5e Cable | 15
7X83CTO1WW | AVFR | 1.0m Green Cat5e Cable | 19
7X83CTO1WW | AVFS | 1.25m Green Cat5e Cable | 19
7X83CTO1WW | AVFT | 0.75m Blue Cat5e Cable | 15
7X83CTO1WW | AVFU | 1.0m Blue Cat5e Cable | 19
7X83CTO1WW | AVFV | 1.25m Blue Cat5e Cable | 19
7X83CTO1WW | AVFW | 0.75m Green Cat6 Cable | 19
7X83CTO1WW | AVFX | 1.0m Green Cat6 Cable | 19
7X83CTO1WW | AVFY | 1.25m Green Cat6 Cable | 19
7X83CTO1WW | AVFZ | 1.5m Green Cat6 Cable | 19
7X83CTO1WW | AVG0 | 3m Green Cat6 Cable | 25
7X83CTO1WW | AVW8 | ThinkSystem 550W (230V/115V) Platinum Hot-Swap Power Supply | 349
7X83CTO1WW | AVW9 | ThinkSystem 750W (230V) Titanium Hot-Swap Power Supply | 549
7X83CTO1WW | AVWA | ThinkSystem 750W (230/115V) Platinum Hot-Swap Power Supply | 399
7X83CTO1WW | AX8A | 4.3m, 13A/120V, C13 to NEMA 5-15P (US) Line Cord | 19
7X83CTO1WW | AXCA | ThinkSystem Toolless Slide Rail | 99
7X83CTO1WW | AXCB | ThinkSystem Toolless Slide Rail Kit with 1U CMA | 145
7X83CTO1WW | AXFN | ThinkSystem Screw-in Slide Rail | 129
7X83CTO1WW | AXFP | ThinkSystem 1U CMA Upgrade Kit for Screw-in Slide Rail | 40
7X83CTO1WW | B0ML | Feature Enable TPM on MB | 0
7X83CTO1WW | B0N4 | 2.0m, 10A/100-250V, C13 to IEC 320-C14 Rack Power Cable | 29
7X83CTO1WW | B0N5 | 1.0m, 13A/100-250V, C13 to C14 Jumper Cord | 25
7X83CTO1WW | B0N6 | 1.5m, 13A/100-250V, C13 to C14 Jumper Cord | 29
7X83CTO1WW | B0RJ | 10GBASE-LR SFP+Transceiver | 350
7X83CTO1WW | B0SU | SVT Validation | 0
7X83CTO1WW | B0T0 | ThinkAgile HX132x Base | 779
7X83CTO1WW | B117 | ThinkSystem 3.5" 12TB 7.2K SAS 12Gb Hot Swap 512e HDD | 949
7X83CTO1WW | B118 | ThinkSystem 3.5" 12TB 7.2K SATA 6Gb Hot Swap 512e HDD | 1829
7X83CTO1WW | B173 | Companion Part for XClarity Controller Standard to Enterprise Upgrade in Factory | 0
7X83CTO1WW | B306 | Mellanox QSA 100G to 25G Cable Adapter | 149
7X83CTO1WW | B31C | ThinkSystem Mellanox ConnectX-5 Ex 25/40GbE 2-port Low-Latency Adapter | 1979
7X83CTO1WW | B49G | ThinkSystem 3.5" Intel S4510 1.92TB Entry SATA 6Gb Hot Swap SSD | 1059
7X83CTO1WW | B49H | ThinkSystem 3.5" Intel S4510 3.84TB Entry SATA 6Gb Hot Swap SSD | 1989
7X83CTO1WW | B49S | ThinkSystem 3.5" Intel S4610 480GB Mainstream SATA 6Gb Hot Swap SSD | 309
7X83CTO1WW | B49T | ThinkSystem 3.5" Intel S4610 960GB Mainstream SATA 6Gb Hot Swap SSD | 1029
7X83CTO1WW | B49U | ThinkSystem 3.5" Intel S4610 1.92TB Mainstream SATA 6Gb Hot Swap SSD | 1799
7X83CTO1WW | B4A8 | ThinkSystem 3.5" PM1643 3.84TB Capacity SAS 12Gb Hot Swap SSD | 1869
7X83CTO1WW | B4H1 | ThinkSystem 8GB TruDDR4 2933MHz (1Rx8 1.2V) RDIMM | 219
7X83CTO1WW | B4H2 | ThinkSystem 16GB TruDDR4 2933MHz (2Rx8 1.2V) RDIMM | 319
7X83CTO1WW | B4H3 | ThinkSystem 32GB TruDDR4 2933MHz (2Rx4 1.2V) RDIMM | 619
7X83CTO1WW | B4H7 | Intel Xeon Platinum 8280 28C 205W 2.7GHz Processor | 18089
7X83CTO1WW | B4H8 | Intel Xeon Platinum 8276 28C 165W 2.2GHz Processor | 15099
7X83CTO1WW | B4H9 | Intel Xeon Platinum 8270 26C 205W 2.7GHz Processor | 12739
7X83CTO1WW | B4HA | Intel Xeon Platinum 8268 24C 205W 2.9GHz Processor | 10929
7X83CTO1WW | B4HB | Intel Xeon Platinum 8260 24C 165W 2.4GHz Processor | 8159
7X83CTO1WW | B4HC | Intel Xeon Gold 6252 24C 150W 2.1GHz Processor | 5909
7X83CTO1WW | B4HE | Intel Xeon Gold 6248 20C 150W 2.5GHz Processor | 5049
7X83CTO1WW | B4HF | Intel Xeon Gold 6244 8C 150W 3.6GHz Processor | 4699
7X83CTO1WW | B4HG | Intel Xeon Gold 6242 16C 150W 2.8GHz Processor | 4419
7X83CTO1WW | B4HH | Intel Xeon Gold 6240 18C 150W 2.6GHz Processor | 3819
7X83CTO1WW | B4HJ | Intel Xeon Gold 6230 20C 125W 2.1GHz Processor | 3099
7X83CTO1WW | B4HK | Intel Xeon Gold 5220 18C 125W 2.2GHz Processor | 2599
7X83CTO1WW | B4HL | Intel Xeon Gold 5218 16C 125W 2.3GHz Processor | 2019
7X83CTO1WW | B4HM | Intel Xeon Gold 5217 8C 115W 3.0GHz Processor | 2659
7X83CTO1WW | B4HN | Intel Xeon Gold 5215 10C 85W 2.5GHz Processor | 2019
7X83CTO1WW | B4HP | Intel Xeon Silver 4216 16C 100W 2.1GHz Processor | 1649
7X83CTO1WW | B4HQ | Intel Xeon Silver 4215 8C 85W 2.5GHz Processor | 1399
7X83CTO1WW | B4HR | Intel Xeon Silver 4214 12C 85W 2.2GHz Processor | 1169
7X83CTO1WW | B4HS | Intel Xeon Silver 4210 10C 85W 2.2GHz Processor | 859
7X83CTO1WW | B4HT | Intel Xeon Silver 4208 8C 85W 2.1GHz Processor | 799
7X83CTO1WW | B4LY | ThinkSystem 16GB TruDDR4 2933 MHz (1Rx4 1.2V) RDIMM | 289
7X83CTO1WW | B4NK | ThinkSystem SR630 Refresh MB | 1730
7X83CTO1WW | B4P5 | Intel Xeon Platinum 8280L 28C 205W 2.7GHz Processor | 29099
7X83CTO1WW | B4P6 | Intel Xeon Platinum 8276L 28C 165W 2.2GHz Processor | 26689
7X83CTO1WW | B4P7 | Intel Xeon Platinum 8260L 24C 165W 2.4GHz Processor | 19249
7X83CTO1WW | B4P9 | Intel Xeon Gold 5215L 10C 85W 2.5GHz Processor | 17019
7X83CTO1WW | B5N6 | ThinkSystem 16GB TruDDR4 Performance+ 2933MHz (2Rx8 1.2V) RDIMM | 729
7X83CTO1WW | B5N7 | ThinkSystem 32GB TruDDR4 Performance+ 2933MHz (2Rx4 1.2V) RDIMM | 1379
7X83CTO1WW | B5RY | Intel Xeon Gold 6230N 20C 125W 2.3GHz Processor | 3239
7X83CTO1WW | B5RZ | Intel Xeon Platinum 8253 16C 125W 2.2GHz Processor | 5299
7X83CTO1WW | B63U | Nutanix SW Stack on Hyper-V 2016 | 0
7X83CTO1WW | B6CJ | Intel Xeon Gold 6238 22C 140W 2.1GHz Processor | 4799
7X83CTO1WW | B6CK | Intel Xeon Gold 6234 8C 130W 3.3GHz Processor | 3999
7X83CTO1WW | B6CL | Intel Xeon Gold 6226 12C 125W 2.7GHz Processor | 3299
7X83CTO1WW | B6CR | Intel Xeon Gold 6238L 22C 140W 2.1GHz Processor | 14599
7X83CTO1WW | B6CS | Intel Xeon Gold 6240L 18C 150W 2.6GHz Processor | 14299
7X83CTO1WW | B6CT | Intel Xeon Gold 6252N 24C 150W 2.3GHz Processor | 7699
7X83CTO1WW | B6CU | Intel Xeon Gold 6262V 24C 135W 1.9GHz Processor | 5399
7X83CTO1WW | B6CV | Intel Xeon Gold 6222V 20C 115W 1.8GHz Processor | 2999
7X83CTO1WW | B6JY | ThinkSystem 3.5" PM883 1.92TB Entry SATA 6Gb Hot Swap SSD | 1159
7X83CTO1WW | B6JZ | ThinkSystem 3.5" PM883 3.84TB Entry SATA 6Gb Hot Swap SSD | 2219
7X83CTO1WW | B6PD | Intel Xeon Gold 6246 12C 165W 3.3GHz Processor | 5999
7X83CTO1WW | B7F0 | ThinkSystem 3.5" 16TB 7.2K SATA 6Gb Hot Swap 512e HDD | 1289
7X83CTO1WW | B7N5 | Intel Xeon Silver 4210R 10C 100W 2.4GHz Processor | 899
7X83CTO1WW | B7N6 | Intel Xeon Silver 4214R 12C 100W 2.4GHz Processor | 1259
7X83CTO1WW | B7N9 | Intel Xeon Gold 5220R 24C 150W 2.2GHz Processor | 2739
7X83CTO1WW | B8HS | ThinkSystem M.2 5300 240GB SATA 6Gbps Non-Hot Swap SSD | 359
7X83CTO1WW | B8HT | ThinkSystem 3.5" PM1645a 800GB Mainstream SAS 12Gb Hot Swap SSD | 829
7X83CTO1WW | B8JN | ThinkSystem 3.5" PM1645a 1.6TB Mainstream SAS 12Gb Hot Swap SSD | 1389
7X83CTO1WW | B919 | ThinkSystem M.2 5300 480GB SATA 6Gbps Non-Hot Swap SSD | 369
7X83CTO1WW | B91E | ThinkSystem 3.5" PM1643a 3.84TB Entry SAS 12Gb Hot Swap SSD | 1729
7X83CTO1WW | BAZL | Intel Xeon Gold 6238R 28C 165W 2.2GHz Processor | 4599
7X83CTO1WW | BAZM | Intel Xeon Gold 6240R 24C 165W 2.4GHz Processor | 3859
7X83CTO1WW | BAZS | Intel Xeon Gold 5218R 20C 125W 2.1GHz Processor | 2259
7X83CTO1WW | BAZU | Intel Xeon Silver 4215R 8C 130W 3.2GHz Processor | 1429
7X83CTO1WW | BAZV | Intel Xeon Gold 6208U 16C 150W 2.9GHz Processor | 1779
7X83CTO1WW | BAZW | Intel Xeon Gold 6226R 16C 150W 2.9GHz Processor | 2289
7X83CTO1WW | BAZX | Intel Xeon Gold 6230R 26C 150W 2.1GHz Processor | 3349
7X83CTO1WW | BB0P | Intel Transparent Supply Chain. Lenovo has paired our industry leading supply chain with Intel's innovative Transparent Supply Chain program to add a layer of protection to your data center and bring peace of mind that the server hardware you bring into ... | 0
7X83CTO1WW | BEL7 | Mfg Short-Ship Preload Exception | 0
7X83CTO1WW | BEVK | ThinkSystem 3.5" PM1643a 7.68TB Entry SAS 12Gb Hot Swap SSD | 5589
7X83CTO3WW | 747 | UID Asset Tag Label | 20
7X83CTO3WW | 2305 | Integration 1U Component | 59
7X83CTO3WW | 3797 | 1.5m Green Cat5e Cable | 17
7X83CTO3WW | 3798 | 3m Green Cat5e Cable | 19
7X83CTO3WW | 3799 | 10m Green Cat5e Cable | 29
7X83CTO3WW | 3800 | 25m Green Cat5e Cable | 69
7X83CTO3WW | 3802 | 1.5m Blue Cat5e Cable | 14
7X83CTO3WW | 3803 | 3m Blue Cat5e Cable | 25
7X83CTO3WW | 3804 | 10m Blue Cat5e Cable | 34
7X83CTO3WW | 3805 | 25m Blue Cat5e Cable | 69
7X83CTO3WW | 5053 | SFP+ SR Transceiver | 699
7X83CTO3WW | 5977 | Select Storage devices - no configured RAID required | 0
7X83CTO3WW | 6201 | 1.5m, 10A/100-250V, C13 to IEC 320-C14 Rack Power Cable | 19
7X83CTO3WW | 6218 | 2.8m, 10A/250V, C13 to SI 32 (Israel) Line Cord | 15
7X83CTO3WW | 6263 | 4.3m, 10A/100-250V, C13 to IEC 320-C14 Rack Power Cable | 19
7X83CTO3WW | 6311 | 2.8m, 10A/100-250V, C13 to IEC 320-C14 Rack Power Cable | 9
7X83CTO3WW | 6313 | 2.8m, 10A/120V, C13 to NEMA 5-15P (US) Line Cord | 19
7X83CTO3WW | 6314 | 2.8m, 100V, C13 to JIS C-8303 (Japan) Line Cord | 9
7X83CTO3WW | 6335 | 4.3m, 12A/100V, C13 to JIS C-8303 (Japan) Line Cord | 19
7X83CTO3WW | 6370 | 4.3m, 10A/125V, C13 to NEMA 5-15P (US) Line Cord | 10
7X83CTO3WW | 6373 | 4.3m, 10A/250V, C13 to NEMA 6-15P (US) Line Cord | 15
7X83CTO3WW | 6400 | 2.8m, 13A/100-250V, C13 to C14 Jumper Cord | 9
7X83CTO3WW | 6401 | 2.8m, 13A/120V, C13 to NEMA 5-15P (US) Line Cord | 29
7X83CTO3WW | 6530 | 4.3m, 13A/125V, C13 to CNS 10917 (Taiwan) Line Cord | 29
7X83CTO3WW | 6570 | 2.0m, 13A/100-250V, C13 to C14 Jumper Cord | 19
7X83CTO3WW | 6583 | 4.3m, 13A/100-250V, C13 to C14 Rack Power Cable | 19
7X83CTO3WW | 7831 | Customer Solution Center Services | 0
7X83CTO3WW | 8072 | General Racking Solution | 0
7X83CTO3WW | 8086 | No Publications Selected | 0
7X83CTO3WW | 8971 | Integrate in manufacturing | 0
7X83CTO3WW | 8972 | Ship Uninstalled (Safety) | 0
7X83CTO3WW | A102 | Advanced Grouping | 0
7X83CTO3WW | A1DQ | 3m QSFP+ to QSFP+ Cable | 329
7X83CTO3WW | A1MT | 10m Green Cat6 Cable | 49
7X83CTO3WW | A1MW | 25m Green Cat6 Cable | 105
7X83CTO3WW | A1PH | 1m Passive DAC SFP+ Cable | 69
7X83CTO3WW | A1PJ | 3m Passive DAC SFP+ Cable | 89
7X83CTO3WW | A1PK | 5m Passive DAC SFP+ Cable | 159
7X83CTO3WW | A1RF | 2.8m, 10A/250V, C13 to NEMA 6-15P Line Cord | 15
7X83CTO3WW | A3RG | 0.5m Passive DAC SFP+ Cable | 79
7X83CTO3WW | A3RH | 7m Passive DAC SFP+ Cable | 179
7X83CTO3WW | A3SW | 1.2m, 16A/100-250V, 2 Short C13s to Short C20 Rack Power Cable | 55
7X83CTO3WW | A3SX | 2.5m, 16A/100-250V, 2 Long C13s to Short C20 Rack Power Cable | 75
7X83CTO3WW | A3SY | 2.8m, 16A/100-250V, 2 Short C13s to Long C20 Rack Power Cable | 79
7X83CTO3WW | A3SZ | 4.1m, 16A/100-250V, 2 Long C13s to Long C20 Rack Power Cable | 85
7X83CTO3WW | A4VP | 1.0m, 10A/100-250V, C13 to IEC 320-C14 Rack Power Cable | 19
7X83CTO3WW | A51N | 1.5m Passive DAC SFP+ Cable | 89
7X83CTO3WW | A51P | 2m Passive DAC SFP+ Cable | 89
7X83CTO3WW | A5DL | SFP 1000Base-T (RJ-45) Transceiver | 89
7X83CTO3WW | ARZA | 0.5m Mellanox QSFP Passive DAC Cable | 139
7X83CTO3WW | ARZB | 0.75m Mellanox QSFP Passive DAC Cable | 149
7X83CTO3WW | ARZC | 1m Mellanox QSFP Passive DAC Cable | 159
7X83CTO3WW | ARZD | 1.25m Mellanox QSFP Passive DAC Cable | 169
7X83CTO3WW | ARZE | 1.5m Mellanox QSFP Passive DAC Cable | 169
7X83CTO3WW | ARZF | 3m Mellanox QSFP Passive DAC Cable | 189
7X83CTO3WW | ASQT | 0.5m Mellanox EDR IB Passive Copper QSFP28 Cable | 229
7X83CTO3WW | ASQU | 0.75m Mellanox EDR IB Passive Copper QSFP28 Cable | 249
7X83CTO3WW | ASQV | 1m Mellanox EDR IB Passive Copper QSFP28 Cable | 249
7X83CTO3WW | ASQW | 1.25m Mellanox EDR IB Passive Copper QSFP28 Cable | 289
7X83CTO3WW | ASQX | 1.5m Mellanox EDR IB Passive Copper QSFP28 Cable | 289
7X83CTO3WW | ASQY | 2m Mellanox EDR IB Passive Copper QSFP28 Cable | 289
7X83CTO3WW | ASQZ | 5m Mellanox EDR IB Optical QSFP28 Cable | 1359
7X83CTO3WW | ASR0 | 10m Mellanox EDR IB Optical QSFP28 Cable | 1419
7X83CTO3WW | ASR1 | 15m Mellanox EDR IB Optical QSFP28 Cable | 1509
7X83CTO3WW | ASR2 | 20m Mellanox EDR IB Optical QSFP28 Cable | 1569
7X83CTO3WW | ASR3 | 30m Mellanox EDR IB Optical QSFP28 Cable | 1789
7X83CTO3WW | ASR5 | Lenovo 0.5m LC-LC OM3 MMF Cable | 24
7X83CTO3WW | ASR6 | Lenovo 1m LC-LC OM3 MMF Cable | 24
7X83CTO3WW | ASR7 | Lenovo 3m LC-LC OM3 MMF Cable | 24
7X83CTO3WW | ASR8 | Lenovo 5m LC-LC OM3 MMF Cable | 29
7X83CTO3WW | ASR9 | Lenovo 10m LC-LC OM3 MMF Cable | 39
7X83CTO3WW | ASRA | Lenovo 15m LC-LC OM3 MMF Cable | 45
7X83CTO3WW | ASRB | Lenovo 25m LC-LC OM3 MMF Cable | 54
7X83CTO3WW | ASRM | 3m Mellanox EDR IB Passive Copper QSFP28 Cable | 319
7X83CTO3WW | ASRN | 3m Mellanox EDR IB Optical QSFP28 Cable | 1359
7X83CTO3WW | ASRP | 50m Mellanox EDR IB Optical QSFP28 Cable | 2329
7X83CTO3WW | AT2R | Lenovo 1m Active DAC SFP+ Cables | 129
7X83CTO3WW | AT2S | Lenovo 3m Active DAC SFP+ Cables | 139
7X83CTO3WW | AT2T | Lenovo 5m Active DAC SFP+ Cables | 159
7X83CTO3WW | ATPX | Intel X550-T2 Dual Port 10GBase-T Adapter | 599
7X83CTO3WW | ATSB | Nutanix Solution Code MFG Instruction | 0
7X83CTO3WW | AU0E | 0.5m Intel OPA 100 Series Passive Copper QSFP28 Cable | 79
7X83CTO3WW | AU0F | 0.75m Intel OPA Passive Copper QSFP28 Cable | 139
7X83CTO3WW | AU0G | 1m Intel OPA 100 Series Passive Copper QSFP28 Cable | 99
7X83CTO3WW | AU0H | 1.25m Intel OPA 100 Series Passive Copper QSFP28 Cable | 159
7X83CTO3WW | AU0J | 1.5m Intel OPA 100 Series Passive Copper QSFP28 Cable | 109
7X83CTO3WW | AU0K | 2m Intel OPA 100 Series Passive Copper QSFP28 Cable | 129
7X83CTO3WW | AU0M | 5m Intel OPA 100 Series Active Optical QSFP28 Cable | 899
7X83CTO3WW | AU0P | 15m Intel OPA 100 Series Active Optical QSFP28 Cable | 949
7X83CTO3WW | AUAJ | Mellanox ConnectX-4 Lx 10/25GbE SFP28 2-port PCIe Ethernet Adapter | 499
7X83CTO3WW | AUK7 | TPM 2.0 and Secure Boot | 0
7X83CTO3WW | AUKJ | ThinkSystem 10Gb 2-port SFP+ LOM | 169
7X83CTO3WW | AUKK | ThinkSystem 10Gb 4-port SFP+ LOM | 209
7X83CTO3WW | AUKL | ThinkSystem 10Gb 2-port Base-T LOM | 259
7X83CTO3WW | AUKM | ThinkSystem 10Gb 4-port Base-T LOM | 439
7X83CTO3WW | AUKX | ThinkSystem Intel X710-DA2 PCIe 10Gb 2-Port SFP+ Ethernet Adapter | 459
7X83CTO3WW | AUMV | ThinkSystem M.2 with Mirroring Enablement Kit | 149
7X83CTO3WW | AUNC | ThinkSystem 16GB TruDDR4 2666 MHz (2Rx8 1.2V) RDIMM | 319
7X83CTO3WW | AUND | ThinkSystem 32GB TruDDR4 2666 MHz (2Rx4 1.2V) RDIMM | 609
7X83CTO3WW | AUNE | ThinkSystem 64GB TruDDR4 2666 MHz (4Rx4 1.2V) LRDIMM | 1259
7X83CTO3WW | AUNF | ThinkSystem 128GB TruDDR4 2666 MHz (8Rx4 1.2V) 3DS RDIMM | 4449
7X83CTO3WW | AUNM | ThinkSystem 430-16i SAS/SATA 12Gb HBA | 589
7X83CTO3WW | AUNP | FBU345 SuperCap | 135
7X83CTO3WW | AUPW | ThinkSystem XClarity Controller Standard to Enterprise Upgrade | 100
7X83CTO3WW | AURR | ThinkSystem M3.5 Screw for Riser 2x2pcs and Planar 5pcs | 0
7X83CTO3WW | AUUE | ThinkSystem 2.5" 1TB 7.2K SATA 6Gb Hot Swap 512n HDD | 469
7X83CTO3WW | AUUJ | ThinkSystem 2.5" 2TB 7.2K SATA 6Gb Hot Swap 512e HDD | 849
7X83CTO3WW | AUUV | ThinkSystem M.2 128GB SATA 6Gbps Non-Hot Swap SSD | 159
7X83CTO3WW | AUW9 | ThinkSystem 1U 2.5" 4 AnyBay 10-Bay Backplane | 250
7X83CTO3WW | AUWA | ThinkSystem SR530/SR570/SR630 x16 PCIe LP Riser 2 Kit | 35
7X83CTO3WW | AUWC | ThinkSystem SR530/SR570/SR630 x8/x16 PCIe LP+LP Riser 1 Kit | 39
7X83CTO3WW | AUWJ | ThinkSystem SR630 Rear HDD/SSD Kit | 119
7X83CTO3WW | AUWN | Lenovo ThinkSystem 1U LP Riser Bracket | 10
7X83CTO3WW | AUWQ | Lenovo ThinkSystem 1U LP+LP BF Riser Bracket | 10
7X83CTO3WW | AUWR | ThinkSystem 1U Security Bezel | 49
7X83CTO3WW | AUWS | Lenovo ThinkSystem 1U LP+FH BF Riser Bracket | 15
7X83CTO3WW | AUWW | Front VGA Connector Upgrade Kit for 1U 2.5" | 25
7X83CTO3WW | AV1B | Lenovo 25GBase-SR SFP28 Transceiver | 449
7X83CTO3WW | AV1F | Lenovo 3m 25G SFP28 Active Optical Cable | 489
7X83CTO3WW | AV1G | Lenovo 5m 25G SFP28 Active Optical Cable | 489
7X83CTO3WW | AV1H | Lenovo 10m 25G SFP28 Active Optical Cable | 499
7X83CTO3WW | AV1J | Lenovo 15m 25G SFP28 Active Optical Cable | 497
7X83CTO3WW | AV1K | Lenovo 20m 25G SFP28 Active Optical Cable | 519
7X83CTO3WW | AV1L | Lenovo 3m 100G QSFP28 Active Optical Cable | 1059
7X83CTO3WW | AV1M | Lenovo 5m 100G QSFP28 Active Optical Cable | 1069
7X83CTO3WW | AV1N | Lenovo 10m 100G QSFP28 Active Optical Cable | 1099
7X83CTO3WW | AV1P | Lenovo 15m 100G QSFP28 Active Optical Cable | 1079
7X83CTO3WW | AV1Q | Lenovo 20m 100G QSFP28 Active Optical Cable | 1179
7X83CTO3WW | AV1R | Lenovo 3m 100G to 4x25G Breakout Active Optical Cable | 1949
7X83CTO3WW | AV1S | Lenovo 5m 100G to 4x25G Breakout Active Optical Cable | 1975
7X83CTO3WW | AV1T | Lenovo 10m 100G to 4x25G Breakout Active Optical Cable | 2035
7X83CTO3WW | AV1U | Lenovo 15m 100G to 4x25G Breakout Active Optical Cable | 2095
7X83CTO3WW | AV1V | Lenovo 20m 100G to 4x25G Breakout Active Optical Cable | 2149
7X83CTO3WW | AV1W | Lenovo 1m Passive 25G SFP28 DAC Cable | 69
7X83CTO3WW | AV1X | Lenovo 3m Passive 25G SFP28 DAC Cable | 79
7X83CTO3WW | AV1Y | Lenovo 5m Passive 25G SFP28 DAC Cable | 159
7X83CTO3WW | AV1Z | Lenovo 1m Passive 100G QSFP28 DAC Cable | 99
7X83CTO3WW | AV20 | Lenovo 3m Passive 100G QSFP28 DAC Cable | 159
7X83CTO3WW | AV21 | Lenovo 5m Passive 100G QSFP28 DAC Cable | 299
7X83CTO3WW | AV22 | Lenovo 1m 100G QSFP28 to 4x25G SFP28 Breakout DAC Cable | 179
7X83CTO3WW | AV23 | Lenovo 3m 100G QSFP28 to 4x25G SFP28 Breakout DAC Cable | 299
7X83CTO3WW | AV24 | Lenovo 5m 100G QSFP28 to 4x25G SFP28 Breakout DAC Cable | 459
7X83CTO3WW | AV25 | Lenovo 5m MPO-MPO OM4 MMF Cable | 114
7X83CTO3WW | AV26 | Lenovo 7m MPO-MPO OM4 MMF Cable | 135
7X83CTO3WW | AV27 | Lenovo 10m MPO-MPO OM4 MMF Cable | 159
7X83CTO3WW | AV28 | Lenovo 15m MPO-MPO OM4 MMF Cable | 205
7X83CTO3WW | AV29 | Lenovo 20m MPO-MPO OM4 MMF Cable | 259
7X83CTO3WW | AV2A | Lenovo 30m MPO-MPO OM4 MMF Cable | 349
7X83CTO3WW | AV2B | Lenovo 1m MPO to 4x LC Breakout OM4 MMF Cable | 149
7X83CTO3WW | AV2C | Lenovo 3m MPO to 4x LC Breakout OM4 MMF Cable | 179
7X83CTO3WW | AV2D | Lenovo 5m MPO to 4x LC Breakout OM4 MMF Cable | 239
7X83CTO3WW | AVFQ | 0.75m Green Cat5e Cable | 15
7X83CTO3WW | AVFR | 1.0m Green Cat5e Cable | 19
7X83CTO3WW | AVFS | 1.25m Green Cat5e Cable | 19
7X83CTO3WW | AVFT | 0.75m Blue Cat5e Cable | 15
7X83CTO3WW | AVFU | 1.0m Blue Cat5e Cable | 19
7X83CTO3WW | AVFV | 1.25m Blue Cat5e Cable | 19
7X83CTO3WW | AVFW | 0.75m Green Cat6 Cable | 19
7X83CTO3WW | AVFX | 1.0m Green Cat6 Cable | 19
7X83CTO3WW | AVFY | 1.25m Green Cat6 Cable | 19
7X83CTO3WW | AVFZ | 1.5m Green Cat6 Cable | 19
7X83CTO3WW | AVG0 | 3m Green Cat6 Cable | 25
7X83CTO3WW | AVW9 | ThinkSystem 750W (230V) Titanium Hot-Swap Power Supply | 549
7X83CTO3WW | AVWA | ThinkSystem 750W (230/115V) Platinum Hot-Swap Power Supply | 399
7X83CTO3WW | AVWB | ThinkSystem 1100W (230V/115V) Platinum Hot-Swap Power Supply | 499
7X83CTO3WW | AX8A | 4.3m, 13A/120V, C13 to NEMA 5-15P (US) Line Cord | 19
7X83CTO3WW | AXCA | ThinkSystem Toolless Slide Rail | 99
7X83CTO3WW | AXCB | ThinkSystem Toolless Slide Rail Kit with 1U CMA | 145
7X83CTO3WW | AXFN | ThinkSystem Screw-in Slide Rail | 129
7X83CTO3WW | AXFP | ThinkSystem 1U CMA Upgrade Kit for Screw-in Slide Rail | 40
7X83CTO3WW | B0ML | Feature Enable TPM on MB | 0
7X83CTO3WW | B0N4 | 2.0m, 10A/100-250V, C13 to IEC 320-C14 Rack Power Cable | 29
7X83CTO3WW | B0N5 | 1.0m, 13A/100-250V, C13 to C14 Jumper Cord | 25
7X83CTO3WW | B0N6 | 1.5m, 13A/100-250V, C13 to C14 Jumper Cord | 29
7X83CTO3WW | B0RJ | 10GBASE-LR SFP+Transceiver | 350
7X83CTO3WW | B0SU | SVT Validation | 0
7X83CTO3WW | B0T2 | ThinkAgile HX332x Base | 749
7X83CTO3WW | B0YS | ThinkSystem 2.5" 2.4TB 10K SAS 12Gb Hot Swap 512e HDD | 629
7X83CTO3WW | B173 | Companion Part for XClarity Controller Standard to Enterprise Upgrade in Factory | 0
7X83CTO3WW | B21X | ThinkSystem U.2 Toshiba CM5-V 1.6TB Mainstream NVMe PCIe 3.0 x4 Hot Swap SSD | 3449
7X83CTO3WW | B2ZJ | ThinkSystem U.2 Intel Optane P4800X 750GB Performance NVMe PCIe 3.0 x4 Hot Swap SSD | 7169
7X83CTO3WW | B306 | Mellanox QSA 100G to 25G Cable Adapter | 149
7X83CTO3WW | B31C | ThinkSystem Mellanox ConnectX-5 Ex 25/40GbE 2-port Low-Latency Adapter | 1979
7X83CTO3WW | B34L | ThinkSystem 2.5" PM883 1.92TB Entry SATA 6Gb Hot Swap SSD | 889
7X83CTO3WW | B34M | ThinkSystem 2.5" PM883 3.84TB Entry SATA 6Gb Hot Swap SSD | 1739
7X83CTO3WW | B49B | ThinkSystem 2.5" Intel S4510 1.92TB Entry SATA 6Gb Hot Swap SSD | 1049
7X83CTO3WW | B49C | ThinkSystem 2.5" Intel S4510 3.84TB Entry SATA 6Gb Hot Swap SSD | 1979
7X83CTO3WW | B49M | ThinkSystem 2.5" Intel S4610 480GB Mainstream SATA 6Gb Hot Swap SSD | 479
7X83CTO3WW | B49N | ThinkSystem 2.5" Intel S4610 960GB Mainstream SATA 6Gb Hot Swap SSD | 699
7X83CTO3WW | B49P | ThinkSystem 2.5" Intel S4610 1.92TB Mainstream SATA 6Gb Hot Swap SSD | 1289
7X83CTO3WW | B4A7 | ThinkSystem 2.5" PM1643 3.84TB Capacity SAS 12Gb Hot Swap SSD | 2579
7X83CTO3WW | B4H2 | ThinkSystem 16GB TruDDR4 2933MHz (2Rx8 1.2V) RDIMM | 319
7X83CTO3WW | B4H3 | ThinkSystem 32GB TruDDR4 2933MHz (2Rx4 1.2V) RDIMM | 619
7X83CTO3WW | B4H4 | ThinkSystem 64GB TruDDR4 2933MHz (2Rx4 1.2V) RDIMM | 1279
7X83CTO3WW | B4H7 | Intel Xeon Platinum 8280 28C 205W 2.7GHz Processor | 18089
7X83CTO3WW | B4H8 | Intel Xeon Platinum 8276 28C 165W 2.2GHz Processor | 15099
7X83CTO3WW | B4H9 | Intel Xeon Platinum 8270 26C 205W 2.7GHz Processor | 12739
7X83CTO3WW | B4HA | Intel Xeon Platinum 8268 24C 205W 2.9GHz Processor | 10929
7X83CTO3WW | B4HB | Intel Xeon Platinum 8260 24C 165W 2.4GHz Processor | 8159
7X83CTO3WW | B4HC | Intel Xeon Gold 6252 24C 150W 2.1GHz Processor | 5909
7X83CTO3WW | B4HD | Intel Xeon Gold 6254 18C 200W 3.1GHz Processor | 6065
7X83CTO3WW | B4HE | Intel Xeon Gold 6248 20C 150W 2.5GHz Processor | 5049
7X83CTO3WW | B4HF | Intel Xeon Gold 6244 8C 150W 3.6GHz Processor | 4699
7X83CTO3WW | B4HG | Intel Xeon Gold 6242 16C 150W 2.8GHz Processor | 4419
7X83CTO3WW | B4HH | Intel Xeon Gold 6240 18C 150W 2.6GHz Processor | 3819
7X83CTO3WW | B4HJ | Intel Xeon Gold 6230 20C 125W 2.1GHz Processor | 3099
7X83CTO3WW | B4HK | Intel Xeon Gold 5220 18C 125W 2.2GHz Processor | 2599
7X83CTO3WW | B4HL | Intel Xeon Gold 5218 16C 125W 2.3GHz Processor | 2019
7X83CTO3WW | B4HM | Intel Xeon Gold 5217 8C 115W 3.0GHz Processor | 2659
7X83CTO3WW | B4HN | Intel Xeon Gold 5215 10C 85W 2.5GHz Processor | 2019
7X83CTO3WW | B4HP | Intel Xeon Silver 4216 16C 100W 2.1GHz Processor | 1649
7X83CTO3WW | B4HQ | Intel Xeon Silver 4215 8C 85W 2.5GHz Processor | 1399
7X83CTO3WW | B4HR | Intel Xeon Silver 4214 12C 85W 2.2GHz Processor | 1169
7X83CTO3WW | B4HS | Intel Xeon Silver 4210 10C 85W 2.2GHz Processor | 859
7X83CTO3WW | B4HT | Intel Xeon Silver 4208 8C 85W 2.1GHz Processor | 799
7X83CTO3WW | B4NK | ThinkSystem SR630 Refresh MB | 1730
7X83CTO3WW | B4P5 | Intel Xeon Platinum 8280L 28C 205W 2.7GHz Processor | 29099
7X83CTO3WW | B4P6 | Intel Xeon Platinum 8276L 28C 165W 2.2GHz Processor | 26689
7X83CTO3WW | B4P7 | Intel Xeon Platinum 8260L 24C 165W 2.4GHz Processor | 19249
7X83CTO3WW | B4P9 | Intel Xeon Gold 5215L 10C 85W 2.5GHz Processor | 17019
7X83CTO3WW | B587 | ThinkSystem 128GB TruDDR4 2933MHz (4Rx4 1.2V) 3DS RDIMM | 3399
7X83CTO3WW | B5N6 | ThinkSystem 16GB TruDDR4 Performance+ 2933MHz (2Rx8 1.2V) RDIMM | 729
7X83CTO3WW | B5N7 | ThinkSystem 32GB TruDDR4 Performance+ 2933MHz (2Rx4 1.2V) RDIMM | 1379
7X83CTO3WW | B5N8 | ThinkSystem 64GB TruDDR4 Performance+ 2933MHz (2Rx4 1.2V) RDIMM | 2879
7X83CTO3WW | B5N9 | ThinkSystem 128GB TruDDR4 Performance+ 2933MHz (4Rx4 1.2V) 3DS RDIMM | 5499
7X83CTO3WW | B5RY | Intel Xeon Gold 6230N 20C 125W 2.3GHz Processor | 3239
7X83CTO3WW | B5RZ | Intel Xeon Platinum 8253 16C 125W 2.2GHz Processor | 5299
7X83CTO3WW | B63U | Nutanix SW Stack on Hyper-V 2016 | 0
7X83CTO3WW | B6CJ | Intel Xeon Gold 6238 22C 140W 2.1GHz Processor | 4799
7X83CTO3WW | B6CK | Intel Xeon Gold 6234 8C 130W 3.3GHz Processor | 3999
7X83CTO3WW | B6CL | Intel Xeon Gold 6226 12C 125W 2.7GHz Processor | 3299
7X83CTO3WW | B6CR | Intel Xeon Gold 6238L 22C 140W 2.1GHz Processor | 14599
7X83CTO3WW | B6CS | Intel Xeon Gold 6240L 18C 150W 2.6GHz Processor | 14299
7X83CTO3WW | B6CT | Intel Xeon Gold 6252N 24C 150W 2.3GHz Processor | 7699
7X83CTO3WW | B6CU | Intel Xeon Gold 6262V 24C 135W 1.9GHz Processor | 5399
7X83CTO3WW | B6CV | Intel Xeon Gold 6222V 20C 115W 1.8GHz Processor | 2999
7X83CTO3WW | B6CW | Intel Xeon Gold 5220S 18C 125W 2.7GHz Processor | 3699
7X83CTO3WW | B6PD | Intel Xeon Gold 6246 12C 165W 3.3GHz Processor | 5999
7X83CTO3WW | B7N5 | Intel Xeon Silver 4210R 10C 100W 2.4GHz Processor | 899
7X83CTO3WW | B7N6 | Intel Xeon Silver 4214R 12C 100W 2.4GHz Processor | 1259
7X83CTO3WW | B7N9 | Intel Xeon Gold 5220R 24C 150W 2.2GHz Processor | 2739
7X83CTO3WW | B8HS | ThinkSystem M.2 5300 240GB SATA 6Gbps Non-Hot Swap SSD | 359
7X83CTO3WW | B8HU | ThinkSystem 2.5" PM1645a 800GB Mainstream SAS 12Gb Hot Swap SSD | 819
7X83CTO3WW | B8J4 | ThinkSystem 2.5" PM1645a 1.6TB Mainstream SAS 12Gb Hot Swap SSD | 1379
7X83CTO3WW | B919 | ThinkSystem M.2 5300 480GB SATA 6Gbps Non-Hot Swap SSD | 369
7X83CTO3WW | B91C | ThinkSystem 2.5" PM1643a 3.84TB Entry SAS 12Gb Hot Swap SSD | 2579
7X83CTO3WW | B91D | ThinkSystem 2.5" PM1643a 7.68TB Entry SAS 12Gb Hot Swap SSD | 5019
7X83CTO3WW | BAZL | Intel Xeon Gold 6238R 28C 165W 2.2GHz Processor | 4599
7X83CTO3WW | BAZM | Intel Xeon Gold 6240R 24C 165W 2.4GHz Processor | 3859
7X83CTO3WW | BAZN | Intel Xeon Gold 6242R 20C 205W 3.1GHz Processor | 4459
7X83CTO3WW | BAZP | Intel Xeon Gold 6246R 16C 205W 3.4GHz Processor | 5779
7X83CTO3WW | BAZQ | Intel Xeon Gold 6248R 24C 205W 3.0GHz Processor | 4739
7X83CTO3WW | BAZR | Intel Xeon Gold 6258R 28C 205W 2.7GHz Processor | 6839
7X83CTO3WW | BAZS | Intel Xeon Gold 5218R 20C 125W 2.1GHz Processor | 2259
7X83CTO3WW | BAZU | Intel Xeon Silver 4215R 8C 130W 3.2GHz Processor | 1429
7X83CTO3WW | BAZW | Intel Xeon Gold 6226R 16C 150W 2.9GHz Processor | 2289
7X83CTO3WW | BAZX | Intel Xeon Gold 6230R 26C 150W 2.1GHz Processor | 3349
7X83CTO3WW | BB0P | Intel Transparent Supply Chain. Lenovo has paired our industry leading supply chain with Intel's innovative Transparent Supply Chain program to add a layer of protection to your data center and bring peace of mind that the server hardware you bring into ... | 0
7X83CTO3WW | BC4R | ThinkSystem 2.5" PM1643a 15.36TB Entry SAS 12Gb Hot Swap SSD | 10029
7X83CTO3WW | BEL7 | Mfg Short-Ship Preload Exception | 0
7X83CTO5WW | 747 | UID Asset Tag Label | 20
7X83CTO5WW | 2305 | Integration 1U Component | 59
7X83CTO5WW | 3797 | 1.5m Green Cat5e Cable | 17
7X83CTO5WW | 3798 | 3m Green Cat5e Cable | 19
7X83CTO5WW | 3799 | 10m Green Cat5e Cable | 29
7X83CTO5WW | 3800 | 25m Green Cat5e Cable | 69
7X83CTO5WW | 3802 | 1.5m Blue Cat5e Cable | 14
7X83CTO5WW | 3803 | 3m Blue Cat5e Cable | 25
7X83CTO5WW | 3804 | 10m Blue Cat5e Cable | 34
7X83CTO5WW | 3805 | 25m Blue Cat5e Cable | 69
7X83CTO5WW | 5053 | SFP+ SR Transceiver | 699
7X83CTO5WW | 5977 | Select Storage devices - no configured RAID required | 0
7X83CTO5WW | 6201 | 1.5m, 10A/100-250V, C13 to IEC 320-C14 Rack Power Cable | 19
7X83CTO5WW | 6218 | 2.8m, 10A/250V, C13 to SI 32 (Israel) Line Cord | 15
7X83CTO5WW | 6263 | 4.3m, 10A/100-250V, C13 to IEC 320-C14 Rack Power Cable | 19
7X83CTO5WW | 6311 | 2.8m, 10A/100-250V, C13 to IEC 320-C14 Rack Power Cable | 9
7X83CTO5WW | 6313 | 2.8m, 10A/120V, C13 to NEMA 5-15P (US) Line Cord | 19
7X83CTO5WW | 6314 | 2.8m, 100V, C13 to JIS C-8303 (Japan) Line Cord | 9
7X83CTO5WW | 6335 | 4.3m, 12A/100V, C13 to JIS C-8303 (Japan) Line Cord | 19
7X83CTO5WW | 6370 | 4.3m, 10A/125V, C13 to NEMA 5-15P (US) Line Cord | 10
7X83CTO5WW | 6373 | 4.3m, 10A/250V, C13 to NEMA 6-15P (US) Line Cord | 15
7X83CTO5WW | 6400 | 2.8m, 13A/100-250V, C13 to C14 Jumper Cord | 9
7X83CTO5WW | 6401 | 2.8m, 13A/120V, C13 to NEMA 5-15P (US) Line Cord | 29
7X83CTO5WW | 6530 | 4.3m, 13A/125V, C13 to CNS 10917 (Taiwan) Line Cord | 29
7X83CTO5WW | 6570 | 2.0m, 13A/100-250V, C13 to C14 Jumper Cord | 19
7X83CTO5WW | 6583 | 4.3m, 13A/100-250V, C13 to C14 Rack Power Cable | 19
7X83CTO5WW | 7831 | Customer Solution Center Services | 0
7X83CTO5WW | 8072 | General Racking Solution | 0
7X83CTO5WW | 8086 | No Publications Selected | 0
7X83CTO5WW | 8971 | Integrate in manufacturing | 0
7X83CTO5WW | 8972 | Ship Uninstalled (Safety) | 0
7X83CTO5WW | A102 | Advanced Grouping | 0
7X83CTO5WW | A1DQ | 3m QSFP+ to QSFP+ Cable | 329
7X83CTO5WW | A1MT | 10m Green Cat6 Cable | 49
7X83CTO5WW | A1MW | 25m Green Cat6 Cable | 105
7X83CTO5WW | A1PH | 1m Passive DAC SFP+ Cable | 69
7X83CTO5WW | A1PJ | 3m Passive DAC SFP+ Cable | 89
7X83CTO5WW | A1PK | 5m Passive DAC SFP+ Cable | 159
7X83CTO5WW | A1RF | 2.8m, 10A/250V, C13 to NEMA 6-15P Line Cord | 15
7X83CTO5WW | A3RG | 0.5m Passive DAC SFP+ Cable | 79
7X83CTO5WW | A3RH | 7m Passive DAC SFP+ Cable | 179
7X83CTO5WW | A3SW | 1.2m, 16A/100-250V, 2 Short C13s to Short C20 Rack Power Cable | 55
7X83CTO5WW | A3SX | 2.5m, 16A/100-250V, 2 Long C13s to Short C20 Rack Power Cable | 75
7X83CTO5WW | A3SY | 2.8m, 16A/100-250V, 2 Short C13s to Long C20 Rack Power Cable | 79
7X83CTO5WW | A3SZ | 4.1m, 16A/100-250V, 2 Long C13s to Long C20 Rack Power Cable | 85
7X83CTO5WW | A4VP | 1.0m, 10A/100-250V, C13 to IEC 320-C14 Rack Power Cable | 19
7X83CTO5WW | A51N | 1.5m Passive DAC SFP+ Cable | 89
7X83CTO5WW | A51P | 2m Passive DAC SFP+ Cable | 89
7X83CTO5WW | A5DL | SFP 1000Base-T (RJ-45) Transceiver | 89
7X83CTO5WW | ARZA | 0.5m Mellanox QSFP Passive DAC Cable | 139
7X83CTO5WW | ARZB | 0.75m Mellanox QSFP Passive DAC Cable | 149
7X83CTO5WW | ARZC | 1m Mellanox QSFP Passive DAC Cable | 159
7X83CTO5WW | ARZD | 1.25m Mellanox QSFP Passive DAC Cable | 169
7X83CTO5WW | ARZE | 1.5m Mellanox QSFP Passive DAC Cable | 169
7X83CTO5WW | ARZF | 3m Mellanox QSFP Passive DAC Cable | 189
7X83CTO5WW | ASQT | 0.5m Mellanox EDR IB Passive Copper QSFP28 Cable | 229
7X83CTO5WW | ASQU | 0.75m Mellanox EDR IB Passive Copper QSFP28 Cable | 249
7X83CTO5WW | ASQV | 1m Mellanox EDR IB Passive Copper QSFP28 Cable | 249
7X83CTO5WW | ASQW | 1.25m Mellanox EDR IB Passive Copper QSFP28 Cable | 289
7X83CTO5WW | ASQX | 1.5m Mellanox EDR IB Passive Copper QSFP28 Cable | 289
7X83CTO5WW | ASQY | 2m Mellanox EDR IB Passive Copper QSFP28 Cable | 289
7X83CTO5WW | ASQZ | 5m Mellanox EDR IB Optical QSFP28 Cable | 1359
7X83CTO5WW | ASR0 | 10m Mellanox EDR IB Optical QSFP28 Cable | 1419
7X83CTO5WW | ASR1 | 15m Mellanox EDR IB Optical QSFP28 Cable | 1509
7X83CTO5WW | ASR2 | 20m Mellanox EDR IB Optical QSFP28 Cable | 1569
7X83CTO5WW | ASR3 | 30m Mellanox EDR IB Optical QSFP28 Cable | 1789
7X83CTO5WW | ASR5 | Lenovo 0.5m LC-LC OM3 MMF Cable | 24
7X83CTO5WW | ASR6 | Lenovo 1m LC-LC OM3 MMF Cable | 24
7X83CTO5WW | ASR7 | Lenovo 3m LC-LC OM3 MMF Cable | 24
7X83CTO5WW | ASR8 | Lenovo 5m LC-LC OM3 MMF Cable | 29
7X83CTO5WW | ASR9 | Lenovo 10m LC-LC OM3 MMF Cable | 39
7X83CTO5WW | ASRA | Lenovo 15m LC-LC OM3 MMF Cable | 45
7X83CTO5WW | ASRB | Lenovo 25m LC-LC OM3 MMF Cable | 54
7X83CTO5WW | ASRM | 3m Mellanox EDR IB Passive Copper QSFP28 Cable | 319
7X83CTO5WW | ASRN | 3m Mellanox EDR IB Optical QSFP28 Cable | 1359
7X83CTO5WW | ASRP | 50m Mellanox EDR IB Optical QSFP28 Cable | 2329
7X83CTO5WW | AT2R | Lenovo 1m Active DAC SFP+ Cables | 129
7X83CTO5WW | AT2S | Lenovo 3m Active DAC SFP+ Cables | 139
7X83CTO5WW | AT2T | Lenovo 5m Active DAC SFP+ Cables | 159
7X83CTO5WW | ATPX | Intel X550-T2 Dual Port 10GBase-T Adapter | 599
7X83CTO5WW | ATSB | Nutanix Solution Code MFG Instruction | 0
7X83CTO5WW | AU0E | 0.5m Intel OPA 100 Series Passive Copper QSFP28 Cable | 79
7X83CTO5WW | AU0F | 0.75m Intel OPA Passive Copper QSFP28 Cable | 139
7X83CTO5WW | AU0G | 1m Intel OPA 100 Series Passive Copper QSFP28 Cable | 99
7X83CTO5WW | AU0H | 1.25m Intel OPA 100 Series Passive Copper QSFP28 Cable | 159
7X83CTO5WW | AU0J | 1.5m Intel OPA 100 Series Passive Copper QSFP28 Cable | 109
7X83CTO5WW | AU0K | 2m Intel OPA 100 Series Passive Copper QSFP28 Cable | 129
7X83CTO5WW | AU0M | 5m Intel OPA 100 Series Active Optical QSFP28 Cable | 899
7X83CTO5WW | AU0P | 15m Intel OPA 100 Series Active Optical QSFP28 Cable | 949
7X83CTO5WW | AUAJ | Mellanox ConnectX-4 Lx 10/25GbE SFP28 2-port PCIe Ethernet Adapter | 499
7X83CTO5WW | AUKJ | ThinkSystem 10Gb 2-port SFP+ LOM | 169
7X83CTO5WW | AUKK | ThinkSystem 10Gb 4-port SFP+ LOM | 209
7X83CTO5WW | AUKL | ThinkSystem 10Gb 2-port Base-T LOM | 259
7X83CTO5WW | AUKM | ThinkSystem 10Gb 4-port Base-T LOM | 439
7X83CTO5WW | AUKX | ThinkSystem Intel X710-DA2 PCIe 10Gb 2-Port SFP+ Ethernet Adapter | 459
7X83CTO5WW | AUMV | ThinkSystem M.2 with Mirroring Enablement Kit | 149
7X83CTO5WW | AUNC | ThinkSystem 16GB TruDDR4 2666 MHz (2Rx8 1.2V) RDIMM | 319
7X83CTO5WW | AUND | ThinkSystem 32GB TruDDR4 2666 MHz (2Rx4 1.2V) RDIMM | 609
7X83CTO5WW | AUNE | ThinkSystem 64GB TruDDR4 2666 MHz (4Rx4 1.2V) LRDIMM | 1259
7X83CTO5WW | AUNL | ThinkSystem 430-8i SAS/SATA 12Gb HBA | 299
7X83CTO5WW | AUNP | FBU345 SuperCap | 135
7X83CTO5WW | AUPW | ThinkSystem XClarity Controller Standard to Enterprise Upgrade | 100
7X83CTO5WW | AURR | ThinkSystem M3.5 Screw for Riser 2x2pcs and Planar 5pcs | 0
7X83CTO5WW | AUU1 | ThinkSystem 8GB TruDDR4 2666 MHz (1Rx8 1.2V) RDIMM | 189
7X83CTO5WW | AUU8 | ThinkSystem 3.5" 4TB 7.2K SATA 6Gb Hot Swap 512n HDD | 389
7X83CTO5WW | AUU9 | ThinkSystem 3.5" 8TB 7.2K SATA 6Gb Hot Swap 512e HDD | 599
7X83CTO5WW | AUUA | ThinkSystem 3.5" 6TB 7.2K SATA 6Gb Hot Swap 512e HDD | 529
7X83CTO5WW | AUUB | ThinkSystem 3.5" 10TB 7.2K SATA 6Gb Hot Swap 512e HDD | 829
7X83CTO5WW | AUUD | ThinkSystem 3.5" 2TB 7.2K SATA 6Gb Hot Swap 512n HDD | 319
7X83CTO5WW | AUUF | ThinkSystem 3.5" 1TB 7.2K SATA 6Gb Hot Swap 512n HDD | 269
7X83CTO5WW | AUUG | ThinkSystem 3.5" 10TB 7.2K SAS 12Gb Hot Swap 512e HDD | 849
7X83CTO5WW | AUUV | ThinkSystem M.2 128GB SATA 6Gbps Non-Hot Swap SSD | 159
7X83CTO5WW | AUW8 | ThinkSystem 3.5" SATA/SAS 4-Bay Backplane | 90
7X83CTO5WW | AUWA | ThinkSystem SR530/SR570/SR630 x16 PCIe LP Riser 2 Kit | 35
7X83CTO5WW | AUWC | ThinkSystem SR530/SR570/SR630 x8/x16 PCIe LP+LP Riser 1 Kit | 39
7X83CTO5WW | AUWJ | ThinkSystem SR630 Rear HDD/SSD Kit | 119
7X83CTO5WW | AUWN | Lenovo ThinkSystem 1U LP Riser Bracket | 10
7X83CTO5WW | AUWQ | Lenovo ThinkSystem 1U LP+LP BF Riser Bracket | 10
7X83CTO5WW | AUWR | ThinkSystem 1U Security Bezel | 49
7X83CTO5WW | AUWS | Lenovo ThinkSystem 1U LP+FH BF Riser Bracket | 15
7X83CTO5WW | AV1B | Lenovo 25GBase-SR SFP28 Transceiver | 449
7X83CTO5WW | AV1F | Lenovo 3m 25G SFP28 Active Optical Cable | 489
7X83CTO5WW | AV1G | Lenovo 5m 25G SFP28 Active Optical Cable | 489
7X83CTO5WW | AV1H | Lenovo 10m 25G SFP28 Active Optical Cable | 499
7X83CTO5WW | AV1J | Lenovo 15m 25G SFP28 Active Optical Cable | 497
7X83CTO5WW | AV1K | Lenovo 20m 25G SFP28 Active Optical Cable | 519
7X83CTO5WW | AV1L | Lenovo 3m 100G QSFP28 Active Optical Cable | 1059
7X83CTO5WW | AV1M | Lenovo 5m 100G QSFP28 Active Optical Cable | 1069
7X83CTO5WW | AV1N | Lenovo 10m 100G QSFP28 Active Optical Cable | 1099
7X83CTO5WW | AV1P | Lenovo 15m 100G QSFP28 Active Optical Cable | 1079
7X83CTO5WW | AV1Q | Lenovo 20m 100G QSFP28 Active Optical Cable | 1179
7X83CTO5WW | AV1R | Lenovo 3m 100G to 4x25G Breakout Active Optical Cable | 1949
7X83CTO5WW | AV1S | Lenovo 5m 100G to 4x25G Breakout Active Optical Cable | 1975
7X83CTO5WW | AV1T | Lenovo 10m 100G to 4x25G Breakout Active Optical Cable | 2035
7X83CTO5WW | AV1U | Lenovo 15m 100G to 4x25G Breakout Active Optical Cable | 2095
7X83CTO5WW | AV1V | Lenovo 20m 100G to 4x25G Breakout Active Optical Cable | 2149
7X83CTO5WW | AV1W | Lenovo 1m Passive 25G SFP28 DAC Cable | 69
7X83CTO5WW | AV1X | Lenovo 3m Passive 25G SFP28 DAC Cable | 79
7X83CTO5WW | AV1Y | Lenovo 5m Passive 25G SFP28 DAC Cable | 159
7X83CTO5WW | AV1Z | Lenovo 1m Passive 100G QSFP28 DAC Cable | 99
7X83CTO5WW | AV20 | Lenovo 3m Passive 100G QSFP28 DAC Cable | 159
7X83CTO5WW | AV21 | Lenovo 5m Passive 100G QSFP28 DAC Cable | 299
7X83CTO5WW | AV22 | Lenovo 1m 100G QSFP28 to 4x25G SFP28 Breakout DAC Cable | 179
7X83CTO5WW | AV23 | Lenovo 3m 100G QSFP28 to 4x25G SFP28 Breakout DAC Cable | 299
7X83CTO5WW | AV24 | Lenovo 5m 100G QSFP28 to 4x25G SFP28 Breakout DAC Cable | 459
7X83CTO5WW | AV25 | Lenovo 5m MPO-MPO OM4 MMF Cable | 114
7X83CTO5WW | AV26 | Lenovo 7m MPO-MPO OM4 MMF Cable | 135
7X83CTO5WW | AV27 | Lenovo 10m MPO-MPO OM4 MMF Cable | 159
7X83CTO5WW | AV28 | Lenovo 15m MPO-MPO OM4 MMF Cable | 205
7X83CTO5WW | AV29 | Lenovo 20m MPO-MPO OM4 MMF Cable | 259
7X83CTO5WW | AV2A | Lenovo 30m MPO-MPO OM4 MMF Cable | 349
7X83CTO5WW | AV2B | Lenovo 1m MPO to 4x LC Breakout OM4 MMF Cable | 149
7X83CTO5WW | AV2C | Lenovo 3m MPO to 4x LC Breakout OM4 MMF Cable | 179
7X83CTO5WW | AV2D | Lenovo 5m MPO to 4x LC Breakout OM4 MMF Cable | 239
7X83CTO5WW | AVFQ | 0.75m Green Cat5e Cable | 15
7X83CTO5WW | AVFR | 1.0m Green Cat5e Cable | 19
7X83CTO5WW | AVFS | 1.25m Green Cat5e Cable | 19
7X83CTO5WW | AVFT | 0.75m Blue Cat5e Cable | 15
7X83CTO5WW | AVFU | 1.0m Blue Cat5e Cable | 19
7X83CTO5WW | AVFV | 1.25m Blue Cat5e Cable | 19
7X83CTO5WW | AVFW | 0.75m Green Cat6 Cable | 19
7X83CTO5WW | AVFX | 1.0m Green Cat6 Cable | 19
7X83CTO5WW | AVFY | 1.25m Green Cat6 Cable | 19
7X83CTO5WW | AVFZ | 1.5m Green Cat6 Cable | 19
7X83CTO5WW | AVG0 | 3m Green Cat6 Cable | 25
7X83CTO5WW | AVW8 | ThinkSystem 550W (230V/115V) Platinum Hot-Swap Power Supply | 349
7X83CTO5WW | AVW9 | ThinkSystem 750W (230V) Titanium Hot-Swap Power Supply | 549
7X83CTO5WW | AVWA | ThinkSystem 750W (230/115V) Platinum Hot-Swap Power Supply | 399
7X83CTO5WW | AVWB | ThinkSystem 1100W (230V/115V) Platinum Hot-Swap Power Supply | 499
7X83CTO5WW | AX8A | 4.3m, 13A/120V, C13 to NEMA 5-15P (US) Line Cord | 19
7X83CTO5WW | AXCA | ThinkSystem Toolless Slide Rail | 99
7X83CTO5WW | AXCB | ThinkSystem Toolless Slide Rail Kit with 1U CMA | 145
7X83CTO5WW | B0ML | Feature Enable TPM on MB | 0
7X83CTO5WW | B0N4 | 2.0m, 10A/100-250V, C13 to IEC 320-C14 Rack Power Cable | 29
7X83CTO5WW | B0N5 | 1.0m, 13A/100-250V, C13 to C14 Jumper Cord | 25
7X83CTO5WW | B0N6 | 1.5m, 13A/100-250V, C13 to C14 Jumper Cord | 29
7X83CTO5WW | B0RJ | 10GBASE-LR SFP+Transceiver | 350
7X83CTO5WW | B0SU | SVT Validation | 0
7X83CTO5WW | B117 | ThinkSystem 3.5" 12TB 7.2K SAS 12Gb Hot Swap 512e HDD | 949
7X83CTO5WW | B118 | ThinkSystem 3.5" 12TB 7.2K SATA 6Gb Hot Swap 512e HDD | 1829
7X83CTO5WW | B173 | Companion Part for XClarity Controller Standard to Enterprise Upgrade in Factory | 0
7X83CTO5WW | B306 | Mellanox QSA 100G to 25G Cable Adapter | 149
7X83CTO5WW | B31C | ThinkSystem Mellanox ConnectX-5 Ex 25/40GbE 2-port Low-Latency Adapter | 1979
7X83CTO5WW | B49G | ThinkSystem 3.5" Intel S4510 1.92TB Entry SATA 6Gb Hot Swap SSD | 1059
7X83CTO5WW | B49H | ThinkSystem 3.5" Intel S4510 3.84TB Entry SATA 6Gb Hot Swap SSD | 1989
7X83CTO5WW | B49M | ThinkSystem 2.5" Intel S4610 480GB Mainstream SATA 6Gb Hot Swap SSD | 479
7X83CTO5WW | B49N | ThinkSystem 2.5" Intel S4610 960GB Mainstream SATA 6Gb Hot Swap SSD | 699
7X83CTO5WW | B49P | ThinkSystem 2.5" Intel S4610 1.92TB Mainstream SATA 6Gb Hot Swap SSD | 1289
7X83CTO5WW | B49S | ThinkSystem 3.5" Intel S4610 480GB Mainstream SATA 6Gb Hot Swap SSD | 309
7X83CTO5WW | B49T | ThinkSystem 3.5" Intel S4610 960GB Mainstream SATA 6Gb Hot Swap SSD | 1029
7X83CTO5WW | B49U | ThinkSystem 3.5" Intel S4610 1.92TB Mainstream SATA 6Gb Hot Swap SSD | 1799
7X83CTO5WW | B4A8 | ThinkSystem 3.5" PM1643 3.84TB Capacity SAS 12Gb Hot Swap SSD | 1869
7X83CTO5WW | B4H1 | ThinkSystem 8GB TruDDR4 2933MHz (1Rx8 1.2V) RDIMM | 219
7X83CTO5WW | B4H2 | ThinkSystem 16GB TruDDR4 2933MHz (2Rx8 1.2V) RDIMM | 319
7X83CTO5WW | B4H3 | ThinkSystem 32GB TruDDR4 2933MHz (2Rx4 1.2V) RDIMM | 619
7X83CTO5WW | B4H4 | ThinkSystem 64GB TruDDR4 2933MHz (2Rx4 1.2V) RDIMM | 1279
7X83CTO5WW | B4H7 | Intel Xeon Platinum 8280 28C 205W 2.7GHz Processor | 18089
7X83CTO5WW | B4H8 | Intel Xeon Platinum 8276 28C 165W 2.2GHz Processor | 15099
7X83CTO5WW | B4H9 | Intel Xeon Platinum 8270 26C 205W 2.7GHz Processor | 12739
7X83CTO5WW | B4HA | Intel Xeon Platinum 8268 24C 205W 2.9GHz Processor | 10929
7X83CTO5WW | B4HB | Intel Xeon Platinum 8260 24C 165W 2.4GHz Processor | 8159
7X83CTO5WW | B4HC | Intel Xeon Gold 6252 24C 150W 2.1GHz Processor | 5909
7X83CTO5WW | B4HE | Intel Xeon Gold 6248 20C 150W 2.5GHz Processor | 5049
7X83CTO5WW | B4HF | Intel Xeon Gold 6244 8C 150W 3.6GHz Processor | 4699
7X83CTO5WW | B4HG | Intel Xeon Gold 6242 16C 150W 2.8GHz Processor | 4419
7X83CTO5WW | B4HH | Intel Xeon Gold 6240 18C 150W 2.6GHz Processor | 3819
7X83CTO5WW | B4HJ | Intel Xeon Gold 6230 20C 125W 2.1GHz Processor | 3099
7X83CTO5WW | B4HK | Intel Xeon Gold 5220 18C 125W 2.2GHz Processor | 2599
7X83CTO5WW | B4HL | Intel Xeon Gold 5218 16C 125W 2.3GHz Processor | 2019
7X83CTO5WW | B4HM | Intel Xeon Gold 5217 8C 115W 3.0GHz Processor | 2659
7X83CTO5WW | B4HN | Intel Xeon Gold 5215 10C 85W 2.5GHz Processor | 2019
7X83CTO5WW | B4HP | Intel Xeon Silver 4216 16C 100W 2.1GHz Processor | 1649
7X83CTO5WW | B4HQ | Intel Xeon Silver 4215 8C 85W 2.5GHz Processor | 1399
7X83CTO5WW | B4HR | Intel Xeon Silver 4214 12C 85W 2.2GHz Processor | 1169
7X83CTO5WW | B4HS | Intel Xeon Silver 4210 10C 85W 2.2GHz Processor | 859
7X83CTO5WW | B4HT | Intel Xeon Silver 4208 8C 85W 2.1GHz Processor | 799
7X83CTO5WW | B4NK | ThinkSystem SR630 Refresh MB | 1730
7X83CTO5WW | B4P5 | Intel Xeon Platinum 8280L 28C 205W 2.7GHz Processor | 29099
7X83CTO5WW | B4P6 | Intel Xeon Platinum 8276L 28C 165W 2.2GHz Processor | 26689
7X83CTO5WW | B4P7 | Intel Xeon Platinum 8260L 24C 165W 2.4GHz Processor | 19249
7X83CTO5WW | B4P9 | Intel Xeon Gold 5215L 10C 85W 2.5GHz Processor | 17019
7X83CTO5WW | B587 | ThinkSystem 128GB TruDDR4 2933MHz (4Rx4 1.2V) 3DS RDIMM | 3399
7X83CTO5WW | B5N6 | ThinkSystem 16GB TruDDR4 Performance+ 2933MHz (2Rx8 1.2V) RDIMM | 729
7X83CTO5WW | B5N7 | ThinkSystem 32GB TruDDR4 Performance+ 2933MHz (2Rx4 1.2V) RDIMM | 1379
7X83CTO5WW | B5N8 | ThinkSystem 64GB TruDDR4 Performance+ 2933MHz (2Rx4 1.2V) RDIMM | 2879
7X83CTO5WW | B5N9 | ThinkSystem 128GB TruDDR4 Performance+ 2933MHz (4Rx4 1.2V) 3DS RDIMM | 5499
7X83CTO5WW | B5PP | ThinkAgile HX232x Base | 779
7X83CTO5WW | B5RY | Intel Xeon Gold 6230N 20C 125W 2.3GHz Processor | 3239
7X83CTO5WW | B5RZ | Intel Xeon Platinum 8253 16C 125W 2.2GHz Processor | 5299
7X83CTO5WW | B63U | Nutanix SW Stack on Hyper-V 2016 | 0
7X83CTO5WW | B6CJ | Intel Xeon Gold 6238 22C 140W 2.1GHz Processor | 4799
7X83CTO5WW | B6CK | Intel Xeon Gold 6234 8C 130W 3.3GHz Processor | 3999
7X83CTO5WW | B6CL | Intel Xeon Gold 6226 12C 125W 2.7GHz Processor | 3299
7X83CTO5WW | B6CR | Intel Xeon Gold 6238L 22C 140W 2.1GHz Processor | 14599
7X83CTO5WW | B6CS | Intel Xeon Gold 6240L 18C 150W 2.6GHz Processor | 14299
7X83CTO5WW | B6CT | Intel Xeon Gold 6252N 24C 150W 2.3GHz Processor | 7699
7X83CTO5WW | B6CU | Intel Xeon Gold 6262V 24C 135W 1.9GHz Processor | 5399
7X83CTO5WW | B6CV | Intel Xeon Gold 6222V 20C 115W 1.8GHz Processor | 2999
7X83CTO5WW | B6CW | Intel Xeon Gold 5220S 18C 125W 2.7GHz Processor | 3699
7X83CTO5WW | B6JY | ThinkSystem 3.5" PM883 1.92TB Entry SATA 6Gb Hot Swap SSD | 1159
7X83CTO5WW | B6JZ | ThinkSystem 3.5" PM883 3.84TB Entry SATA 6Gb Hot Swap SSD | 2219
7X83CTO5WW | B6PD | Intel Xeon Gold 6246 12C 165W 3.3GHz Processor | 5999
7X83CTO5WW | B7F0 | ThinkSystem 3.5" 16TB 7.2K SATA 6Gb Hot Swap 512e HDD | 1289
7X83CTO5WW | B7N5 | Intel Xeon Silver 4210R 10C 100W 2.4GHz Processor | 899
7X83CTO5WW | B7N6 | Intel Xeon Silver 4214R 12C 100W 2.4GHz Processor | 1259
7X83CTO5WW | B7N9 | Intel Xeon Gold 5220R 24C 150W 2.2GHz Processor | 2739
7X83CTO5WW | B8HS | ThinkSystem M.2 5300 240GB SATA 6Gbps Non-Hot Swap SSD | 359
7X83CTO5WW | B8HT | ThinkSystem 3.5" PM1645a 800GB Mainstream SAS 12Gb Hot Swap SSD | 829
7X83CTO5WW | B8JN | ThinkSystem 3.5" PM1645a 1.6TB Mainstream SAS 12Gb Hot Swap SSD | 1389
7X83CTO5WW | B919 | ThinkSystem M.2 5300 480GB SATA 6Gbps Non-Hot Swap SSD | 369
7X83CTO5WW | B91E | ThinkSystem 3.5" PM1643a 3.84TB Entry SAS 12Gb Hot Swap SSD | 1729
7X83CTO5WW | BAZL | Intel Xeon Gold 6238R 28C 165W 2.2GHz Processor | 4599
7X83CTO5WW | BAZM | Intel Xeon Gold 6240R 24C 165W 2.4GHz Processor | 3859
7X83CTO5WW | BAZS | Intel Xeon Gold 5218R 20C 125W 2.1GHz Processor | 2259
7X83CTO5WW | BAZU | Intel Xeon Silver 4215R 8C 130W 3.2GHz Processor | 1429
7X83CTO5WW | BAZW | Intel Xeon Gold 6226R 16C 150W 2.9GHz Processor | 2289
7X83CTO5WW | BAZX | Intel Xeon Gold 6230R 26C 150W 2.1GHz Processor | 3349
7X83CTO5WW | BB0P | Intel Transparent Supply Chain. Lenovo has paired our industry leading supply chain with Intel's innovative Transparent Supply Chain program to add a layer of protection to your data center and bring peace of mind that the server hardware you bring into ... | 0
7X83CTO5WW | BEL7 | Mfg Short-Ship Preload Exception | 0
7X83CTO5WW | BEVK | ThinkSystem 3.5" PM1643a 7.68TB Entry SAS 12Gb Hot Swap SSD | 5589
7X83CTO8WW | 747 | UID Asset Tag Label | 20
7X83CTO8WW | 2305 | Integration 1U Component | 59
7X83CTO8WW | 3797 | 1.5m Green Cat5e Cable | 17
7X83CTO8WW | 3798 | 3m Green Cat5e Cable | 19
7X83CTO8WW | 3799 | 10m Green Cat5e Cable | 29
7X83CTO8WW | 3800 | 25m Green Cat5e Cable | 69
7X83CTO8WW | 3802 | 1.5m Blue Cat5e Cable | 14
7X83CTO8WW | 3803 | 3m Blue Cat5e Cable | 25
7X83CTO8WW | 3804 | 10m Blue Cat5e Cable | 34
7X83CTO8WW | 3805 | 25m Blue Cat5e Cable | 69
7X83CTO8WW | 5053 | SFP+ SR Transceiver | 699
7X83CTO8WW | 5977 | Select Storage devices - no configured RAID required | 0
7X83CTO8WW | 6201 | 1.5m, 10A/100-250V, C13 to IEC 320-C14 Rack Power Cable | 19
7X83CTO8WW | 6218 | 2.8m, 10A/250V, C13 to SI 32 (Israel) Line Cord | 15
7X83CTO8WW | 6263 | 4.3m, 10A/100-250V, C13 to IEC 320-C14 Rack Power Cable | 19
7X83CTO8WW | 6311 | 2.8m, 10A/100-250V, C13 to IEC 320-C14 Rack Power Cable | 9
7X83CTO8WW | 6313 | 2.8m, 10A/120V, C13 to NEMA 5-15P (US) Line Cord | 19
7X83CTO8WW | 6314 | 2.8m, 100V, C13 to JIS C-8303 (Japan) Line Cord | 9
7X83CTO8WW | 6335 | 4.3m, 12A/100V, C13 to JIS C-8303 (Japan) Line Cord | 19
7X83CTO8WW | 6370 | 4.3m, 10A/125V, C13 to NEMA 5-15P (US) Line Cord | 10
7X83CTO8WW | 6373 | 4.3m, 10A/250V, C13 to NEMA 6-15P (US) Line Cord | 15
7X83CTO8WW | 6400 | 2.8m, 13A/100-250V, C13 to C14 Jumper Cord | 9
7X83CTO8WW | 6401 | 2.8m, 13A/120V, C13 to NEMA 5-15P (US) Line Cord | 29
7X83CTO8WW | 6530 | 4.3m, 13A/125V, C13 to CNS 10917 (Taiwan) Line Cord | 29
7X83CTO8WW | 6570 | 2.0m, 13A/100-250V, C13 to C14 Jumper Cord | 19
7X83CTO8WW | 6583 | 4.3m, 13A/100-250V, C13 to C14 Rack Power Cable | 19
7X83CTO8WW | 7831 | Customer Solution Center Services | 0
7X83CTO8WW | 8072 | General Racking Solution | 0
7X83CTO8WW | 8086 | No Publications Selected | 0
7X83CTO8WW | 8971 | Integrate in manufacturing | 0
7X83CTO8WW | 8972 | Ship Uninstalled (Safety) | 0
7X83CTO8WW | A102 | Advanced Grouping | 0
7X83CTO8WW | A1DQ | 3m QSFP+ to QSFP+ Cable | 329
7X83CTO8WW | A1MT | 10m Green Cat6 Cable | 49
7X83CTO8WW | A1MW | 25m Green Cat6 Cable | 105
7X83CTO8WW | A1NN | High Performance Analytics Appliance | 0
7X83CTO8WW | A1PH | 1m Passive DAC SFP+ Cable | 69
7X83CTO8WW | A1PJ | 3m Passive DAC SFP+ Cable | 89
7X83CTO8WW | A1PK | 5m Passive DAC SFP+ Cable | 159
7X83CTO8WW | A1RF | 2.8m, 10A/250V, C13 to NEMA 6-15P Line Cord | 15
7X83CTO8WW | A3RG | 0.5m Passive DAC SFP+ Cable | 79
7X83CTO8WW | A3RH | 7m Passive DAC SFP+ Cable | 179
7X83CTO8WW | A3SW | 1.2m, 16A/100-250V, 2 Short C13s to Short C20 Rack Power Cable | 55
7X83CTO8WW | A3SX | 2.5m, 16A/100-250V, 2 Long C13s to Short C20 Rack Power Cable | 75
7X83CTO8WW | A3SY | 2.8m, 16A/100-250V, 2 Short C13s to Long C20 Rack Power Cable | 79
7X83CTO8WW | A3SZ | 4.1m, 16A/100-250V, 2 Long C13s to Long C20 Rack Power Cable | 85
7X83CTO8WW | A4VP | 1.0m, 10A/100-250V, C13 to IEC 320-C14 Rack Power Cable | 19
7X83CTO8WW | A51N | 1.5m Passive DAC SFP+ Cable | 89
7X83CTO8WW | A51P | 2m Passive DAC SFP+ Cable | 89
7X83CTO8WW | A5DL | SFP 1000Base-T (RJ-45) Transceiver | 89
7X83CTO8WW | ARZA | 0.5m Mellanox QSFP Passive DAC Cable | 139
7X83CTO8WW | ARZB | 0.75m Mellanox QSFP Passive DAC Cable | 149
7X83CTO8WW | ARZC | 1m Mellanox QSFP Passive DAC Cable | 159
7X83CTO8WW | ARZD | 1.25m Mellanox QSFP Passive DAC Cable | 169
7X83CTO8WW | ARZE | 1.5m Mellanox QSFP Passive DAC Cable | 169
7X83CTO8WW | ARZF | 3m Mellanox QSFP Passive DAC Cable | 189
7X83CTO8WW | ASQT | 0.5m Mellanox EDR IB Passive Copper QSFP28 Cable | 229
7X83CTO8WW | ASQU | 0.75m Mellanox EDR IB Passive Copper QSFP28 Cable | 249
7X83CTO8WW | ASQV | 1m Mellanox EDR IB Passive Copper QSFP28 Cable | 249
7X83CTO8WW | ASQW | 1.25m Mellanox EDR IB Passive Copper QSFP28 Cable | 289
7X83CTO8WW | ASQX | 1.5m Mellanox EDR IB Passive Copper QSFP28 Cable | 289
7X83CTO8WW | ASQY | 2m Mellanox EDR IB Passive Copper QSFP28 Cable | 289
7X83CTO8WW | ASQZ | 5m Mellanox EDR IB Optical QSFP28 Cable | 1359
7X83CTO8WW | ASR0 | 10m Mellanox EDR IB Optical QSFP28 Cable | 1419
7X83CTO8WW | ASR1 | 15m Mellanox EDR IB Optical QSFP28 Cable | 1509
7X83CTO8WW | ASR2 | 20m Mellanox EDR IB Optical QSFP28 Cable | 1569
7X83CTO8WW | ASR3 | 30m Mellanox EDR IB Optical QSFP28 Cable | 1789
7X83CTO8WW | ASR5 | Lenovo 0.5m LC-LC OM3 MMF Cable | 24
7X83CTO8WW | ASR6 | Lenovo 1m LC-LC OM3 MMF Cable | 24
7X83CTO8WW | ASR7 | Lenovo 3m LC-LC OM3 MMF Cable | 24
7X83CTO8WW | ASR8 | Lenovo 5m LC-LC OM3 MMF Cable | 29
7X83CTO8WW | ASR9 | Lenovo 10m LC-LC OM3 MMF Cable | 39
7X83CTO8WW | ASRA | Lenovo 15m LC-LC OM3 MMF Cable | 45
7X83CTO8WW | ASRB | Lenovo 25m LC-LC OM3 MMF Cable | 54
7X83CTO8WW | ASRM | 3m Mellanox EDR IB Passive Copper QSFP28 Cable | 319
7X83CTO8WW | ASRN | 3m Mellanox EDR IB Optical QSFP28 Cable | 1359
7X83CTO8WW | ASRP | 50m Mellanox EDR IB Optical QSFP28 Cable | 2329
7X83CTO8WW | AT2R | Lenovo 1m Active DAC SFP+ Cables | 129
7X83CTO8WW | AT2S | Lenovo 3m Active DAC SFP+ Cables | 139
7X83CTO8WW | AT2T | Lenovo 5m Active DAC SFP+ Cables | 159
7X83CTO8WW | ATPX | Intel X550-T2 Dual Port 10GBase-T Adapter | 599
7X83CTO8WW | ATSB | Nutanix Solution Code MFG Instruction | 0
7X83CTO8WW | AU0E | 0.5m Intel OPA 100 Series Passive Copper QSFP28 Cable | 79
7X83CTO8WW | AU0F | 0.75m Intel OPA Passive Copper QSFP28 Cable | 139
7X83CTO8WW | AU0G | 1m Intel OPA 100 Series Passive Copper QSFP28 Cable | 99
7X83CTO8WW | AU0H | 1.25m Intel OPA 100 Series Passive Copper QSFP28 Cable | 159
7X83CTO8WW | AU0J | 1.5m Intel OPA 100 Series Passive Copper QSFP28 Cable | 109
7X83CTO8WW | AU0K | 2m Intel OPA 100 Series Passive Copper QSFP28 Cable | 129
7X83CTO8WW | AU0M | 5m Intel OPA 100 Series Active Optical QSFP28 Cable | 899
7X83CTO8WW | AU0P | 15m Intel OPA 100 Series Active Optical QSFP28 Cable | 949
7X83CTO8WW | AUAJ | Mellanox ConnectX-4 Lx 10/25GbE SFP28 2-port PCIe Ethernet Adapter | 499
7X83CTO8WW | AUKJ | ThinkSystem 10Gb 2-port SFP+ LOM | 169
7X83CTO8WW | AUKK | ThinkSystem 10Gb 4-port SFP+ LOM | 209
7X83CTO8WW | AUKL | ThinkSystem 10Gb 2-port Base-T LOM | 259
7X83CTO8WW | AUKM | ThinkSystem 10Gb 4-port Base-T LOM | 439
7X83CTO8WW | AUKX | ThinkSystem Intel X710-DA2 PCIe 10Gb 2-Port SFP+ Ethernet Adapter | 459
7X83CTO8WW | AUMV | ThinkSystem M.2 with Mirroring Enablement Kit | 149
7X83CTO8WW | AUNC | ThinkSystem 16GB TruDDR4 2666 MHz (2Rx8 1.2V) RDIMM | 319
7X83CTO8WW | AUND | ThinkSystem 32GB TruDDR4 2666 MHz (2Rx4 1.2V) RDIMM | 609
7X83CTO8WW | AUNE | ThinkSystem 64GB TruDDR4 2666 MHz (4Rx4 1.2V) LRDIMM | 1259
7X83CTO8WW | AUNF | ThinkSystem 128GB TruDDR4 2666 MHz (8Rx4 1.2V) 3DS RDIMM | 4449
7X83CTO8WW | AUNM | ThinkSystem 430-16i SAS/SATA 12Gb HBA | 589
7X83CTO8WW | AUNP | FBU345 SuperCap | 135
7X83CTO8WW | AUPW | ThinkSystem XClarity Controller Standard to Enterprise Upgrade | 100
7X83CTO8WW | AURR | ThinkSystem M3.5 Screw for Riser 2x2pcs and Planar 5pcs | 0
7X83CTO8WW | AUU1 | ThinkSystem 8GB TruDDR4 2666 MHz (1Rx8 1.2V) RDIMM | 189
7X83CTO8WW | AUUV | ThinkSystem M.2 128GB SATA 6Gbps Non-Hot Swap SSD | 159
7X83CTO8WW | AUW9 | ThinkSystem 1U 2.5" 4 AnyBay 10-Bay Backplane | 250
7X83CTO8WW | AUWA | ThinkSystem SR530/SR570/SR630 x16 PCIe LP Riser 2 Kit | 35
7X83CTO8WW | AUWC | ThinkSystem SR530/SR570/SR630 x8/x16 PCIe LP+LP Riser 1 Kit | 39
7X83CTO8WW | AUWJ | ThinkSystem SR630 Rear HDD/SSD Kit | 119
7X83CTO8WW | AUWN | Lenovo ThinkSystem 1U LP Riser Bracket | 10
7X83CTO8WW | AUWQ | Lenovo ThinkSystem 1U LP+LP BF Riser Bracket | 10
7X83CTO8WW | AUWR | ThinkSystem 1U Security Bezel | 49
7X83CTO8WW | AUWS | Lenovo ThinkSystem 1U LP+FH BF Riser Bracket | 15
7X83CTO8WW | AUWW | Front VGA Connector Upgrade Kit for 1U 2.5" | 25
7X83CTO8WW | AV1B | Lenovo 25GBase-SR SFP28 Transceiver | 449
7X83CTO8WW | AV1F | Lenovo 3m 25G SFP28 Active Optical Cable | 489
7X83CTO8WW | AV1G | Lenovo 5m 25G SFP28 Active Optical Cable | 489
7X83CTO8WW | AV1H | Lenovo 10m 25G SFP28 Active Optical Cable | 499
7X83CTO8WW | AV1J | Lenovo 15m 25G SFP28 Active Optical Cable | 497
7X83CTO8WW | AV1K | Lenovo 20m 25G SFP28 Active Optical Cable | 519
7X83CTO8WW | AV1L | Lenovo 3m 100G QSFP28 Active Optical Cable | 1059
7X83CTO8WW | AV1M | Lenovo 5m 100G QSFP28 Active Optical Cable | 1069
7X83CTO8WW | AV1N | Lenovo 10m 100G QSFP28 Active Optical Cable | 1099
7X83CTO8WW | AV1P | Lenovo 15m 100G QSFP28 Active Optical Cable | 1079
7X83CTO8WW | AV1Q | Lenovo 20m 100G QSFP28 Active Optical Cable | 1179
7X83CTO8WW | AV1R | Lenovo 3m 100G to 4x25G Breakout Active Optical Cable | 1949
7X83CTO8WW | AV1S | Lenovo 5m 100G to 4x25G Breakout Active Optical Cable | 1975
7X83CTO8WW | AV1T | Lenovo 10m 100G to 4x25G Breakout Active Optical Cable | 2035
7X83CTO8WW | AV1U | Lenovo 15m 100G to 4x25G Breakout Active Optical Cable | 2095
7X83CTO8WW | AV1V | Lenovo 20m 100G to 4x25G Breakout Active Optical Cable | 2149
7X83CTO8WW | AV1W | Lenovo 1m Passive 25G SFP28 DAC Cable | 69
7X83CTO8WW | AV1X | Lenovo 3m Passive 25G SFP28 DAC Cable | 79
7X83CTO8WW | AV1Y | Lenovo 5m Passive 25G SFP28 DAC Cable | 159
7X83CTO8WW | AV1Z | Lenovo 1m Passive 100G QSFP28 DAC Cable | 99
7X83CTO8WW | AV20 | Lenovo 3m Passive 100G QSFP28 DAC Cable | 159
7X83CTO8WW | AV21 | Lenovo 5m Passive 100G QSFP28 DAC Cable | 299
7X83CTO8WW | AV22 | Lenovo 1m 100G QSFP28 to 4x25G SFP28 Breakout DAC Cable | 179
7X83CTO8WW | AV23 | Lenovo 3m 100G QSFP28 to 4x25G SFP28 Breakout DAC Cable | 299
7X83CTO8WW | AV24 | Lenovo 5m 100G QSFP28 to 4x25G SFP28 Breakout DAC Cable | 459
7X83CTO8WW | AV25 | Lenovo 5m MPO-MPO OM4 MMF Cable | 114
7X83CTO8WW | AV26 | Lenovo 7m MPO-MPO OM4 MMF Cable | 135
7X83CTO8WW | AV27 | Lenovo 10m MPO-MPO OM4 MMF Cable | 159
7X83CTO8WW | AV28 | Lenovo 15m MPO-MPO OM4 MMF Cable | 205
7X83CTO8WW | AV29 | Lenovo 20m MPO-MPO OM4 MMF Cable | 259
7X83CTO8WW | AV2A | Lenovo 30m MPO-MPO OM4 MMF Cable | 349
7X83CTO8WW | AV2B | Lenovo 1m MPO to 4x LC Breakout OM4 MMF Cable | 149
7X83CTO8WW | AV2C | Lenovo 3m MPO to 4x LC Breakout OM4 MMF Cable | 179
7X83CTO8WW | AV2D | Lenovo 5m MPO to 4x LC Breakout OM4 MMF Cable | 239
7X83CTO8WW | AVFQ | 0.75m Green Cat5e Cable | 15
7X83CTO8WW | AVFR | 1.0m Green Cat5e Cable | 19
7X83CTO8WW | AVFS | 1.25m Green Cat5e Cable | 19
7X83CTO8WW | AVFT | 0.75m Blue Cat5e Cable | 15
7X83CTO8WW | AVFU | 1.0m Blue Cat5e Cable | 19
7X83CTO8WW | AVFV | 1.25m Blue Cat5e Cable | 19
7X83CTO8WW | AVFW | 0.75m Green Cat6 Cable | 19
7X83CTO8WW | AVFX | 1.0m Green Cat6 Cable | 19
7X83CTO8WW | AVFY | 1.25m Green Cat6 Cable | 19
7X83CTO8WW | AVFZ | 1.5m Green Cat6 Cable | 19
7X83CTO8WW | AVG0 | 3m Green Cat6 Cable | 25
7X83CTO8WW | AVW9 | ThinkSystem 750W (230V) Titanium Hot-Swap Power Supply | 549
7X83CTO8WW | AVWA | ThinkSystem 750W (230/115V) Platinum Hot-Swap Power Supply | 399
7X83CTO8WW | AVWB | ThinkSystem 1100W (230V/115V) Platinum Hot-Swap Power Supply | 499
7X83CTO8WW | AX8A | 4.3m, 13A/120V, C13 to NEMA 5-15P (US) Line Cord | 19
7X83CTO8WW | AXCA | ThinkSystem Toolless Slide Rail | 99
7X83CTO8WW | AXCB | ThinkSystem Toolless Slide Rail Kit with 1U CMA | 145
7X83CTO8WW | B0ML | Feature Enable TPM on MB | 0
7X83CTO8WW | B0N4 | 2.0m, 10A/100-250V, C13 to IEC 320-C14 Rack Power Cable | 29
7X83CTO8WW | B0N5 | 1.0m, 13A/100-250V, C13 to C14 Jumper Cord | 25
7X83CTO8WW | B0N6 | 1.5m, 13A/100-250V, C13 to C14 Jumper Cord | 29
7X83CTO8WW | B0RJ | 10GBASE-LR SFP+Transceiver | 350
7X83CTO8WW | B0SU | SVT Validation | 0
7X83CTO8WW | B0T2 | ThinkAgile HX332x Base | 749
7X83CTO8WW | B173 | Companion Part for XClarity Controller Standard to Enterprise Upgrade in Factory | 0
7X83CTO8WW | B21X | ThinkSystem U.2 Toshiba CM5-V 1.6TB Mainstream NVMe PCIe 3.0 x4 Hot Swap SSD | 3449
7X83CTO8WW | B2ZJ | ThinkSystem U.2 Intel Optane P4800X 750GB Performance NVMe PCIe 3.0 x4 Hot Swap SSD | 7169
7X83CTO8WW | B306 | Mellanox QSA 100G to 25G Cable Adapter | 149
7X83CTO8WW | B31C | ThinkSystem Mellanox ConnectX-5 Ex 25/40GbE 2-port Low-Latency Adapter | 1979
7X83CTO8WW | B34L | ThinkSystem 2.5" PM883 1.92TB Entry SATA 6Gb Hot Swap SSD | 889
7X83CTO8WW | B34M | ThinkSystem 2.5" PM883 3.84TB Entry SATA 6Gb Hot Swap SSD | 1739
7X83CTO8WW | B49B | ThinkSystem 2.5" Intel S4510 1.92TB Entry SATA 6Gb Hot Swap SSD | 1049
7X83CTO8WW | B49C | ThinkSystem 2.5" Intel S4510 3.84TB Entry SATA 6Gb Hot Swap SSD | 1979
7X83CTO8WW | B49M | ThinkSystem 2.5" Intel S4610 480GB Mainstream SATA 6Gb Hot Swap SSD | 479
7X83CTO8WW | B49N | ThinkSystem 2.5" Intel S4610 960GB Mainstream SATA 6Gb Hot Swap SSD | 699
7X83CTO8WW | B49P | ThinkSystem 2.5" Intel S4610 1.92TB Mainstream SATA 6Gb Hot Swap SSD | 1289
7X83CTO8WW | B4A7 | ThinkSystem 2.5" PM1643 3.84TB Capacity SAS 12Gb Hot Swap SSD | 2579
7X83CTO8WW | B4H1 | ThinkSystem 8GB TruDDR4 2933MHz (1Rx8 1.2V) RDIMM | 219
7X83CTO8WW | B4H2 | ThinkSystem 16GB TruDDR4 2933MHz (2Rx8 1.2V) RDIMM | 319
7X83CTO8WW | B4H3 | ThinkSystem 32GB TruDDR4 2933MHz (2Rx4 1.2V) RDIMM | 619
7X83CTO8WW | B4H4 | ThinkSystem 64GB TruDDR4 2933MHz (2Rx4 1.2V) RDIMM | 1279
7X83CTO8WW | B4H7 | Intel Xeon Platinum 8280 28C 205W 2.7GHz Processor | 18089
7X83CTO8WW | B4H8 | Intel Xeon Platinum 8276 28C 165W 2.2GHz Processor | 15099
7X83CTO8WW | B4H9 | Intel Xeon Platinum 8270 26C 205W 2.7GHz Processor | 12739
7X83CTO8WW | B4HA | Intel Xeon Platinum 8268 24C 205W 2.9GHz Processor | 10929
7X83CTO8WW | B4HB | Intel Xeon Platinum 8260 24C 165W 2.4GHz Processor | 8159
7X83CTO8WW | B4HC | Intel Xeon Gold 6252 24C 150W 2.1GHz Processor | 5909
7X83CTO8WW | B4HE | Intel Xeon Gold 6248 20C 150W 2.5GHz Processor | 5049
7X83CTO8WW | B4HF | Intel Xeon Gold 6244 8C 150W 3.6GHz Processor | 4699
7X83CTO8WW | B4HG | Intel Xeon Gold 6242 16C 150W 2.8GHz Processor | 4419
7X83CTO8WW | B4HH | Intel Xeon Gold 6240 18C 150W 2.6GHz Processor | 3819
7X83CTO8WW | B4HJ | Intel Xeon Gold 6230 20C 125W 2.1GHz Processor | 3099
7X83CTO8WW | B4HK | Intel Xeon Gold 5220 18C 125W 2.2GHz Processor | 2599
7X83CTO8WW | B4HL | Intel Xeon Gold 5218 16C 125W 2.3GHz Processor | 2019
7X83CTO8WW | B4HM | Intel Xeon Gold 5217 8C 115W 3.0GHz Processor | 2659
7X83CTO8WW | B4HN | Intel Xeon Gold 5215 10C 85W 2.5GHz Processor | 2019
7X83CTO8WW | B4HP | Intel Xeon Silver 4216 16C 100W 2.1GHz Processor | 1649
7X83CTO8WW | B4HQ | Intel Xeon Silver 4215 8C 85W 2.5GHz Processor | 1399
7X83CTO8WW | B4HR | Intel Xeon Silver 4214 12C 85W 2.2GHz Processor | 1169
7X83CTO8WW | B4HS | Intel Xeon Silver 4210 10C 85W 2.2GHz Processor | 859
7X83CTO8WW | B4NK | ThinkSystem SR630 Refresh MB | 1730
7X83CTO8WW | B4P5 | Intel Xeon Platinum 8280L 28C 205W 2.7GHz Processor | 29099
7X83CTO8WW | B4P6 | Intel Xeon Platinum 8276L 28C 165W 2.2GHz Processor | 26689
7X83CTO8WW | B4P7 | Intel Xeon Platinum 8260L 24C 165W 2.4GHz Processor | 19249
7X83CTO8WW | B4P9 | Intel Xeon Gold 5215L 10C 85W 2.5GHz Processor | 17019
7X83CTO8WW | B587 | ThinkSystem 128GB TruDDR4 2933MHz (4Rx4 1.2V) 3DS RDIMM | 3399
7X83CTO8WW | B5N6 | ThinkSystem 16GB TruDDR4 Performance+ 2933MHz (2Rx8 1.2V) RDIMM | 729
7X83CTO8WW | B5N7 | ThinkSystem 32GB TruDDR4 Performance+ 2933MHz (2Rx4 1.2V) RDIMM | 1379
7X83CTO8WW | B5N8 | ThinkSystem 64GB TruDDR4 Performance+ 2933MHz (2Rx4 1.2V) RDIMM | 2879
7X83CTO8WW | B5N9 | ThinkSystem 128GB TruDDR4 Performance+ 2933MHz (4Rx4 1.2V) 3DS RDIMM | 5499
7X83CTO8WW | B5RY | Intel Xeon Gold 6230N 20C 125W 2.3GHz Processor | 3239
7X83CTO8WW | B5RZ | Intel Xeon Platinum 8253 16C 125W 2.2GHz Processor | 5299
7X83CTO8WW | B6CJ | Intel Xeon Gold 6238 22C 140W 2.1GHz Processor | 4799
7X83CTO8WW | B6CK | Intel Xeon Gold 6234 8C 130W 3.3GHz Processor | 3999
7X83CTO8WW | B6CL | Intel Xeon Gold 6226 12C 125W 2.7GHz Processor | 3299
7X83CTO8WW | B6CR | Intel Xeon Gold 6238L 22C 140W 2.1GHz Processor | 14599
7X83CTO8WW | B6CS | Intel Xeon Gold 6240L 18C 150W 2.6GHz Processor | 14299
7X83CTO8WW | B6CT | Intel Xeon Gold 6252N 24C 150W 2.3GHz Processor | 7699
7X83CTO8WW | B6CU | Intel Xeon Gold 6262V 24C 135W 1.9GHz Processor | 5399
7X83CTO8WW | B6CV | Intel Xeon Gold 6222V 20C 115W 1.8GHz Processor | 2999
7X83CTO8WW | B6CW | Intel Xeon Gold 5220S 18C 125W 2.7GHz Processor | 3699
7X83CTO8WW | B6PD | Intel Xeon Gold 6246 12C 165W 3.3GHz Processor | 5999
7X83CTO8WW | B7N5 | Intel Xeon Silver 4210R 10C 100W 2.4GHz Processor | 899
7X83CTO8WW | B7N6 | Intel Xeon Silver 4214R 12C 100W 2.4GHz Processor | 1259
7X83CTO8WW | B7N9 | Intel Xeon Gold 5220R 24C 150W 2.2GHz Processor | 2739
7X83CTO8WW | B8HS | ThinkSystem M.2 5300 240GB SATA 6Gbps Non-Hot Swap SSD | 359
7X83CTO8WW | B8HU | ThinkSystem 2.5" PM1645a 800GB Mainstream SAS 12Gb Hot Swap SSD | 819
7X83CTO8WW | B8J4 | ThinkSystem 2.5" PM1645a 1.6TB Mainstream SAS 12Gb Hot Swap SSD | 1379
7X83CTO8WW | B919 | ThinkSystem M.2 5300 480GB SATA 6Gbps Non-Hot Swap SSD | 369
7X83CTO8WW | B91C | ThinkSystem 2.5" PM1643a 3.84TB Entry SAS 12Gb Hot Swap SSD | 2579
7X83CTO8WW | B91D | ThinkSystem 2.5" PM1643a 7.68TB Entry SAS 12Gb Hot Swap SSD | 5019
7X83CTO8WW | BAZL | Intel Xeon Gold 6238R 28C 165W 2.2GHz Processor | 4599
7X83CTO8WW | BAZM | Intel Xeon Gold 6240R 24C 165W 2.4GHz Processor | 3859
7X83CTO8WW | BAZN | Intel Xeon Gold 6242R 20C 205W 3.1GHz Processor | 4459
7X83CTO8WW | BAZP | Intel Xeon Gold 6246R 16C 205W 3.4GHz Processor | 5779
7X83CTO8WW | BAZQ | Intel Xeon Gold 6248R 24C 205W 3.0GHz Processor | 4739
7X83CTO8WW | BAZR | Intel Xeon Gold 6258R 28C 205W 2.7GHz Processor | 6839
7X83CTO8WW | BAZS | Intel Xeon Gold 5218R 20C 125W 2.1GHz Processor | 2259
7X83CTO8WW | BAZU | Intel Xeon Silver 4215R 8C 130W 3.2GHz Processor | 1429
7X83CTO8WW | BAZW | Intel Xeon Gold 6226R 16C 150W 2.9GHz Processor | 2289
7X83CTO8WW | BAZX | Intel Xeon Gold 6230R 26C 150W 2.1GHz Processor | 3349
7X83CTO8WW | BB0P | Intel Transparent Supply Chain. Lenovo has paired our industry leading supply chain with Intel's innovative Transparent Supply Chain program to add a layer of protection to your data center and bring peace of mind that the server hardware you bring into ... | 0
7X83CTO8WW | BEL7 | Mfg Short-Ship Preload Exception | 0
7X84CTO3WW | 747 | UID Asset Tag Label | 20
7X84CTO3WW | 2306 | Integration >1U Component | 125
7X84CTO3WW | 3797 | 1.5m Green Cat5e Cable | 17
7X84CTO3WW | 3798 | 3m Green Cat5e Cable | 19
7X84CTO3WW | 3799 | 10m Green Cat5e Cable | 29
7X84CTO3WW | 3800 | 25m Green Cat5e Cable | 69
7X84CTO3WW | 3802 | 1.5m Blue Cat5e Cable | 14
7X84CTO3WW | 3803 | 3m Blue Cat5e Cable | 25
7X84CTO3WW | 3804 | 10m Blue Cat5e Cable | 34
7X84CTO3WW | 3805 | 25m Blue Cat5e Cable | 69
7X84CTO3WW | 5053 | SFP+ SR Transceiver | 699
7X84CTO3WW | 5977 | Select Storage devices - no configured RAID required | 0
7X84CTO3WW | 6139 | SF Instruction | 0
7X84CTO3WW | 6201 | 1.5m, 10A/100-250V, C13 to IEC 320-C14 Rack Power Cable | 19
7X84CTO3WW | 6204 | 2.8m, 10A/100-250V, C13 to IEC 320-C20 Rack Power Cable | 19
7X84CTO3WW | 6218 | 2.8m, 10A/250V, C13 to SI 32 (Israel) Line Cord | 15
7X84CTO3WW | 6263 | 4.3m, 10A/100-250V, C13 to IEC 320-C14 Rack Power Cable | 19
7X84CTO3WW | 6311 | 2.8m, 10A/100-250V, C13 to IEC 320-C14 Rack Power Cable | 9
7X84CTO3WW | 6313 | 2.8m, 10A/120V, C13 to NEMA 5-15P (US) Line Cord | 19
7X84CTO3WW | 6335 | 4.3m, 12A/100V, C13 to JIS C-8303 (Japan) Line Cord | 19
7X84CTO3WW | 6370 | 4.3m, 10A/125V, C13 to NEMA 5-15P (US) Line Cord | 10
7X84CTO3WW | 6373 | 4.3m, 10A/250V, C13 to NEMA 6-15P (US) Line Cord | 15
7X84CTO3WW | 6400 | 2.8m, 13A/100-250V, C13 to C14 Jumper Cord | 9
7X84CTO3WW | 6401 | 2.8m, 13A/120V, C13 to NEMA 5-15P (US) Line Cord | 29
7X84CTO3WW | 6530 | 4.3m, 13A/125V, C13 to CNS 10917 (Taiwan) Line Cord | 29
7X84CTO3WW | 6570 | 2.0m, 13A/100-250V, C13 to C14 Jumper Cord | 19
7X84CTO3WW | 6583 | 4.3m, 13A/100-250V, C13 to C14 Rack Power Cable | 19
7X84CTO3WW | 7831 | Customer Solution Center Services | 0
7X84CTO3WW | 8034 | LeSI Solution Component | 0
7X84CTO3WW | 8067 | TAA Compliant Order | 0
7X84CTO3WW | 8072 | General Racking Solution | 0
7X84CTO3WW | 8086 | No Publications Selected | 0
7X84CTO3WW | 8971 | Integrate in manufacturing | 0
7X84CTO3WW | 8972 | Ship Uninstalled (Safety) | 0
7X84CTO3WW | A102 | Advanced Grouping | 0
7X84CTO3WW | A1DQ | 3m QSFP+ to QSFP+ Cable | 329
7X84CTO3WW | A1MT | 10m Green Cat6 Cable | 49
7X84CTO3WW | A1MW | 25m Green Cat6 Cable | 105
7X84CTO3WW | A1PH | 1m Passive DAC SFP+ Cable | 69
7X84CTO3WW | A1PJ | 3m Passive DAC SFP+ Cable | 89
7X84CTO3WW | A1PK | 5m Passive DAC SFP+ Cable | 159
7X84CTO3WW | A1RF | 2.8m, 10A/250V, C13 to NEMA 6-15P Line Cord | 15
7X84CTO3WW | A2KX | Tertiary Array - RAID 50 | 0
7X84CTO3WW | A2KY | Tertiary Array - RAID 60 | 0
7X84CTO3WW | A3RG | 0.5m Passive DAC SFP+ Cable | 79
7X84CTO3WW | A3RH | 7m Passive DAC SFP+ Cable | 179
7X84CTO3WW | A3SW | 1.2m, 16A/100-250V, 2 Short C13s to Short C20 Rack Power Cable | 55
7X84CTO3WW | A3SX | 2.5m, 16A/100-250V, 2 Long C13s to Short C20 Rack Power Cable | 75
7X84CTO3WW | A3SY | 2.8m, 16A/100-250V, 2 Short C13s to Long C20 Rack Power Cable | 79
7X84CTO3WW | A3SZ | 4.1m, 16A/100-250V, 2 Long C13s to Long C20 Rack Power Cable | 85
7X84CTO3WW | A4VP | 1.0m, 10A/100-250V, C13 to IEC 320-C14 Rack Power Cable | 19
7X84CTO3WW | A51N | 1.5m Passive DAC SFP+ Cable | 89
7X84CTO3WW | A51P | 2m Passive DAC SFP+ Cable | 89
7X84CTO3WW | A5DL | SFP 1000Base-T (RJ-45) Transceiver | 89
7X84CTO3WW | ARZB | 0.75m Mellanox QSFP Passive DAC Cable | 149
7X84CTO3WW | ARZC | 1m Mellanox QSFP Passive DAC Cable | 159
7X84CTO3WW | ARZD | 1.25m Mellanox QSFP Passive DAC Cable | 169
7X84CTO3WW | ARZE | 1.5m Mellanox QSFP Passive DAC Cable | 169
7X84CTO3WW | ARZF | 3m Mellanox QSFP Passive DAC Cable | 189
7X84CTO3WW | ASQT | 0.5m Mellanox EDR IB Passive Copper QSFP28 Cable | 229
7X84CTO3WW | ASQU | 0.75m Mellanox EDR IB Passive Copper QSFP28 Cable | 249
7X84CTO3WW | ASQV | 1m Mellanox EDR IB Passive Copper QSFP28 Cable | 249
7X84CTO3WW | ASQW | 1.25m Mellanox EDR IB Passive Copper QSFP28 Cable | 289
7X84CTO3WW | ASQX | 1.5m Mellanox EDR IB Passive Copper QSFP28 Cable | 289
7X84CTO3WW | ASQY | 2m Mellanox EDR IB Passive Copper QSFP28 Cable | 289
7X84CTO3WW | ASQZ | 5m Mellanox EDR IB Optical QSFP28 Cable | 1359
7X84CTO3WW | ASR0 | 10m Mellanox EDR IB Optical QSFP28 Cable | 1419
7X84CTO3WW | ASR1 | 15m Mellanox EDR IB Optical QSFP28 Cable | 1509
7X84CTO3WW | ASR2 | 20m Mellanox EDR IB Optical QSFP28 Cable | 1569
7X84CTO3WW | ASR3 | 30m Mellanox EDR IB Optical QSFP28 Cable | 1789
7X84CTO3WW | ASR5 | Lenovo 0.5m LC-LC OM3 MMF Cable | 24
7X84CTO3WW | ASR6 | Lenovo 1m LC-LC OM3 MMF Cable | 24
7X84CTO3WW | ASR7 | Lenovo 3m LC-LC OM3 MMF Cable | 24
7X84CTO3WW | ASR8 | Lenovo 5m LC-LC OM3 MMF Cable | 29
7X84CTO3WW | ASR9 | Lenovo 10m LC-LC OM3 MMF Cable | 39
7X84CTO3WW | ASRA | Lenovo 15m LC-LC OM3 MMF Cable | 45
7X84CTO3WW | ASRB | Lenovo 25m LC-LC OM3 MMF Cable | 54
7X84CTO3WW | ASRM | 3m Mellanox EDR IB Passive Copper QSFP28 Cable | 319
7X84CTO3WW | ASRN | 3m Mellanox EDR IB Optical QSFP28 Cable | 1359
7X84CTO3WW | ASRP | 50m Mellanox EDR IB Optical QSFP28 Cable | 2329
7X84CTO3WW | AT2R | Lenovo 1m Active DAC SFP+ Cables | 129
7X84CTO3WW | AT2S | Lenovo 3m Active DAC SFP+ Cables | 139
7X84CTO3WW | AT2T | Lenovo 5m Active DAC SFP+ Cables | 159
7X84CTO3WW | ATPX | Intel X550-T2 Dual Port 10GBase-T Adapter | 599
7X84CTO3WW | ATSB | Nutanix Solution Code MFG Instruction | 0
7X84CTO3WW | AU0E | 0.5m Intel OPA 100 Series Passive Copper QSFP28 Cable | 79
7X84CTO3WW | AU0F | 0.75m Intel OPA Passive Copper QSFP28 Cable | 139
7X84CTO3WW | AU0G | 1m Intel OPA 100 Series Passive Copper QSFP28 Cable | 99
7X84CTO3WW | AU0H | 1.25m Intel OPA 100 Series Passive Copper QSFP28 Cable | 159
7X84CTO3WW | AU0J | 1.5m Intel OPA 100 Series Passive Copper QSFP28 Cable | 109
7X84CTO3WW | AU0K | 2m Intel OPA 100 Series Passive Copper QSFP28 Cable | 129
7X84CTO3WW | AU0M | 5m Intel OPA 100 Series Active Optical QSFP28 Cable | 899
7X84CTO3WW | AU0P | 15m Intel OPA 100 Series Active Optical QSFP28 Cable | 949
7X84CTO3WW | AUAJ | Mellanox ConnectX-4 Lx 10/25GbE SFP28 2-port PCIe Ethernet Adapter | 499
7X84CTO3WW | AUK7 | TPM 2.0 and Secure Boot | 0
7X84CTO3WW | AUKJ | ThinkSystem 10Gb 2-port SFP+ LOM | 169
7X84CTO3WW | AUKK | ThinkSystem 10Gb 4-port SFP+ LOM | 209
7X84CTO3WW | AUKL | ThinkSystem 10Gb 2-port Base-T LOM | 259
7X84CTO3WW | AUKM | ThinkSystem 10Gb 4-port Base-T LOM | 439
7X84CTO3WW | AUKX | ThinkSystem Intel X710-DA2 PCIe 10Gb 2-Port SFP+ Ethernet Adapter | 459
7X84CTO3WW | AUMV | ThinkSystem M.2 with Mirroring Enablement Kit | 149
7X84CTO3WW | AUNC | ThinkSystem 16GB TruDDR4 2666 MHz (2Rx8 1.2V) RDIMM | 319
7X84CTO3WW | AUND | ThinkSystem 32GB TruDDR4 2666 MHz (2Rx4 1.2V) RDIMM | 609
7X84CTO3WW | AUNE | ThinkSystem 64GB TruDDR4 2666 MHz (4Rx4 1.2V) LRDIMM | 1259
7X84CTO3WW | AUNF | ThinkSystem 128GB TruDDR4 2666 MHz (8Rx4 1.2V) 3DS RDIMM | 4449
7X84CTO3WW | AUNM | ThinkSystem 430-16i SAS/SATA 12Gb HBA | 589
7X84CTO3WW | AUNP | FBU345 SuperCap | 135
7X84CTO3WW | AUPW | ThinkSystem XClarity Controller Standard to Enterprise Upgrade | 100
7X84CTO3WW | AUR3 | ThinkSystem SR550/SR650 x16/x8 PCIe FH Riser 1 Kit | 49
7X84CTO3WW | AUR4 | ThinkSystem 2U x8/x8/x8 PCIE FH Riser 1 | 45
7X84CTO3WW | AURA | ThinkSystem 2U/Twr 2.5" SATA/SAS 8-Bay Backplane | 229
7X84CTO3WW | AURC | ThinkSystem SR550/SR590/SR650 x16/x8(or x16) PCIe FH Riser 2 Kit | 59
7X84CTO3WW | AURH | ThinkSystem Right EIA Latch Standard | 15
7X84CTO3WW | AURM | ThinkSystem SR550/SR650/SR590 Right EIA Latch with FIO | 75
7X84CTO3WW | AURP | Lenovo ThinkSystem 2U 2FH Riser Bracket | 25
7X84CTO3WW | AURQ | Lenovo ThinkSystem 2U 3FH Riser Bracket | 29
7X84CTO3WW | AURR | ThinkSystem M3.5 Screw for Riser 2x2pcs and Planar 5pcs | 0
7X84CTO3WW | AURU | ThinkSystem SR650 2nd GPU Upgrade Kit | 25
7X84CTO3WW | AURV | Lenovo ThinkSystem 2U MS air duct for 1U HS | 5
7X84CTO3WW | AURX | ThinkSystem 2U Security Bezel | 45
7X84CTO3WW | AUS8 | ThinkSystem 2U EIA Latch w/ VGA Upgrade Kit | 49
7X84CTO3WW | AUSA | Lenovo ThinkSystem M3.5" Screw for EIA | 0
7X84CTO3WW | AUUE | ThinkSystem 2.5" 1TB 7.2K SATA 6Gb Hot Swap 512n HDD | 469
7X84CTO3WW | AUUJ | ThinkSystem 2.5" 2TB 7.2K SATA 6Gb Hot Swap 512e HDD | 849
7X84CTO3WW | AUUV | ThinkSystem M.2 128GB SATA 6Gbps Non-Hot Swap SSD | 159
7X84CTO3WW | AV1B | Lenovo 25GBase-SR SFP28 Transceiver | 449
7X84CTO3WW | AV1F | Lenovo 3m 25G SFP28 Active Optical Cable | 489
7X84CTO3WW | AV1G | Lenovo 5m 25G SFP28 Active Optical Cable | 489
7X84CTO3WW | AV1H | Lenovo 10m 25G SFP28 Active Optical Cable | 499
7X84CTO3WW | AV1J | Lenovo 15m 25G SFP28 Active Optical Cable | 497
7X84CTO3WW | AV1K | Lenovo 20m 25G SFP28 Active Optical Cable | 519
7X84CTO3WW | AV1L | Lenovo 3m 100G QSFP28 Active Optical Cable | 1059
7X84CTO3WW | AV1M | Lenovo 5m 100G QSFP28 Active Optical Cable | 1069
7X84CTO3WW | AV1N | Lenovo 10m 100G QSFP28 Active Optical Cable | 1099
7X84CTO3WW | AV1P | Lenovo 15m 100G QSFP28 Active Optical Cable | 1079
7X84CTO3WW | AV1Q | Lenovo 20m 100G QSFP28 Active Optical Cable | 1179
7X84CTO3WW | AV1R | Lenovo 3m 100G to 4x25G Breakout Active Optical Cable | 1949
7X84CTO3WW | AV1S | Lenovo 5m 100G to 4x25G Breakout Active Optical Cable | 1975
7X84CTO3WW | AV1T | Lenovo 10m 100G to 4x25G Breakout Active Optical Cable | 2035
7X84CTO3WW | AV1U | Lenovo 15m 100G to 4x25G Breakout Active Optical Cable | 2095
7X84CTO3WW | AV1V | Lenovo 20m 100G to 4x25G Breakout Active Optical Cable | 2149
7X84CTO3WW | AV1W | Lenovo 1m Passive 25G SFP28 DAC Cable | 69
7X84CTO3WW | AV1X | Lenovo 3m Passive 25G SFP28 DAC Cable | 79
7X84CTO3WW | AV1Y | Lenovo 5m Passive 25G SFP28 DAC Cable | 159
7X84CTO3WW | AV1Z | Lenovo 1m Passive 100G QSFP28 DAC Cable | 99
7X84CTO3WW | AV20 | Lenovo 3m Passive 100G QSFP28 DAC Cable | 159
7X84CTO3WW | AV21 | Lenovo 5m Passive 100G QSFP28 DAC Cable | 299
7X84CTO3WW | AV22 | Lenovo 1m 100G QSFP28 to 4x25G SFP28 Breakout DAC Cable | 179
7X84CTO3WW | AV23 | Lenovo 3m 100G QSFP28 to 4x25G SFP28 Breakout DAC Cable | 299
7X84CTO3WW | AV24 | Lenovo 5m 100G QSFP28 to 4x25G SFP28 Breakout DAC Cable | 459
7X84CTO3WW | AV25 | Lenovo 5m MPO-MPO OM4 MMF Cable | 114
7X84CTO3WW | AV26 | Lenovo 7m MPO-MPO OM4 MMF Cable | 135
7X84CTO3WW | AV27 | Lenovo 10m MPO-MPO OM4 MMF Cable | 159
7X84CTO3WW | AV28 | Lenovo 15m MPO-MPO OM4 MMF Cable | 205
7X84CTO3WW | AV29 | Lenovo 20m MPO-MPO OM4 MMF Cable | 259
7X84CTO3WW | AV2A | Lenovo 30m MPO-MPO OM4 MMF Cable | 349
7X84CTO3WW | AV2B | Lenovo 1m MPO to 4x LC Breakout OM4 MMF Cable | 149
7X84CTO3WW | AV2C | Lenovo 3m MPO to 4x LC Breakout OM4 MMF Cable | 179
7X84CTO3WW | AV2D | Lenovo 5m MPO to 4x LC Breakout OM4 MMF Cable | 239
7X84CTO3WW | AVFQ | 0.75m Green Cat5e Cable | 15
7X84CTO3WW | AVFR | 1.0m Green Cat5e Cable | 19
7X84CTO3WW | AVFS | 1.25m Green Cat5e Cable | 19
7X84CTO3WW | AVFT | 0.75m Blue Cat5e Cable | 15
7X84CTO3WW | AVFU | 1.0m Blue Cat5e Cable | 19
7X84CTO3WW | AVFV | 1.25m Blue Cat5e Cable | 19
7X84CTO3WW | AVFW | 0.75m Green Cat6 Cable | 19
7X84CTO3WW | AVFX | 1.0m Green Cat6 Cable | 19
7X84CTO3WW | AVFY | 1.25m Green Cat6 Cable | 19
7X84CTO3WW | AVFZ | 1.5m Green Cat6 Cable | 19
7X84CTO3WW | AVG0 | 3m Green Cat6 Cable | 25
7X84CTO3WW | AVUT | ThinkSystem XClarity Controller Standard to Advanced Upgrade | 50
7X84CTO3WW | AVUU | ThinkSystem XClarity Controller Advanced to Enterprise Upgrade | 50
7X84CTO3WW | AVWG | ThinkSystem 1600W (230V) Platinum Hot-Swap Power Supply | 549
7X84CTO3WW | AX4F | ThinkSystem SR650 Air Duct for GPU | 30
7X84CTO3WW | AX8A | 4.3m, 13A/120V, C13 to NEMA 5-15P (US) Line Cord | 19
7X84CTO3WW | AXCA | ThinkSystem Toolless Slide Rail | 99
7X84CTO3WW | AXCH | ThinkSystem Toolless Slide Rail Kit with 2U CMA | 149
7X84CTO3WW | B0ML | Feature Enable TPM on MB | 0
7X84CTO3WW | B0N4 | 2.0m, 10A/100-250V, C13 to IEC 320-C14 Rack Power Cable | 29
7X84CTO3WW | B0N5 | 1.0m, 13A/100-250V, C13 to C14 Jumper Cord | 25
7X84CTO3WW | B0N6 | 1.5m, 13A/100-250V, C13 to C14 Jumper Cord | 29
7X84CTO3WW | B0RJ | 10GBASE-LR SFP+Transceiver | 350
7X84CTO3WW | B0SU | SVT Validation | 0
7X84CTO3WW | B0T6 | ThinkAgile HX352x-G Base | 809
7X84CTO3WW | B0YS | ThinkSystem 2.5" 2.4TB 10K SAS 12Gb Hot Swap 512e HDD | 629
7X84CTO3WW | B15V | NVIDIA Tesla M10 GPU, PCIe passive | 4499
7X84CTO3WW | B173 | Companion Part for XClarity Controller Standard to Enterprise Upgrade in Factory | 0
7X84CTO3WW | B306 | Mellanox QSA 100G to 25G Cable Adapter | 149
7X84CTO3WW | B31C | ThinkSystem Mellanox ConnectX-5 Ex 25/40GbE 2-port Low-Latency Adapter | 1979
7X84CTO3WW | B31F | ThinkSystem M.2 480GB SSD Thermal Kit | 40
7X84CTO3WW | B32D | ThinkSystem NVIDIA Tesla V100 FHHL 16GB GPU PCIe | 22909
7X84CTO3WW | B34L | ThinkSystem 2.5" PM883 1.92TB Entry SATA 6Gb Hot Swap SSD | 889
7X84CTO3WW | B34M | ThinkSystem 2.5" PM883 3.84TB Entry SATA 6Gb Hot Swap SSD | 1739
7X84CTO3WW | B34S | ThinkSystem NVIDIA Tesla V100 32GB PCIe Passive GPU | 25819
7X84CTO3WW | B37F | ThinkSystem SR650 V100 FHHL Air Duct Companion Kit | 149
7X84CTO3WW | B49B | ThinkSystem 2.5" Intel S4510 1.92TB Entry SATA 6Gb Hot Swap SSD | 1049
7X84CTO3WW | B49C | ThinkSystem 2.5" Intel S4510 3.84TB Entry SATA 6Gb Hot Swap SSD | 1979
7X84CTO3WW | B49M | ThinkSystem 2.5" Intel S4610 480GB Mainstream SATA 6Gb Hot Swap SSD | 479
7X84CTO3WW | B49N | ThinkSystem 2.5" Intel S4610 960GB Mainstream SATA 6Gb Hot Swap SSD | 699
7X84CTO3WW | B49P | ThinkSystem 2.5" Intel S4610 1.92TB Mainstream SATA 6Gb Hot Swap SSD | 1289
7X84CTO3WW | B4A7 | ThinkSystem 2.5" PM1643 3.84TB Capacity SAS 12Gb Hot Swap SSD | 2579
7X84CTO3WW | B4H2 | ThinkSystem 16GB TruDDR4 2933MHz (2Rx8 1.2V) RDIMM | 319
7X84CTO3WW | B4H3 | ThinkSystem 32GB TruDDR4 2933MHz (2Rx4 1.2V) RDIMM | 619
7X84CTO3WW | B4H4 | ThinkSystem 64GB TruDDR4 2933MHz (2Rx4 1.2V) RDIMM | 1279
7X84CTO3WW | B4H8 | Intel Xeon Platinum 8276 28C 165W 2.2GHz Processor | 15099
7X84CTO3WW | B4HB | Intel Xeon Platinum 8260 24C 165W 2.4GHz Processor | 8159
7X84CTO3WW | B4HC | Intel Xeon Gold 6252 24C 150W 2.1GHz Processor | 5909
7X84CTO3WW | B4HE | Intel Xeon Gold 6248 20C 150W 2.5GHz Processor | 5049
7X84CTO3WW | B4HG | Intel Xeon Gold 6242 16C 150W 2.8GHz Processor | 4419
7X84CTO3WW | B4HH | Intel Xeon Gold 6240 18C 150W 2.6GHz Processor | 3819
7X84CTO3WW | B4HJ | Intel Xeon Gold 6230 20C 125W 2.1GHz Processor | 3099
7X84CTO3WW | B4HK | Intel Xeon Gold 5220 18C 125W 2.2GHz Processor | 2599
7X84CTO3WW | B4HL | Intel Xeon Gold 5218 16C 125W 2.3GHz Processor | 2019
7X84CTO3WW | B4HM | Intel Xeon Gold 5217 8C 115W 3.0GHz Processor | 2659
7X84CTO3WW | B4HN | Intel Xeon Gold 5215 10C 85W 2.5GHz Processor | 2019
7X84CTO3WW | B4HP | Intel Xeon Silver 4216 16C 100W 2.1GHz Processor | 1649
7X84CTO3WW | B4HQ | Intel Xeon Silver 4215 8C 85W 2.5GHz Processor | 1399
7X84CTO3WW | B4HR | Intel Xeon Silver 4214 12C 85W 2.2GHz Processor | 1169
7X84CTO3WW | B4HS | Intel Xeon Silver 4210 10C 85W 2.2GHz Processor | 859
7X84CTO3WW | B4HT | Intel Xeon Silver 4208 8C 85W 2.1GHz Processor | 799
7X84CTO3WW | B4NL | ThinkSystem SR650 Refresh MB | 1600
7X84CTO3WW | B4P6 | Intel Xeon Platinum 8276L 28C 165W 2.2GHz Processor | 26689
7X84CTO3WW | B4P7 | Intel Xeon Platinum 8260L 24C 165W 2.4GHz Processor | 19249
7X84CTO3WW | B4P9 | Intel Xeon Gold 5215L 10C 85W 2.5GHz Processor | 17019
7X84CTO3WW | B4YB | ThinkSystem NVIDIA T4 16GB PCIe Passive GPU | 6279
7X84CTO3WW | B587 | ThinkSystem 128GB TruDDR4 2933MHz (4Rx4 1.2V) 3DS RDIMM | 3399
7X84CTO3WW | B5N6 | ThinkSystem 16GB TruDDR4 Performance+ 2933MHz (2Rx8 1.2V) RDIMM | 729
7X84CTO3WW | B5N7 | ThinkSystem 32GB TruDDR4 Performance+ 2933MHz (2Rx4 1.2V) RDIMM | 1379
7X84CTO3WW | B5N8 | ThinkSystem 64GB TruDDR4 Performance+ 2933MHz (2Rx4 1.2V) RDIMM | 2879
7X84CTO3WW | B5N9 | ThinkSystem 128GB TruDDR4 Performance+ 2933MHz (4Rx4 1.2V) 3DS RDIMM | 5499
7X84CTO3WW | B5RZ | Intel Xeon Platinum 8253 16C 125W 2.2GHz Processor | 5299
7X84CTO3WW | B63U | Nutanix SW Stack on Hyper-V 2016 | 0
7X84CTO3WW | B6CJ | Intel Xeon Gold 6238 22C 140W 2.1GHz Processor | 4799
7X84CTO3WW | B6CK | Intel Xeon Gold 6234 8C 130W 3.3GHz Processor | 3999
7X84CTO3WW | B6CL | Intel Xeon Gold 6226 12C 125W 2.7GHz Processor | 3299
7X84CTO3WW | B6CR | Intel Xeon Gold 6238L 22C 140W 2.1GHz Processor | 14599
7X84CTO3WW | B6CS | Intel Xeon Gold 6240L 18C 150W 2.6GHz Processor | 14299
7X84CTO3WW | B6CU | Intel Xeon Gold 6262V 24C 135W 1.9GHz Processor | 5399
7X84CTO3WW | B6CV | Intel Xeon Gold 6222V 20C 115W 1.8GHz Processor | 2999
7X84CTO3WW | B6CW | Intel Xeon Gold 5220S 18C 125W 2.7GHz Processor | 3699
7X84CTO3WW | B7N5 | Intel Xeon Silver 4210R 10C 100W 2.4GHz Processor | 899
7X84CTO3WW | B7N6 | Intel Xeon Silver 4214R 12C 100W 2.4GHz Processor | 1259
7X84CTO3WW | B7N9 | Intel Xeon Gold 5220R 24C 150W 2.2GHz Processor | 2739
7X84CTO3WW | B8HS | ThinkSystem M.2 5300 240GB SATA 6Gbps Non-Hot Swap SSD | 359
7X84CTO3WW | B8HU | ThinkSystem 2.5" PM1645a 800GB Mainstream SAS 12Gb Hot Swap SSD | 819
7X84CTO3WW | B8J4 | ThinkSystem 2.5" PM1645a 1.6TB Mainstream SAS 12Gb Hot Swap SSD | 1379
7X84CTO3WW | B919 | ThinkSystem M.2 5300 480GB SATA 6Gbps Non-Hot Swap SSD | 369
7X84CTO3WW | B91C | ThinkSystem 2.5" PM1643a 3.84TB Entry SAS 12Gb Hot Swap SSD | 2579
7X84CTO3WW | B91D | ThinkSystem 2.5" PM1643a 7.68TB Entry SAS 12Gb Hot Swap SSD | 5019
7X84CTO3WW | BAZL | Intel Xeon Gold 6238R 28C 165W 2.2GHz Processor | 4599
7X84CTO3WW | BAZM | Intel Xeon Gold 6240R 24C 165W 2.4GHz Processor | 3859
7X84CTO3WW | BAZS | Intel Xeon Gold 5218R 20C 125W 2.1GHz Processor | 2259
7X84CTO3WW | BAZU | Intel Xeon Silver 4215R 8C 130W 3.2GHz Processor | 1429
7X84CTO3WW | BAZW | Intel Xeon Gold 6226R 16C 150W 2.9GHz Processor | 2289
7X84CTO3WW | BAZX | Intel Xeon Gold 6230R 26C 150W 2.1GHz Processor | 3349
7X84CTO3WW | BB0P | Intel Transparent Supply Chain. Lenovo has paired our industry leading supply chain with Intel's innovative Transparent Supply Chain program to add a layer of protection to your data center and bring peace of mind that the server hardware you bring into ... | 0
7X84CTO3WW | BC4R | ThinkSystem 2.5" PM1643a 15.36TB Entry SAS 12Gb Hot Swap SSD | 10029
7X84CTO3WW | BEL7 | Mfg Short-Ship Preload Exception | 0
7X84CTO4WW | 747 | UID Asset Tag Label | 20
7X84CTO4WW | 2306 | Integration >1U Component | 125
7X84CTO4WW | 3797 | 1.5m Green Cat5e Cable | 17
7X84CTO4WW | 3798 | 3m Green Cat5e Cable | 19
7X84CTO4WW | 3799 | 10m Green Cat5e Cable | 29
7X84CTO4WW | 3800 | 25m Green Cat5e Cable | 69
7X84CTO4WW | 3802 | 1.5m Blue Cat5e Cable | 14
7X84CTO4WW | 3803 | 3m Blue Cat5e Cable | 25
7X84CTO4WW | 3804 | 10m Blue Cat5e Cable | 34
7X84CTO4WW | 3805 | 25m Blue Cat5e Cable | 69
7X84CTO4WW | 5053 | SFP+ SR Transceiver | 699
7X84CTO4WW | 5977 | Select Storage devices - no configured RAID required | 0
7X84CTO4WW | 6139 | SF Instruction | 0
7X84CTO4WW | 6201 | 1.5m, 10A/100-250V, C13 to IEC 320-C14 Rack Power Cable | 19
7X84CTO4WW | 6204 | 2.8m, 10A/100-250V, C13 to IEC 320-C20 Rack Power Cable | 19
7X84CTO4WW | 6218 | 2.8m, 10A/250V, C13 to SI 32 (Israel) Line Cord | 15
7X84CTO4WW | 6263 | 4.3m, 10A/100-250V, C13 to IEC 320-C14 Rack Power Cable | 19
7X84CTO4WW | 6311 | 2.8m, 10A/100-250V, C13 to IEC 320-C14 Rack Power Cable | 9
7X84CTO4WW | 6313 | 2.8m, 10A/120V, C13 to NEMA 5-15P (US) Line Cord | 19
7X84CTO4WW | 6335 | 4.3m, 12A/100V, C13 to JIS C-8303 (Japan) Line Cord | 19
7X84CTO4WW | 6370 | 4.3m, 10A/125V, C13 to NEMA 5-15P (US) Line Cord | 10
7X84CTO4WW | 6373 | 4.3m, 10A/250V, C13 to NEMA 6-15P (US) Line Cord | 15
7X84CTO4WW | 6400 | 2.8m, 13A/100-250V, C13 to C14 Jumper Cord | 9
7X84CTO4WW | 6401 | 2.8m, 13A/120V, C13 to NEMA 5-15P (US) Line Cord | 29
7X84CTO4WW | 6530 | 4.3m, 13A/125V, C13 to CNS 10917 (Taiwan) Line Cord | 29
7X84CTO4WW | 6570 | 2.0m, 13A/100-250V, C13 to C14 Jumper Cord | 19
7X84CTO4WW | 6583 | 4.3m, 13A/100-250V, C13 to C14 Rack Power Cable | 19
7X84CTO4WW | 7831 | Customer Solution Center Services | 0
7X84CTO4WW | 8034 | LeSI Solution Component | 0
7X84CTO4WW | 8067 | TAA Compliant Order | 0
7X84CTO4WW | 8072 | General Racking Solution | 0
7X84CTO4WW | 8086 | No Publications Selected | 0
7X84CTO4WW | 8971 | Integrate in manufacturing | 0
7X84CTO4WW | 8972 | Ship Uninstalled (Safety) | 0
7X84CTO4WW | A102 | Advanced Grouping | 0
7X84CTO4WW | A1DQ | 3m QSFP+ to QSFP+ Cable | 329
7X84CTO4WW | A1MT | 10m Green Cat6 Cable | 49
7X84CTO4WW | A1MW | 25m Green Cat6 Cable | 105
7X84CTO4WW | A1PH | 1m Passive DAC SFP+ Cable | 69
7X84CTO4WW | A1PJ | 3m Passive DAC SFP+ Cable | 89
7X84CTO4WW | A1PK | 5m Passive DAC SFP+ Cable | 159
7X84CTO4WW | A1RF | 2.8m, 10A/250V, C13 to NEMA 6-15P Line Cord | 15
7X84CTO4WW | A2KX | Tertiary Array - RAID 50 | 0
7X84CTO4WW | A2KY | Tertiary Array - RAID 60 | 0
7X84CTO4WW | A3RG | 0.5m Passive DAC SFP+ Cable | 79
7X84CTO4WW | A3RH | 7m Passive DAC SFP+ Cable | 179
7X84CTO4WW | A3SW | 1.2m, 16A/100-250V, 2 Short C13s to Short C20 Rack Power Cable | 55
7X84CTO4WW | A3SX | 2.5m, 16A/100-250V, 2 Long C13s to Short C20 Rack Power Cable | 75
7X84CTO4WW | A3SY | 2.8m, 16A/100-250V, 2 Short C13s to Long C20 Rack Power Cable | 79
7X84CTO4WW | A3SZ | 4.1m, 16A/100-250V, 2 Long C13s to Long C20 Rack Power Cable | 85
7X84CTO4WW | A4VP | 1.0m, 10A/100-250V, C13 to IEC 320-C14 Rack Power Cable | 19
7X84CTO4WW | A51N | 1.5m Passive DAC SFP+ Cable | 89
7X84CTO4WW | A51P | 2m Passive DAC SFP+ Cable | 89
7X84CTO4WW | A5DL | SFP 1000Base-T (RJ-45) Transceiver | 89
7X84CTO4WW | ARZB | 0.75m Mellanox QSFP Passive DAC Cable | 149
7X84CTO4WW | ARZC | 1m Mellanox QSFP Passive DAC Cable | 159
7X84CTO4WW | ARZD | 1.25m Mellanox QSFP Passive DAC Cable | 169
7X84CTO4WW | ARZE | 1.5m Mellanox QSFP Passive DAC Cable | 169
7X84CTO4WW | ARZF | 3m Mellanox QSFP Passive DAC Cable | 189
7X84CTO4WW | ASQT | 0.5m Mellanox EDR IB Passive Copper QSFP28 Cable | 229
7X84CTO4WW | ASQU | 0.75m Mellanox EDR IB Passive Copper QSFP28 Cable | 249
7X84CTO4WW | ASQV | 1m Mellanox EDR IB Passive Copper QSFP28 Cable | 249
7X84CTO4WW | ASQW | 1.25m Mellanox EDR IB Passive Copper QSFP28 Cable | 289
7X84CTO4WW | ASQX | 1.5m Mellanox EDR IB Passive Copper QSFP28 Cable | 289
7X84CTO4WW | ASQY | 2m Mellanox EDR IB Passive Copper QSFP28 Cable | 289
7X84CTO4WW | ASQZ | 5m Mellanox EDR IB Optical QSFP28 Cable | 1359
7X84CTO4WW | ASR0 | 10m Mellanox EDR IB Optical QSFP28 Cable | 1419
7X84CTO4WW | ASR1 | 15m Mellanox EDR IB Optical QSFP28 Cable | 1509
7X84CTO4WW | ASR2 | 20m Mellanox EDR IB Optical QSFP28 Cable | 1569
7X84CTO4WW | ASR3 | 30m Mellanox EDR IB Optical QSFP28 Cable | 1789
7X84CTO4WW | ASR5 | Lenovo 0.5m LC-LC OM3 MMF Cable | 24
7X84CTO4WW | ASR6 | Lenovo 1m LC-LC OM3 MMF Cable | 24
7X84CTO4WW | ASR7 | Lenovo 3m LC-LC OM3 MMF Cable | 24
7X84CTO4WW | ASR8 | Lenovo 5m LC-LC OM3 MMF Cable | 29
7X84CTO4WW | ASR9 | Lenovo 10m LC-LC OM3 MMF Cable | 39
7X84CTO4WW | ASRA | Lenovo 15m LC-LC OM3 MMF Cable | 45
7X84CTO4WW | ASRB | Lenovo 25m LC-LC OM3 MMF Cable | 54
7X84CTO4WW | ASRM | 3m Mellanox EDR IB Passive Copper QSFP28 Cable | 319
7X84CTO4WW | ASRN | 3m Mellanox EDR IB Optical QSFP28 Cable | 1359
7X84CTO4WW | ASRP | 50m Mellanox EDR IB Optical QSFP28 Cable | 2329
7X84CTO4WW | AT2R | Lenovo 1m Active DAC SFP+ Cables | 129
7X84CTO4WW | AT2S | Lenovo 3m Active DAC SFP+ Cables | 139
7X84CTO4WW | AT2T | Lenovo 5m Active DAC SFP+ Cables | 159
7X84CTO4WW | ATPX | Intel X550-T2 Dual Port 10GBase-T Adapter | 599
7X84CTO4WW | ATSB | Nutanix Solution Code MFG Instruction | 0
7X84CTO4WW | AU0E | 0.5m Intel OPA 100 Series Passive Copper QSFP28 Cable | 79
7X84CTO4WW | AU0F | 0.75m Intel OPA Passive Copper QSFP28 Cable | 139
7X84CTO4WW | AU0G | 1m Intel OPA 100 Series Passive Copper QSFP28 Cable | 99
7X84CTO4WW | AU0H | 1.25m Intel OPA 100 Series Passive Copper QSFP28 Cable | 159
7X84CTO4WW | AU0J | 1.5m Intel OPA 100 Series Passive Copper QSFP28 Cable | 109
7X84CTO4WW | AU0K | 2m Intel OPA 100 Series Passive Copper QSFP28 Cable | 129
7X84CTO4WW | AU0M | 5m Intel OPA 100 Series Active Optical QSFP28 Cable | 899
7X84CTO4WW | AU0P | 15m Intel OPA 100 Series Active Optical QSFP28 Cable | 949
7X84CTO4WW | AUAJ | Mellanox ConnectX-4 Lx 10/25GbE SFP28 2-port PCIe Ethernet Adapter | 499
7X84CTO4WW | AUKJ | ThinkSystem 10Gb 2-port SFP+ LOM | 169
7X84CTO4WW | AUKK | ThinkSystem 10Gb 4-port SFP+ LOM | 209
7X84CTO4WW | AUKL | ThinkSystem 10Gb 2-port Base-T LOM | 259
7X84CTO4WW | AUKM | ThinkSystem 10Gb 4-port Base-T LOM | 439
7X84CTO4WW | AUKX | ThinkSystem Intel X710-DA2 PCIe 10Gb 2-Port SFP+ Ethernet Adapter | 459
7X84CTO4WW | AUMV | ThinkSystem M.2 with Mirroring Enablement Kit | 149
7X84CTO4WW | AUNC | ThinkSystem 16GB TruDDR4 2666 MHz (2Rx8 1.2V) RDIMM | 319
7X84CTO4WW | AUND | ThinkSystem 32GB TruDDR4 2666 MHz (2Rx4 1.2V) RDIMM | 609
7X84CTO4WW | AUNE | ThinkSystem 64GB TruDDR4 2666 MHz (4Rx4 1.2V) LRDIMM | 1259
7X84CTO4WW | AUNF | ThinkSystem 128GB TruDDR4 2666 MHz (8Rx4 1.2V) 3DS RDIMM | 4449
7X84CTO4WW | AUNM | ThinkSystem 430-16i SAS/SATA 12Gb HBA | 589
7X84CTO4WW | AUNP | FBU345 SuperCap | 135
7X84CTO4WW | AUPW | ThinkSystem XClarity Controller Standard to Enterprise Upgrade | 100
7X84CTO4WW | AUR3 | ThinkSystem SR550/SR650 x16/x8 PCIe FH Riser 1 Kit | 49
7X84CTO4WW | AUR4 | ThinkSystem 2U x8/x8/x8 PCIE FH Riser 1 | 45
7X84CTO4WW | AUR9 | ThinkSystem 2U 3.5" SATA/SAS 12-Bay Backplane | 219
7X84CTO4WW | AURC | ThinkSystem SR550/SR590/SR650 x16/x8(or x16) PCIe FH Riser 2 Kit | 59
7X84CTO4WW | AURH | ThinkSystem Right EIA Latch Standard | 15
7X84CTO4WW | AURM | ThinkSystem SR550/SR650/SR590 Right EIA Latch with FIO | 75
7X84CTO4WW | AURP | Lenovo ThinkSystem 2U 2FH Riser Bracket | 25
7X84CTO4WW | AURQ | Lenovo ThinkSystem 2U 3FH Riser Bracket | 29
7X84CTO4WW | AURR | ThinkSystem M3.5 Screw for Riser 2x2pcs and Planar 5pcs | 0
7X84CTO4WW | AURV | Lenovo ThinkSystem 2U MS air duct for 1U HS | 5
7X84CTO4WW | AURX | ThinkSystem 2U Security Bezel | 45
7X84CTO4WW | AURZ | ThinkSystem SR590/SR650 Rear HDD/SSD Kit | 249
7X84CTO4WW | AUS8 | ThinkSystem 2U EIA Latch w/ VGA Upgrade Kit | 49
7X84CTO4WW | AUSA | Lenovo ThinkSystem M3.5" Screw for EIA | 0
7X84CTO4WW | AUU8 | ThinkSystem 3.5" 4TB 7.2K SATA 6Gb Hot Swap 512n HDD | 389
7X84CTO4WW | AUU9 | ThinkSystem 3.5" 8TB 7.2K SATA 6Gb Hot Swap 512e HDD | 599
7X84CTO4WW | AUUA | ThinkSystem 3.5" 6TB 7.2K SATA 6Gb Hot Swap 512e HDD | 529
7X84CTO4WW | AUUB | ThinkSystem 3.5" 10TB 7.2K SATA 6Gb Hot Swap 512e HDD | 829
7X84CTO4WW | AUUG | ThinkSystem 3.5" 10TB 7.2K SAS 12Gb Hot Swap 512e HDD | 849
7X84CTO4WW | AUUV | ThinkSystem M.2 128GB SATA 6Gbps Non-Hot Swap SSD | 159
7X84CTO4WW | AV1B | Lenovo 25GBase-SR SFP28 Transceiver | 449
7X84CTO4WW | AV1F | Lenovo 3m 25G SFP28 Active Optical Cable | 489
7X84CTO4WW | AV1G | Lenovo 5m 25G SFP28 Active Optical Cable | 489
7X84CTO4WW | AV1H | Lenovo 10m 25G SFP28 Active Optical Cable | 499
7X84CTO4WW | AV1J | Lenovo 15m 25G SFP28 Active Optical Cable | 497
7X84CTO4WW | AV1K | Lenovo 20m 25G SFP28 Active Optical Cable | 519
7X84CTO4WW | AV1L | Lenovo 3m 100G QSFP28 Active Optical Cable | 1059
7X84CTO4WW | AV1M | Lenovo 5m 100G QSFP28 Active Optical Cable | 1069
7X84CTO4WW | AV1N | Lenovo 10m 100G QSFP28 Active Optical Cable | 1099
7X84CTO4WW | AV1P | Lenovo 15m 100G QSFP28 Active Optical Cable | 1079
7X84CTO4WW | AV1Q | Lenovo 20m 100G QSFP28 Active Optical Cable | 1179
7X84CTO4WW | AV1R | Lenovo 3m 100G to 4x25G Breakout Active Optical Cable | 1949
7X84CTO4WW | AV1S | Lenovo 5m 100G to 4x25G Breakout Active Optical Cable | 1975
7X84CTO4WW | AV1T | Lenovo 10m 100G to 4x25G Breakout Active Optical Cable | 2035
7X84CTO4WW | AV1U | Lenovo 15m 100G to 4x25G Breakout Active Optical Cable | 2095
7X84CTO4WW | AV1V | Lenovo 20m 100G to 4x25G Breakout Active Optical Cable | 2149
7X84CTO4WW | AV1W | Lenovo 1m Passive 25G SFP28 DAC Cable | 69
7X84CTO4WW | AV1X | Lenovo 3m Passive 25G SFP28 DAC Cable | 79
7X84CTO4WW | AV1Y | Lenovo 5m Passive 25G SFP28 DAC Cable | 159
7X84CTO4WW | AV1Z | Lenovo 1m Passive 100G QSFP28 DAC Cable | 99
7X84CTO4WW | AV20 | Lenovo 3m Passive 100G QSFP28 DAC Cable | 159
7X84CTO4WW | AV21 | Lenovo 5m Passive 100G QSFP28 DAC Cable | 299
7X84CTO4WW | AV22 | Lenovo 1m 100G QSFP28 to 4x25G SFP28 Breakout DAC Cable | 179
7X84CTO4WW | AV23 | Lenovo 3m 100G QSFP28 to 4x25G SFP28 Breakout DAC Cable | 299
7X84CTO4WW | AV24 | Lenovo 5m 100G QSFP28 to 4x25G SFP28 Breakout DAC Cable | 459
7X84CTO4WW | AV25 | Lenovo 5m MPO-MPO OM4 MMF Cable | 114
7X84CTO4WW | AV26 | Lenovo 7m MPO-MPO OM4 MMF Cable | 135
7X84CTO4WW | AV27 | Lenovo 10m MPO-MPO OM4 MMF Cable | 159
7X84CTO4WW | AV28 | Lenovo 15m MPO-MPO OM4 MMF Cable | 205
7X84CTO4WW | AV29 | Lenovo 20m MPO-MPO OM4 MMF Cable | 259
7X84CTO4WW | AV2A | Lenovo 30m MPO-MPO OM4 MMF Cable | 349
7X84CTO4WW | AV2B | Lenovo 1m MPO to 4x LC Breakout OM4 MMF Cable | 149
7X84CTO4WW | AV2C | Lenovo 3m MPO to 4x LC Breakout OM4 MMF Cable | 179
7X84CTO4WW | AV2D | Lenovo 5m MPO to 4x LC Breakout OM4 MMF Cable | 239
7X84CTO4WW | AVFQ | 0.75m Green Cat5e Cable | 15
7X84CTO4WW | AVFR | 1.0m Green Cat5e Cable | 19
7X84CTO4WW | AVFS | 1.25m Green Cat5e Cable | 19
7X84CTO4WW | AVFT | 0.75m Blue Cat5e Cable | 15
7X84CTO4WW | AVFU | 1.0m Blue Cat5e Cable | 19
7X84CTO4WW | AVFV | 1.25m Blue Cat5e Cable | 19
7X84CTO4WW | AVFW | 0.75m Green Cat6 Cable | 19
7X84CTO4WW | AVFX | 1.0m Green Cat6 Cable | 19
7X84CTO4WW | AVFY | 1.25m Green Cat6 Cable | 19
7X84CTO4WW | AVFZ | 1.5m Green Cat6 Cable | 19
7X84CTO4WW | AVG0 | 3m Green Cat6 Cable | 25
7X84CTO4WW | AVWD | ThinkSystem 750W(230/115V) Platinum Hot-Swap Power Supply | 399
7X84CTO4WW | AVWE | ThinkSystem 750W (230V) Titanium Hot-Swap Power Supply | 549
7X84CTO4WW | AVWF | ThinkSystem 1100W (230V/115V) Platinum Hot-Swap Power Supply | 499
7X84CTO4WW | AX8A | 4.3m, 13A/120V, C13 to NEMA 5-15P (US) Line Cord | 19
7X84CTO4WW | AXCA | ThinkSystem Toolless Slide Rail | 99
7X84CTO4WW | AXCH | ThinkSystem Toolless Slide Rail Kit with 2U CMA | 149
7X84CTO4WW | B0ML | Feature Enable TPM on MB | 0
7X84CTO4WW | B0N4 | 2.0m, 10A/100-250V, C13 to IEC 320-C14 Rack Power Cable | 29
7X84CTO4WW | B0N5 | 1.0m, 13A/100-250V, C13 to C14 Jumper Cord | 25
7X84CTO4WW | B0N6 | 1.5m, 13A/100-250V, C13 to C14 Jumper Cord | 29
7X84CTO4WW | B0RJ | 10GBASE-LR SFP+Transceiver | 350
7X84CTO4WW | B0SU | SVT Validation | 0
7X84CTO4WW | B0T8 | ThinkAgile HX552x Base | 789
7X84CTO4WW | B117 | ThinkSystem 3.5" 12TB 7.2K SAS 12Gb Hot Swap 512e HDD | 949
7X84CTO4WW | B118 | ThinkSystem 3.5" 12TB 7.2K SATA 6Gb Hot Swap 512e HDD | 1829
7X84CTO4WW | B173 | Companion Part for XClarity Controller Standard to Enterprise Upgrade in Factory | 0
7X84CTO4WW | B306 | Mellanox QSA 100G to 25G Cable Adapter | 149
7X84CTO4WW | B31C | ThinkSystem Mellanox ConnectX-5 Ex 25/40GbE 2-port Low-Latency Adapter | 1979
7X84CTO4WW | B31F | ThinkSystem M.2 480GB SSD Thermal Kit | 40
7X84CTO4WW | B49G | ThinkSystem 3.5" Intel S4510 1.92TB Entry SATA 6Gb Hot Swap SSD | 1059
7X84CTO4WW | B49H | ThinkSystem 3.5" Intel S4510 3.84TB Entry SATA 6Gb Hot Swap SSD | 1989
7X84CTO4WW | B49S | ThinkSystem 3.5" Intel S4610 480GB Mainstream SATA 6Gb Hot Swap SSD | 309
7X84CTO4WW | B49T | ThinkSystem 3.5" Intel S4610 960GB Mainstream SATA 6Gb Hot Swap SSD | 1029
7X84CTO4WW | B49U | ThinkSystem 3.5" Intel S4610 1.92TB Mainstream SATA 6Gb Hot Swap SSD | 1799
7X84CTO4WW | B4A8 | ThinkSystem 3.5" PM1643 3.84TB Capacity SAS 12Gb Hot Swap SSD | 1869
7X84CTO4WW | B4H2 | ThinkSystem 16GB TruDDR4 2933MHz (2Rx8 1.2V) RDIMM | 319
7X84CTO4WW | B4H3 | ThinkSystem 32GB TruDDR4 2933MHz (2Rx4 1.2V) RDIMM | 619
7X84CTO4WW | B4H4 | ThinkSystem 64GB TruDDR4 2933MHz (2Rx4 1.2V) RDIMM | 1279
7X84CTO4WW | B4H8 | Intel Xeon Platinum 8276 28C 165W 2.2GHz Processor | 15099
7X84CTO4WW | B4HB | Intel Xeon Platinum 8260 24C 165W 2.4GHz Processor | 8159
7X84CTO4WW | B4HC | Intel Xeon Gold 6252 24C 150W 2.1GHz Processor | 5909
7X84CTO4WW | B4HE | Intel Xeon Gold 6248 20C 150W 2.5GHz Processor | 5049
7X84CTO4WW | B4HG | Intel Xeon Gold 6242 16C 150W 2.8GHz Processor | 4419
7X84CTO4WW | B4HH | Intel Xeon Gold 6240 18C 150W 2.6GHz Processor | 3819
7X84CTO4WW | B4HJ | Intel Xeon Gold 6230 20C 125W 2.1GHz Processor | 3099
7X84CTO4WW | B4HK | Intel Xeon Gold 5220 18C 125W 2.2GHz Processor | 2599
7X84CTO4WW | B4HL | Intel Xeon Gold 5218 16C 125W 2.3GHz Processor | 2019
7X84CTO4WW | B4HM | Intel Xeon Gold 5217 8C 115W 3.0GHz Processor | 2659
7X84CTO4WW | B4HN | Intel Xeon Gold 5215 10C 85W 2.5GHz Processor | 2019
7X84CTO4WW | B4HP | Intel Xeon Silver 4216 16C 100W 2.1GHz Processor | 1649
7X84CTO4WW | B4HQ | Intel Xeon Silver 4215 8C 85W 2.5GHz Processor | 1399
7X84CTO4WW | B4HR | Intel Xeon Silver 4214 12C 85W 2.2GHz Processor | 1169
7X84CTO4WW | B4HS | Intel Xeon Silver 4210 10C 85W 2.2GHz Processor | 859
7X84CTO4WW | B4HT | Intel Xeon Silver 4208 8C 85W 2.1GHz Processor | 799
7X84CTO4WW | B4NL | ThinkSystem SR650 Refresh MB | 1600
7X84CTO4WW | B4P6 | Intel Xeon Platinum 8276L 28C 165W 2.2GHz Processor | 26689
7X84CTO4WW | B4P7 | Intel Xeon Platinum 8260L 24C 165W 2.4GHz Processor | 19249
7X84CTO4WW | B4P9 | Intel Xeon Gold 5215L 10C 85W 2.5GHz Processor | 17019
7X84CTO4WW | B587 | ThinkSystem 128GB TruDDR4 2933MHz (4Rx4 1.2V) 3DS RDIMM | 3399
7X84CTO4WW | B5N6 | ThinkSystem 16GB TruDDR4 Performance+ 2933MHz (2Rx8 1.2V) RDIMM | 729
7X84CTO4WW | B5N7 | ThinkSystem 32GB TruDDR4 Performance+ 2933MHz (2Rx4 1.2V) RDIMM | 1379
7X84CTO4WW | B5N8 | ThinkSystem 64GB TruDDR4 Performance+ 2933MHz (2Rx4 1.2V) RDIMM | 2879
7X84CTO4WW | B5N9 | ThinkSystem 128GB TruDDR4 Performance+ 2933MHz (4Rx4 1.2V) 3DS RDIMM | 5499
7X84CTO4WW | B5RZ | Intel Xeon Platinum 8253 16C 125W 2.2GHz Processor | 5299
7X84CTO4WW | B63U | Nutanix SW Stack on Hyper-V 2016 | 0
7X84CTO4WW | B6CJ | Intel Xeon Gold 6238 22C 140W 2.1GHz Processor | 4799
7X84CTO4WW | B6CK | Intel Xeon Gold 6234 8C 130W 3.3GHz Processor | 3999
7X84CTO4WW | B6CL | Intel Xeon Gold 6226 12C 125W 2.7GHz Processor | 3299
7X84CTO4WW | B6CR | Intel Xeon Gold 6238L 22C 140W 2.1GHz Processor | 14599
7X84CTO4WW | B6CS | Intel Xeon Gold 6240L 18C 150W 2.6GHz Processor | 14299
7X84CTO4WW | B6CU | Intel Xeon Gold 6262V 24C 135W 1.9GHz Processor | 5399
7X84CTO4WW | B6CV | Intel Xeon Gold 6222V 20C 115W 1.8GHz Processor | 2999
7X84CTO4WW | B6CW | Intel Xeon Gold 5220S 18C 125W 2.7GHz Processor | 3699
7X84CTO4WW | B6JY | ThinkSystem 3.5" PM883 1.92TB Entry SATA 6Gb Hot Swap SSD | 1159
7X84CTO4WW | B6JZ | ThinkSystem 3.5" PM883 3.84TB Entry SATA 6Gb Hot Swap SSD | 2219
7X84CTO4WW | B7F0 | ThinkSystem 3.5" 16TB 7.2K SATA 6Gb Hot Swap 512e HDD | 1289
7X84CTO4WW | B7N5 | Intel Xeon Silver 4210R 10C 100W 2.4GHz Processor | 899
7X84CTO4WW | B7N6 | Intel Xeon Silver 4214R 12C 100W 2.4GHz Processor | 1259
7X84CTO4WW | B7N9 | Intel Xeon Gold 5220R 24C 150W 2.2GHz Processor | 2739
7X84CTO4WW | B8HS | ThinkSystem M.2 5300 240GB SATA 6Gbps Non-Hot Swap SSD | 359
7X84CTO4WW | B8HT | ThinkSystem 3.5" PM1645a 800GB Mainstream SAS 12Gb Hot Swap SSD | 829
7X84CTO4WW | B8JN | ThinkSystem 3.5" PM1645a 1.6TB Mainstream SAS 12Gb Hot Swap SSD | 1389
7X84CTO4WW | B919 | ThinkSystem M.2 5300 480GB SATA 6Gbps Non-Hot Swap SSD | 369
7X84CTO4WW | B91E | ThinkSystem 3.5" PM1643a 3.84TB Entry SAS 12Gb Hot Swap SSD | 1729
7X84CTO4WW | BAZL | Intel Xeon Gold 6238R 28C 165W 2.2GHz Processor | 4599
7X84CTO4WW | BAZM | Intel Xeon Gold 6240R 24C 165W 2.4GHz Processor | 3859
7X84CTO4WW | BAZS | Intel Xeon Gold 5218R 20C 125W 2.1GHz Processor | 2259
7X84CTO4WW | BAZU | Intel Xeon Silver 4215R 8C 130W 3.2GHz Processor | 1429
7X84CTO4WW | BAZW | Intel Xeon Gold 6226R 16C 150W 2.9GHz Processor | 2289
7X84CTO4WW | BAZX | Intel Xeon Gold 6230R 26C 150W 2.1GHz Processor | 3349
7X84CTO4WW | BB0P | Intel Transparent Supply Chain. Lenovo has paired our industry leading supply chain with Intel's innovative Transparent Supply Chain program to add a layer of protection to your data center and bring peace of mind that the server hardware you bring into ... | 0
7X84CTO4WW | BEL7 | Mfg Short-Ship Preload Exception | 0
7X84CTO4WW | BEVK | ThinkSystem 3.5" PM1643a 7.68TB Entry SAS 12Gb Hot Swap SSD | 5589
7X84CTO6WW | 747 | UID Asset Tag Label | 20
7X84CTO6WW | 2306 | Integration >1U Component | 125
7X84CTO6WW | 3797 | 1.5m Green Cat5e Cable | 17
7X84CTO6WW | 3798 | 3m Green Cat5e Cable | 19
7X84CTO6WW | 3799 | 10m Green Cat5e Cable | 29
7X84CTO6WW | 3800 | 25m Green Cat5e Cable | 69
7X84CTO6WW | 3802 | 1.5m Blue Cat5e Cable | 14
7X84CTO6WW | 3803 | 3m Blue Cat5e Cable | 25
7X84CTO6WW | 3804 | 10m Blue Cat5e Cable | 34
7X84CTO6WW | 3805 | 25m Blue Cat5e Cable | 69
7X84CTO6WW | 5053 | SFP+ SR Transceiver | 699
7X84CTO6WW | 5977 | Select Storage devices - no configured RAID required | 0
7X84CTO6WW | 6139 | SF Instruction | 0
7X84CTO6WW | 6218 | 2.8m, 10A/250V, C13 to SI 32 (Israel) Line Cord | 15
7X84CTO6WW | 6335 | 4.3m, 12A/100V, C13 to JIS C-8303 (Japan) Line Cord | 19
7X84CTO6WW | 6373 | 4.3m, 10A/250V, C13 to NEMA 6-15P (US) Line Cord | 15
7X84CTO6WW | 6400 | 2.8m, 13A/100-250V, C13 to C14 Jumper Cord | 9
7X84CTO6WW | 6401 | 2.8m, 13A/120V, C13 to NEMA 5-15P (US) Line Cord | 29
7X84CTO6WW | 6530 | 4.3m, 13A/125V, C13 to CNS 10917 (Taiwan) Line Cord | 29
7X84CTO6WW | 6570 | 2.0m, 13A/100-250V, C13 to C14 Jumper Cord | 19
7X84CTO6WW | 6583 | 4.3m, 13A/100-250V, C13 to C14 Rack Power Cable | 19
7X84CTO6WW | 7831 | Customer Solution Center Services | 0
7X84CTO6WW | 8034 | LeSI Solution Component | 0
7X84CTO6WW | 8067 | TAA Compliant Order | 0
7X84CTO6WW | 8072 | General Racking Solution | 0
7X84CTO6WW | 8086 | No Publications Selected | 0
7X84CTO6WW | 8971 | Integrate in manufacturing | 0
7X84CTO6WW | 8972 | Ship Uninstalled (Safety) | 0
7X84CTO6WW | A102 | Advanced Grouping | 0
7X84CTO6WW | A1DQ | 3m QSFP+ to QSFP+ Cable | 329
7X84CTO6WW | A1MT | 10m Green Cat6 Cable | 49
7X84CTO6WW | A1MW | 25m Green Cat6 Cable | 105
7X84CTO6WW | A1PH | 1m Passive DAC SFP+ Cable | 69
7X84CTO6WW | A1PJ | 3m Passive DAC SFP+ Cable | 89
7X84CTO6WW | A1PK | 5m Passive DAC SFP+ Cable | 159
7X84CTO6WW | A1RF | 2.8m, 10A/250V, C13 to NEMA 6-15P Line Cord | 15
7X84CTO6WW | A2KX | Tertiary Array - RAID 50 | 0
7X84CTO6WW | A2KY | Tertiary Array - RAID 60 | 0
7X84CTO6WW | A3RG | 0.5m Passive DAC SFP+ Cable | 79
7X84CTO6WW | A3RH | 7m Passive DAC SFP+ Cable | 179
7X84CTO6WW | A3SW | 1.2m, 16A/100-250V, 2 Short C13s to Short C20 Rack Power Cable | 55
7X84CTO6WW | A3SX | 2.5m, 16A/100-250V, 2 Long C13s to Short C20 Rack Power Cable | 75
7X84CTO6WW | A3SY | 2.8m, 16A/100-250V, 2 Short C13s to Long C20 Rack Power Cable | 79
7X84CTO6WW | A3SZ | 4.1m, 16A/100-250V, 2 Long C13s to Long C20 Rack Power Cable | 85
7X84CTO6WW | A51N | 1.5m Passive DAC SFP+ Cable | 89
7X84CTO6WW | A51P | 2m Passive DAC SFP+ Cable | 89
7X84CTO6WW | A5DL | SFP 1000Base-T (RJ-45) Transceiver | 89
7X84CTO6WW | ARZB | 0.75m Mellanox QSFP Passive DAC Cable | 149
7X84CTO6WW | ARZC | 1m Mellanox QSFP Passive DAC Cable | 159
7X84CTO6WW | ARZD | 1.25m Mellanox QSFP Passive DAC Cable | 169
7X84CTO6WW | ARZE | 1.5m Mellanox QSFP Passive DAC Cable | 169
7X84CTO6WW | ARZF | 3m Mellanox QSFP Passive DAC Cable | 189
7X84CTO6WW | ASQT | 0.5m Mellanox EDR IB Passive Copper QSFP28 Cable | 229
7X84CTO6WW | ASQU | 0.75m Mellanox EDR IB Passive Copper QSFP28 Cable | 249
7X84CTO6WW | ASQV | 1m Mellanox EDR IB Passive Copper QSFP28 Cable | 249
7X84CTO6WW | ASQW | 1.25m Mellanox EDR IB Passive Copper QSFP28 Cable | 289
7X84CTO6WW | ASQX | 1.5m Mellanox EDR IB Passive Copper QSFP28 Cable | 289
7X84CTO6WW | ASQY | 2m Mellanox EDR IB Passive Copper QSFP28 Cable | 289
7X84CTO6WW | ASQZ | 5m Mellanox EDR IB Optical QSFP28 Cable | 1359
7X84CTO6WW | ASR0 | 10m Mellanox EDR IB Optical QSFP28 Cable | 1419
7X84CTO6WW | ASR1 | 15m Mellanox EDR IB Optical QSFP28 Cable | 1509
7X84CTO6WW | ASR2 | 20m Mellanox EDR IB Optical QSFP28 Cable | 1569
7X84CTO6WW | ASR3 | 30m Mellanox EDR IB Optical QSFP28 Cable | 1789
7X84CTO6WW | ASR5 | Lenovo 0.5m LC-LC OM3 MMF Cable | 24
7X84CTO6WW | ASR6 | Lenovo 1m LC-LC OM3 MMF Cable | 24
7X84CTO6WW | ASR7 | Lenovo 3m LC-LC OM3 MMF Cable | 24
7X84CTO6WW | ASR8 | Lenovo 5m LC-LC OM3 MMF Cable | 29
7X84CTO6WW | ASR9 | Lenovo 10m LC-LC OM3 MMF Cable | 39
7X84CTO6WW | ASRA | Lenovo 15m LC-LC OM3 MMF Cable | 45
7X84CTO6WW | ASRB | Lenovo 25m LC-LC OM3 MMF Cable | 54
7X84CTO6WW | ASRM | 3m Mellanox EDR IB Passive Copper QSFP28 Cable | 319
7X84CTO6WW | ASRN | 3m Mellanox EDR IB Optical QSFP28 Cable | 1359
7X84CTO6WW | ASRP | 50m Mellanox EDR IB Optical QSFP28 Cable | 2329
7X84CTO6WW | AT2R | Lenovo 1m Active DAC SFP+ Cables | 129
7X84CTO6WW | AT2S | Lenovo 3m Active DAC SFP+ Cables | 139
7X84CTO6WW | AT2T | Lenovo 5m Active DAC SFP+ Cables | 159
7X84CTO6WW | ATPX | Intel X550-T2 Dual Port 10GBase-T Adapter | 599
7X84CTO6WW | ATSB | Nutanix Solution Code MFG Instruction | 0
7X84CTO6WW | AU0E | 0.5m Intel OPA 100 Series Passive Copper QSFP28 Cable | 79
7X84CTO6WW | AU0F | 0.75m Intel OPA Passive Copper QSFP28 Cable | 139
7X84CTO6WW | AU0G | 1m Intel OPA 100 Series Passive Copper QSFP28 Cable | 99
7X84CTO6WW | AU0H | 1.25m Intel OPA 100 Series Passive Copper QSFP28 Cable | 159
7X84CTO6WW | AU0J | 1.5m Intel OPA 100 Series Passive Copper QSFP28 Cable | 109
7X84CTO6WW | AU0K | 2m Intel OPA 100 Series Passive Copper QSFP28 Cable | 129
7X84CTO6WW | AU0M | 5m Intel OPA 100 Series Active Optical QSFP28 Cable | 899
7X84CTO6WW | AU0P | 15m Intel OPA 100 Series Active Optical QSFP28 Cable | 949
7X84CTO6WW | AUAJ | Mellanox ConnectX-4 Lx 10/25GbE SFP28 2-port PCIe Ethernet Adapter | 499
7X84CTO6WW | AUKJ | ThinkSystem 10Gb 2-port SFP+ LOM | 169
7X84CTO6WW | AUKK | ThinkSystem 10Gb 4-port SFP+ LOM | 209
7X84CTO6WW | AUKL | ThinkSystem 10Gb 2-port Base-T LOM | 259
7X84CTO6WW | AUKM | ThinkSystem 10Gb 4-port Base-T LOM | 439
7X84CTO6WW | AUKX | ThinkSystem Intel X710-DA2 PCIe 10Gb 2-Port SFP+ Ethernet Adapter | 459
7X84CTO6WW | AUMV | ThinkSystem M.2 with Mirroring Enablement Kit | 149
7X84CTO6WW | AUNC | ThinkSystem 16GB TruDDR4 2666 MHz (2Rx8 1.2V) RDIMM | 319
7X84CTO6WW | AUND | ThinkSystem 32GB TruDDR4 2666 MHz (2Rx4 1.2V) RDIMM | 609
7X84CTO6WW | AUNE | ThinkSystem 64GB TruDDR4 2666 MHz (4Rx4 1.2V) LRDIMM | 1259
7X84CTO6WW | AUNF | ThinkSystem 128GB TruDDR4 2666 MHz (8Rx4 1.2V) 3DS RDIMM | 4449
7X84CTO6WW | AUNL | ThinkSystem 430-8i SAS/SATA 12Gb HBA | 299
7X84CTO6WW | AUNP | FBU345 SuperCap | 135
7X84CTO6WW | AUPW | ThinkSystem XClarity Controller Standard to Enterprise Upgrade | 100
7X84CTO6WW | AUR3 | ThinkSystem SR550/SR650 x16/x8 PCIe FH Riser 1 Kit | 49
7X84CTO6WW | AUR4 | ThinkSystem 2U x8/x8/x8 PCIE FH Riser 1 | 45
7X84CTO6WW | AUR5 | ThinkSystem 2U/Twr 2.5" AnyBay 8-Bay Backplane | 499
7X84CTO6WW | AURA | ThinkSystem 2U/Twr 2.5" SATA/SAS 8-Bay Backplane | 229
7X84CTO6WW | AURC | ThinkSystem SR550/SR590/SR650 x16/x8(or x16) PCIe FH Riser 2 Kit | 59
7X84CTO6WW | AURH | ThinkSystem Right EIA Latch Standard | 15
7X84CTO6WW | AURM | ThinkSystem SR550/SR650/SR590 Right EIA Latch with FIO | 75
7X84CTO6WW | AURP | Lenovo ThinkSystem 2U 2FH Riser Bracket | 25
7X84CTO6WW | AURQ | Lenovo ThinkSystem 2U 3FH Riser Bracket | 29
7X84CTO6WW | AURR | ThinkSystem M3.5 Screw for Riser 2x2pcs and Planar 5pcs | 0
7X84CTO6WW | AURV | Lenovo ThinkSystem 2U MS air duct for 1U HS | 5
7X84CTO6WW | AURX | ThinkSystem 2U Security Bezel | 45
7X84CTO6WW | AUS8 | ThinkSystem 2U EIA Latch w/ VGA Upgrade Kit | 49
7X84CTO6WW | AUSA | Lenovo ThinkSystem M3.5" Screw for EIA | 0
7X84CTO6WW | AUUE | ThinkSystem 2.5" 1TB 7.2K SATA 6Gb Hot Swap 512n HDD | 469
7X84CTO6WW | AUUJ | ThinkSystem 2.5" 2TB 7.2K SATA 6Gb Hot Swap 512e HDD | 849
7X84CTO6WW | AUUV | ThinkSystem M.2 128GB SATA 6Gbps Non-Hot Swap SSD | 159
7X84CTO6WW | AV1B | Lenovo 25GBase-SR SFP28 Transceiver | 449
7X84CTO6WW | AV1F | Lenovo 3m 25G SFP28 Active Optical Cable | 489
7X84CTO6WW | AV1G | Lenovo 5m 25G SFP28 Active Optical Cable | 489
7X84CTO6WW | AV1H | Lenovo 10m 25G SFP28 Active Optical Cable | 499
7X84CTO6WW | AV1J | Lenovo 15m 25G SFP28 Active Optical Cable | 497
7X84CTO6WW | AV1K | Lenovo 20m 25G SFP28 Active Optical Cable | 519
7X84CTO6WW | AV1L | Lenovo 3m 100G QSFP28 Active Optical Cable | 1059
7X84CTO6WW | AV1M | Lenovo 5m 100G QSFP28 Active Optical Cable | 1069
7X84CTO6WW | AV1N | Lenovo 10m 100G QSFP28 Active Optical Cable | 1099
7X84CTO6WW | AV1P | Lenovo 15m 100G QSFP28 Active Optical Cable | 1079
7X84CTO6WW | AV1Q | Lenovo 20m 100G QSFP28 Active Optical Cable | 1179
7X84CTO6WW | AV1R | Lenovo 3m 100G to 4x25G Breakout Active Optical Cable | 1949
7X84CTO6WW | AV1S | Lenovo 5m 100G to 4x25G Breakout Active Optical Cable | 1975
7X84CTO6WW | AV1T | Lenovo 10m 100G to 4x25G Breakout Active Optical Cable | 2035
7X84CTO6WW | AV1U | Lenovo 15m 100G to 4x25G Breakout Active Optical Cable | 2095
7X84CTO6WW | AV1V | Lenovo 20m 100G to 4x25G Breakout Active Optical Cable | 2149
7X84CTO6WW | AV1W | Lenovo 1m Passive 25G SFP28 DAC Cable | 69
7X84CTO6WW | AV1X | Lenovo 3m Passive 25G SFP28 DAC Cable | 79
7X84CTO6WW | AV1Y | Lenovo 5m Passive 25G SFP28 DAC Cable | 159
7X84CTO6WW | AV1Z | Lenovo 1m Passive 100G QSFP28 DAC Cable | 99
7X84CTO6WW | AV20 | Lenovo 3m Passive 100G QSFP28 DAC Cable | 159
7X84CTO6WW | AV21 | Lenovo 5m Passive 100G QSFP28 DAC Cable | 299
7X84CTO6WW | AV22 | Lenovo 1m 100G QSFP28 to 4x25G SFP28 Breakout DAC Cable | 179
7X84CTO6WW | AV23 | Lenovo 3m 100G QSFP28 to 4x25G SFP28 Breakout DAC Cable | 299
7X84CTO6WW | AV24 | Lenovo 5m 100G QSFP28 to 4x25G SFP28 Breakout DAC Cable | 459
7X84CTO6WW | AV25 | Lenovo 5m MPO-MPO OM4 MMF Cable | 114
7X84CTO6WW | AV26 | Lenovo 7m MPO-MPO OM4 MMF Cable | 135
7X84CTO6WW | AV27 | Lenovo 10m MPO-MPO OM4 MMF Cable | 159
7X84CTO6WW | AV28 | Lenovo 15m MPO-MPO OM4 MMF Cable | 205
7X84CTO6WW | AV29 | Lenovo 20m MPO-MPO OM4 MMF Cable | 259
7X84CTO6WW | AV2A | Lenovo 30m MPO-MPO OM4 MMF Cable | 349
7X84CTO6WW | AV2B | Lenovo 1m MPO to 4x LC Breakout OM4 MMF Cable | 149
7X84CTO6WW | AV2C | Lenovo 3m MPO to 4x LC Breakout OM4 MMF Cable | 179
7X84CTO6WW | AV2D | Lenovo 5m MPO to 4x LC Breakout OM4 MMF Cable | 239
7X84CTO6WW | AVFQ | 0.75m Green Cat5e Cable | 15
7X84CTO6WW | AVFR | 1.0m Green Cat5e Cable | 19
7X84CTO6WW | AVFS | 1.25m Green Cat5e Cable | 19
7X84CTO6WW | AVFT | 0.75m Blue Cat5e Cable | 15
7X84CTO6WW | AVFU | 1.0m Blue Cat5e Cable | 19
7X84CTO6WW | AVFV | 1.25m Blue Cat5e Cable | 19
7X84CTO6WW | AVFW | 0.75m Green Cat6 Cable | 19
7X84CTO6WW | AVFX | 1.0m Green Cat6 Cable | 19
7X84CTO6WW | AVFY | 1.25m Green Cat6 Cable | 19
7X84CTO6WW | AVFZ | 1.5m Green Cat6 Cable | 19
7X84CTO6WW | AVG0 | 3m Green Cat6 Cable | 25
7X84CTO6WW | AVWF | ThinkSystem 1100W (230V/115V) Platinum Hot-Swap Power Supply | 499
7X84CTO6WW | AX8A | 4.3m, 13A/120V, C13 to NEMA 5-15P (US) Line Cord | 19
7X84CTO6WW | AXCA | ThinkSystem Toolless Slide Rail | 99
7X84CTO6WW | AXCH | ThinkSystem Toolless Slide Rail Kit with 2U CMA | 149
7X84CTO6WW | B0ML | Feature Enable TPM on MB | 0
7X84CTO6WW | B0N5 | 1.0m, 13A/100-250V, C13 to C14 Jumper Cord | 25
7X84CTO6WW | B0N6 | 1.5m, 13A/100-250V, C13 to C14 Jumper Cord | 29
7X84CTO6WW | B0RJ | 10GBASE-LR SFP+Transceiver | 350
7X84CTO6WW | B0SU | SVT Validation | 0
7X84CTO6WW | B0T4 | ThinkAgile HX752x Base | 829
7X84CTO6WW | B0YS | ThinkSystem 2.5" 2.4TB 10K SAS 12Gb Hot Swap 512e HDD | 629
7X84CTO6WW | B173 | Companion Part for XClarity Controller Standard to Enterprise Upgrade in Factory | 0
7X84CTO6WW | B21X | ThinkSystem U.2 Toshiba CM5-V 1.6TB Mainstream NVMe PCIe 3.0 x4 Hot Swap SSD | 3449
7X84CTO6WW | B2ZJ | ThinkSystem U.2 Intel Optane P4800X 750GB Performance NVMe PCIe 3.0 x4 Hot Swap SSD | 7169
7X84CTO6WW | B306 | Mellanox QSA 100G to 25G Cable Adapter | 149
7X84CTO6WW | B31C | ThinkSystem Mellanox ConnectX-5 Ex 25/40GbE 2-port Low-Latency Adapter | 1979
7X84CTO6WW | B31F | ThinkSystem M.2 480GB SSD Thermal Kit | 40
7X84CTO6WW | B34L | ThinkSystem 2.5" PM883 1.92TB Entry SATA 6Gb Hot Swap SSD | 889
7X84CTO6WW | B34M | ThinkSystem 2.5" PM883 3.84TB Entry SATA 6Gb Hot Swap SSD | 1739
7X84CTO6WW | B49B | ThinkSystem 2.5" Intel S4510 1.92TB Entry SATA 6Gb Hot Swap SSD | 1049
7X84CTO6WW | B49C | ThinkSystem 2.5" Intel S4510 3.84TB Entry SATA 6Gb Hot Swap SSD | 1979
7X84CTO6WW | B49M | ThinkSystem 2.5" Intel S4610 480GB Mainstream SATA 6Gb Hot Swap SSD | 479
7X84CTO6WW | B49N | ThinkSystem 2.5" Intel S4610 960GB Mainstream SATA 6Gb Hot Swap SSD | 699
7X84CTO6WW | B49P | ThinkSystem 2.5" Intel S4610 1.92TB Mainstream SATA 6Gb Hot Swap SSD | 1289
7X84CTO6WW | B4A7 | ThinkSystem 2.5" PM1643 3.84TB Capacity SAS 12Gb Hot Swap SSD | 2579
7X84CTO6WW | B4H2 | ThinkSystem 16GB TruDDR4 2933MHz (2Rx8 1.2V) RDIMM | 319
7X84CTO6WW | B4H3 | ThinkSystem 32GB TruDDR4 2933MHz (2Rx4 1.2V) RDIMM | 619
7X84CTO6WW | B4H4 | ThinkSystem 64GB TruDDR4 2933MHz (2Rx4 1.2V) RDIMM | 1279
7X84CTO6WW | B4H7 | Intel Xeon Platinum 8280 28C 205W 2.7GHz Processor | 18089
7X84CTO6WW | B4H8 | Intel Xeon Platinum 8276 28C 165W 2.2GHz Processor | 15099
7X84CTO6WW | B4H9 | Intel Xeon Platinum 8270 26C 205W 2.7GHz Processor | 12739
7X84CTO6WW | B4HA | Intel Xeon Platinum 8268 24C 205W 2.9GHz Processor | 10929
7X84CTO6WW | B4HB | Intel Xeon Platinum 8260 24C 165W 2.4GHz Processor | 8159
7X84CTO6WW | B4HC | Intel Xeon Gold 6252 24C 150W 2.1GHz Processor | 5909
7X84CTO6WW | B4HE | Intel Xeon Gold 6248 20C 150W 2.5GHz Processor | 5049
7X84CTO6WW | B4HF | Intel Xeon Gold 6244 8C 150W 3.6GHz Processor | 4699
7X84CTO6WW | B4HG | Intel Xeon Gold 6242 16C 150W 2.8GHz Processor | 4419
7X84CTO6WW | B4HH | Intel Xeon Gold 6240 18C 150W 2.6GHz Processor | 3819
7X84CTO6WW | B4HJ | Intel Xeon Gold 6230 20C 125W 2.1GHz Processor | 3099
7X84CTO6WW | B4HK | Intel Xeon Gold 5220 18C 125W 2.2GHz Processor | 2599
7X84CTO6WW | B4HL | Intel Xeon Gold 5218 16C 125W 2.3GHz Processor | 2019
7X84CTO6WW | B4HM | Intel Xeon Gold 5217 8C 115W 3.0GHz Processor | 2659
7X84CTO6WW | B4HN | Intel Xeon Gold 5215 10C 85W 2.5GHz Processor | 2019
7X84CTO6WW | B4HP | Intel Xeon Silver 4216 16C 100W 2.1GHz Processor | 1649
7X84CTO6WW | B4HQ | Intel Xeon Silver 4215 8C 85W 2.5GHz Processor | 1399
7X84CTO6WW | B4HT | Intel Xeon Silver 4208 8C 85W 2.1GHz Processor | 799
7X84CTO6WW | B4NL | ThinkSystem SR650 Refresh MB | 1600
7X84CTO6WW | B4P5 | Intel Xeon Platinum 8280L 28C 205W 2.7GHz Processor | 29099
7X84CTO6WW | B4P6 | Intel Xeon Platinum 8276L 28C 165W 2.2GHz Processor | 26689
7X84CTO6WW | B4P7 | Intel Xeon Platinum 8260L 24C 165W 2.4GHz Processor | 19249
7X84CTO6WW | B4P9 | Intel Xeon Gold 5215L 10C 85W 2.5GHz Processor | 17019
7X84CTO6WW | B587 | ThinkSystem 128GB TruDDR4 2933MHz (4Rx4 1.2V) 3DS RDIMM | 3399
7X84CTO6WW | B5N7 | ThinkSystem 32GB TruDDR4 Performance+ 2933MHz (2Rx4 1.2V) RDIMM | 1379
7X84CTO6WW | B5N8 | ThinkSystem 64GB TruDDR4 Performance+ 2933MHz (2Rx4 1.2V) RDIMM | 2879
7X84CTO6WW | B5N9 | ThinkSystem 128GB TruDDR4 Performance+ 2933MHz (4Rx4 1.2V) 3DS RDIMM | 5499
7X84CTO6WW | B5RY | Intel Xeon Gold 6230N 20C 125W 2.3GHz Processor | 3239
7X84CTO6WW | B5RZ | Intel Xeon Platinum 8253 16C 125W 2.2GHz Processor | 5299
7X84CTO6WW | B63U | Nutanix SW Stack on Hyper-V 2016 | 0
7X84CTO6WW | B6CJ | Intel Xeon Gold 6238 22C 140W 2.1GHz Processor | 4799
7X84CTO6WW | B6CK | Intel Xeon Gold 6234 8C 130W 3.3GHz Processor | 3999
7X84CTO6WW | B6CL | Intel Xeon Gold 6226 12C 125W 2.7GHz Processor | 3299
7X84CTO6WW | B6CR | Intel Xeon Gold 6238L 22C 140W 2.1GHz Processor | 14599
7X84CTO6WW | B6CS | Intel Xeon Gold 6240L 18C 150W 2.6GHz Processor | 14299
7X84CTO6WW | B6CU | Intel Xeon Gold 6262V 24C 135W 1.9GHz Processor | 5399
7X84CTO6WW | B6CV | Intel Xeon Gold 6222V 20C 115W 1.8GHz Processor | 2999
7X84CTO6WW | B6CW | Intel Xeon Gold 5220S 18C 125W 2.7GHz Processor | 3699
7X84CTO6WW | B7N9 | Intel Xeon Gold 5220R 24C 150W 2.2GHz Processor | 2739
7X84CTO6WW | B8HS | ThinkSystem M.2 5300 240GB SATA 6Gbps Non-Hot Swap SSD | 359
7X84CTO6WW | B8HU | ThinkSystem 2.5" PM1645a 800GB Mainstream SAS 12Gb Hot Swap SSD | 819
7X84CTO6WW | B8J4 | ThinkSystem 2.5" PM1645a 1.6TB Mainstream SAS 12Gb Hot Swap SSD | 1379
7X84CTO6WW | B919 | ThinkSystem M.2 5300 480GB SATA 6Gbps Non-Hot Swap SSD | 369
7X84CTO6WW | B91C | ThinkSystem 2.5" PM1643a 3.84TB Entry SAS 12Gb Hot Swap SSD | 2579
7X84CTO6WW | B91D | ThinkSystem 2.5" PM1643a 7.68TB Entry SAS 12Gb Hot Swap SSD | 5019
7X84CTO6WW | BAZL | Intel Xeon Gold 6238R 28C 165W 2.2GHz Processor | 4599
7X84CTO6WW | BAZM | Intel Xeon Gold 6240R 24C 165W 2.4GHz Processor | 3859
7X84CTO6WW | BAZS | Intel Xeon Gold 5218R 20C 125W 2.1GHz Processor | 2259
7X84CTO6WW | BAZU | Intel Xeon Silver 4215R 8C 130W 3.2GHz Processor | 1429
7X84CTO6WW | BAZW | Intel Xeon Gold 6226R 16C 150W 2.9GHz Processor | 2289
7X84CTO6WW | BAZX | Intel Xeon Gold 6230R 26C 150W 2.1GHz Processor | 3349
7X84CTO6WW | BB0P | Intel Transparent Supply Chain. Lenovo has paired our industry leading supply chain with Intel's innovative Transparent Supply Chain program to add a layer of protection to your data center and bring peace of mind that the server hardware you bring into ... | 0
7X84CTO6WW | BC4R | ThinkSystem 2.5" PM1643a 15.36TB Entry SAS 12Gb Hot Swap SSD | 10029
7X84CTO6WW | BEL7 | Mfg Short-Ship Preload Exception | 0
7X84CTO8WW | 747 | UID Asset Tag Label | 20
7X84CTO8WW | 2306 | Integration >1U Component | 125
7X84CTO8WW | 3797 | 1.5m Green Cat5e Cable | 17
7X84CTO8WW | 3798 | 3m Green Cat5e Cable | 19
7X84CTO8WW | 3799 | 10m Green Cat5e Cable | 29
7X84CTO8WW | 3800 | 25m Green Cat5e Cable | 69
7X84CTO8WW | 3802 | 1.5m Blue Cat5e Cable | 14
7X84CTO8WW | 3803 | 3m Blue Cat5e Cable | 25
7X84CTO8WW | 3804 | 10m Blue Cat5e Cable | 34
7X84CTO8WW | 3805 | 25m Blue Cat5e Cable | 69
7X84CTO8WW | 5053 | SFP+ SR Transceiver | 699
7X84CTO8WW | 5977 | Select Storage devices - no configured RAID required | 0
7X84CTO8WW | 6139 | SF Instruction | 0
7X84CTO8WW | 6218 | 2.8m, 10A/250V, C13 to SI 32 (Israel) Line Cord | 15
7X84CTO8WW | 6335 | 4.3m, 12A/100V, C13 to JIS C-8303 (Japan) Line Cord | 19
7X84CTO8WW | 6373 | 4.3m, 10A/250V, C13 to NEMA 6-15P (US) Line Cord | 15
7X84CTO8WW | 6400 | 2.8m, 13A/100-250V, C13 to C14 Jumper Cord | 9
7X84CTO8WW | 6401 | 2.8m, 13A/120V, C13 to NEMA 5-15P (US) Line Cord | 29
7X84CTO8WW | 6530 | 4.3m, 13A/125V, C13 to CNS 10917 (Taiwan) Line Cord | 29
7X84CTO8WW | 6570 | 2.0m, 13A/100-250V, C13 to C14 Jumper Cord | 19
7X84CTO8WW | 6583 | 4.3m, 13A/100-250V, C13 to C14 Rack Power Cable | 19
7X84CTO8WW | 7831 | Customer Solution Center Services | 0
7X84CTO8WW | 8034 | LeSI Solution Component | 0
7X84CTO8WW | 8067 | TAA Compliant Order | 0
7X84CTO8WW | 8072 | General Racking Solution | 0
7X84CTO8WW | 8086 | No Publications Selected | 0
7X84CTO8WW | 8971 | Integrate in manufacturing | 0
7X84CTO8WW | 8972 | Ship Uninstalled (Safety) | 0
7X84CTO8WW | A102 | Advanced Grouping | 0
7X84CTO8WW | A1DQ | 3m QSFP+ to QSFP+ Cable | 329
7X84CTO8WW | A1MT | 10m Green Cat6 Cable | 49
7X84CTO8WW | A1MW | 25m Green Cat6 Cable | 105
7X84CTO8WW | A1NN | High Performance Analytics Appliance | 0
7X84CTO8WW | A1PH | 1m Passive DAC SFP+ Cable | 69
7X84CTO8WW | A1PJ | 3m Passive DAC SFP+ Cable | 89
7X84CTO8WW | A1PK | 5m Passive DAC SFP+ Cable | 159
7X84CTO8WW | A1RF | 2.8m, 10A/250V, C13 to NEMA 6-15P Line Cord | 15
7X84CTO8WW | A2KX | Tertiary Array - RAID 50 | 0
7X84CTO8WW | A2KY | Tertiary Array - RAID 60 | 0
7X84CTO8WW | A3RG | 0.5m Passive DAC SFP+ Cable | 79
7X84CTO8WW | A3RH | 7m Passive DAC SFP+ Cable | 179
7X84CTO8WW | A3SW | 1.2m, 16A/100-250V, 2 Short C13s to Short C20 Rack Power Cable | 55
7X84CTO8WW | A3SX | 2.5m, 16A/100-250V, 2 Long C13s to Short C20 Rack Power Cable | 75
7X84CTO8WW | A3SY | 2.8m, 16A/100-250V, 2 Short C13s to Long C20 Rack Power Cable | 79
7X84CTO8WW | A3SZ | 4.1m, 16A/100-250V, 2 Long C13s to Long C20 Rack Power Cable | 85
7X84CTO8WW | A51N | 1.5m Passive DAC SFP+ Cable | 89
7X84CTO8WW | A51P | 2m Passive DAC SFP+ Cable | 89
7X84CTO8WW | A5DL | SFP 1000Base-T (RJ-45) Transceiver | 89
7X84CTO8WW | ARZB | 0.75m Mellanox QSFP Passive DAC Cable | 149
7X84CTO8WW | ARZC | 1m Mellanox QSFP Passive DAC Cable | 159
7X84CTO8WW | ARZD | 1.25m Mellanox QSFP Passive DAC Cable | 169
7X84CTO8WW | ARZE | 1.5m Mellanox QSFP Passive DAC Cable | 169
7X84CTO8WW | ARZF | 3m Mellanox QSFP Passive DAC Cable | 189
7X84CTO8WW | ASQT | 0.5m Mellanox EDR IB Passive Copper QSFP28 Cable | 229
7X84CTO8WW | ASQU | 0.75m Mellanox EDR IB Passive Copper QSFP28 Cable | 249
7X84CTO8WW | ASQV | 1m Mellanox EDR IB Passive Copper QSFP28 Cable | 249
7X84CTO8WW | ASQW | 1.25m Mellanox EDR IB Passive Copper QSFP28 Cable | 289
7X84CTO8WW | ASQX | 1.5m Mellanox EDR IB Passive Copper QSFP28 Cable | 289
7X84CTO8WW | ASQY | 2m Mellanox EDR IB Passive Copper QSFP28 Cable | 289
7X84CTO8WW | ASQZ | 5m Mellanox EDR IB Optical QSFP28 Cable | 1359
7X84CTO8WW | ASR0 | 10m Mellanox EDR IB Optical QSFP28 Cable | 1419
7X84CTO8WW | ASR1 | 15m Mellanox EDR IB Optical QSFP28 Cable | 1509
7X84CTO8WW | ASR2 | 20m Mellanox EDR IB Optical QSFP28 Cable | 1569
7X84CTO8WW | ASR3 | 30m Mellanox EDR IB Optical QSFP28 Cable | 1789
7X84CTO8WW | ASR5 | Lenovo 0.5m LC-LC OM3 MMF Cable | 24
7X84CTO8WW | ASR6 | Lenovo 1m LC-LC OM3 MMF Cable | 24
7X84CTO8WW | ASR7 | Lenovo 3m LC-LC OM3 MMF Cable | 24
7X84CTO8WW | ASR8 | Lenovo 5m LC-LC OM3 MMF Cable | 29
7X84CTO8WW | ASR9 | Lenovo 10m LC-LC OM3 MMF Cable | 39
7X84CTO8WW | ASRA | Lenovo 15m LC-LC OM3 MMF Cable | 45
7X84CTO8WW | ASRB | Lenovo 25m LC-LC OM3 MMF Cable | 54
7X84CTO8WW | ASRM | 3m Mellanox EDR IB Passive Copper QSFP28 Cable | 319
7X84CTO8WW | ASRN | 3m Mellanox EDR IB Optical QSFP28 Cable | 1359
7X84CTO8WW | ASRP | 50m Mellanox EDR IB Optical QSFP28 Cable | 2329
7X84CTO8WW | AT2R | Lenovo 1m Active DAC SFP+ Cables | 129
7X84CTO8WW | AT2S | Lenovo 3m Active DAC SFP+ Cables | 139
7X84CTO8WW | AT2T | Lenovo 5m Active DAC SFP+ Cables | 159
7X84CTO8WW | ATPX | Intel X550-T2 Dual Port 10GBase-T Adapter | 599
7X84CTO8WW | ATSB | Nutanix Solution Code MFG Instruction | 0
7X84CTO8WW | AU0E | 0.5m Intel OPA 100 Series Passive Copper QSFP28 Cable | 79
7X84CTO8WW | AU0F | 0.75m Intel OPA Passive Copper QSFP28 Cable | 139
7X84CTO8WW | AU0G | 1m Intel OPA 100 Series Passive Copper QSFP28 Cable | 99
7X84CTO8WW | AU0H | 1.25m Intel OPA 100 Series Passive Copper QSFP28 Cable | 159
7X84CTO8WW | AU0J | 1.5m Intel OPA 100 Series Passive Copper QSFP28 Cable | 109
7X84CTO8WW | AU0K | 2m Intel OPA 100 Series Passive Copper QSFP28 Cable | 129
7X84CTO8WW | AU0M | 5m Intel OPA 100 Series Active Optical QSFP28 Cable | 899
7X84CTO8WW | AU0P | 15m Intel OPA 100 Series Active Optical QSFP28 Cable | 949
7X84CTO8WW | AUAJ | Mellanox ConnectX-4 Lx 10/25GbE SFP28 2-port PCIe Ethernet Adapter | 499
7X84CTO8WW | AUKJ | ThinkSystem 10Gb 2-port SFP+ LOM | 169
7X84CTO8WW | AUKK | ThinkSystem 10Gb 4-port SFP+ LOM | 209
7X84CTO8WW | AUKL | ThinkSystem 10Gb 2-port Base-T LOM | 259
7X84CTO8WW | AUKM | ThinkSystem 10Gb 4-port Base-T LOM | 439
7X84CTO8WW | AUKX | ThinkSystem Intel X710-DA2 PCIe 10Gb 2-Port SFP+ Ethernet Adapter | 459
7X84CTO8WW | AUMV | ThinkSystem M.2 with Mirroring Enablement Kit | 149
7X84CTO8WW | AUNC | ThinkSystem 16GB TruDDR4 2666 MHz (2Rx8 1.2V) RDIMM | 319
7X84CTO8WW | AUND | ThinkSystem 32GB TruDDR4 2666 MHz (2Rx4 1.2V) RDIMM | 609
7X84CTO8WW | AUNE | ThinkSystem 64GB TruDDR4 2666 MHz (4Rx4 1.2V) LRDIMM | 1259
7X84CTO8WW | AUNF | ThinkSystem 128GB TruDDR4 2666 MHz (8Rx4 1.2V) 3DS RDIMM | 4449
7X84CTO8WW | AUNL | ThinkSystem 430-8i SAS/SATA 12Gb HBA | 299
7X84CTO8WW | AUNP | FBU345 SuperCap | 135
7X84CTO8WW | AUPW | ThinkSystem XClarity Controller Standard to Enterprise Upgrade | 100
7X84CTO8WW | AUR3 | ThinkSystem SR550/SR650 x16/x8 PCIe FH Riser 1 Kit | 49
7X84CTO8WW | AUR4 | ThinkSystem 2U x8/x8/x8 PCIE FH Riser 1 | 45
7X84CTO8WW | AUR5 | ThinkSystem 2U/Twr 2.5" AnyBay 8-Bay Backplane | 499
7X84CTO8WW | AURA | ThinkSystem 2U/Twr 2.5" SATA/SAS 8-Bay Backplane | 229
7X84CTO8WW | AURC | ThinkSystem SR550/SR590/SR650 x16/x8(or x16) PCIe FH Riser 2 Kit | 59
7X84CTO8WW | AURH | ThinkSystem Right EIA Latch Standard | 15
7X84CTO8WW | AURM | ThinkSystem SR550/SR650/SR590 Right EIA Latch with FIO | 75
7X84CTO8WW | AURP | Lenovo ThinkSystem 2U 2FH Riser Bracket | 25
7X84CTO8WW | AURQ | Lenovo ThinkSystem 2U 3FH Riser Bracket | 29
7X84CTO8WW | AURR | ThinkSystem M3.5 Screw for Riser 2x2pcs and Planar 5pcs | 0
7X84CTO8WW | AURV | Lenovo ThinkSystem 2U MS air duct for 1U HS | 5
7X84CTO8WW | AURX | ThinkSystem 2U Security Bezel | 45
7X84CTO8WW | AUS8 | ThinkSystem 2U EIA Latch w/ VGA Upgrade Kit | 49
7X84CTO8WW | AUSA | Lenovo ThinkSystem M3.5" Screw for EIA | 0
7X84CTO8WW | AUU1 | ThinkSystem 8GB TruDDR4 2666 MHz (1Rx8 1.2V) RDIMM | 189
7X84CTO8WW | AUUV | ThinkSystem M.2 128GB SATA 6Gbps Non-Hot Swap SSD | 159
7X84CTO8WW | AV1B | Lenovo 25GBase-SR SFP28 Transceiver | 449
7X84CTO8WW | AV1F | Lenovo 3m 25G SFP28 Active Optical Cable | 489
7X84CTO8WW | AV1G | Lenovo 5m 25G SFP28 Active Optical Cable | 489
7X84CTO8WW | AV1H | Lenovo 10m 25G SFP28 Active Optical Cable | 499
7X84CTO8WW | AV1J | Lenovo 15m 25G SFP28 Active Optical Cable | 497
7X84CTO8WW | AV1K | Lenovo 20m 25G SFP28 Active Optical Cable | 519
7X84CTO8WW | AV1L | Lenovo 3m 100G QSFP28 Active Optical Cable | 1059
7X84CTO8WW | AV1M | Lenovo 5m 100G QSFP28 Active Optical Cable | 1069
7X84CTO8WW | AV1N | Lenovo 10m 100G QSFP28 Active Optical Cable | 1099
7X84CTO8WW | AV1P | Lenovo 15m 100G QSFP28 Active Optical Cable | 1079
7X84CTO8WW | AV1Q | Lenovo 20m 100G QSFP28 Active Optical Cable | 1179
7X84CTO8WW | AV1R | Lenovo 3m 100G to 4x25G Breakout Active Optical Cable | 1949
7X84CTO8WW | AV1S | Lenovo 5m 100G to 4x25G Breakout Active Optical Cable | 1975
7X84CTO8WW | AV1T | Lenovo 10m 100G to 4x25G Breakout Active Optical Cable | 2035
7X84CTO8WW | AV1U | Lenovo 15m 100G to 4x25G Breakout Active Optical Cable | 2095
7X84CTO8WW | AV1V | Lenovo 20m 100G to 4x25G Breakout Active Optical Cable | 2149
7X84CTO8WW | AV1W | Lenovo 1m Passive 25G SFP28 DAC Cable | 69
7X84CTO8WW | AV1X | Lenovo 3m Passive 25G SFP28 DAC Cable | 79
7X84CTO8WW | AV1Y | Lenovo 5m Passive 25G SFP28 DAC Cable | 159
7X84CTO8WW | AV1Z | Lenovo 1m Passive 100G QSFP28 DAC Cable | 99
7X84CTO8WW | AV20 | Lenovo 3m Passive 100G QSFP28 DAC Cable | 159
7X84CTO8WW | AV21 | Lenovo 5m Passive 100G QSFP28 DAC Cable | 299
7X84CTO8WW | AV22 | Lenovo 1m 100G QSFP28 to 4x25G SFP28 Breakout DAC Cable | 179
7X84CTO8WW | AV23 | Lenovo 3m 100G QSFP28 to 4x25G SFP28 Breakout DAC Cable | 299
7X84CTO8WW | AV24 | Lenovo 5m 100G QSFP28 to 4x25G SFP28 Breakout DAC Cable | 459
7X84CTO8WW | AV25 | Lenovo 5m MPO-MPO OM4 MMF Cable | 114
7X84CTO8WW | AV26 | Lenovo 7m MPO-MPO OM4 MMF Cable | 135
7X84CTO8WW | AV27 | Lenovo 10m MPO-MPO OM4 MMF Cable | 159
7X84CTO8WW | AV28 | Lenovo 15m MPO-MPO OM4 MMF Cable | 205
7X84CTO8WW | AV29 | Lenovo 20m MPO-MPO OM4 MMF Cable | 259
7X84CTO8WW | AV2A | Lenovo 30m MPO-MPO OM4 MMF Cable | 349
7X84CTO8WW | AV2B | Lenovo 1m MPO to 4x LC Breakout OM4 MMF Cable | 149
7X84CTO8WW | AV2C | Lenovo 3m MPO to 4x LC Breakout OM4 MMF Cable | 179
7X84CTO8WW | AV2D | Lenovo 5m MPO to 4x LC Breakout OM4 MMF Cable | 239
7X84CTO8WW | AVFQ | 0.75m Green Cat5e Cable | 15
7X84CTO8WW | AVFR | 1.0m Green Cat5e Cable | 19
7X84CTO8WW | AVFS | 1.25m Green Cat5e Cable | 19
7X84CTO8WW | AVFT | 0.75m Blue Cat5e Cable | 15
7X84CTO8WW | AVFU | 1.0m Blue Cat5e Cable | 19
7X84CTO8WW | AVFV | 1.25m Blue Cat5e Cable | 19
7X84CTO8WW | AVFW | 0.75m Green Cat6 Cable | 19
7X84CTO8WW | AVFX | 1.0m Green Cat6 Cable | 19
7X84CTO8WW | AVFY | 1.25m Green Cat6 Cable | 19
7X84CTO8WW | AVFZ | 1.5m Green Cat6 Cable | 19
7X84CTO8WW | AVG0 | 3m Green Cat6 Cable | 25
7X84CTO8WW | AVWF | ThinkSystem 1100W (230V/115V) Platinum Hot-Swap Power Supply | 499
7X84CTO8WW | AX8A | 4.3m, 13A/120V, C13 to NEMA 5-15P (US) Line Cord | 19
7X84CTO8WW | AXCA | ThinkSystem Toolless Slide Rail | 99
7X84CTO8WW | AXCH | ThinkSystem Toolless Slide Rail Kit with 2U CMA | 149
7X84CTO8WW | B0ML | Feature Enable TPM on MB | 0
7X84CTO8WW | B0N5 | 1.0m, 13A/100-250V, C13 to C14 Jumper Cord | 25
7X84CTO8WW | B0N6 | 1.5m, 13A/100-250V, C13 to C14 Jumper Cord | 29
7X84CTO8WW | B0RJ | 10GBASE-LR SFP+Transceiver | 350
7X84CTO8WW | B0SU | SVT Validation | 0
7X84CTO8WW | B0T4 | ThinkAgile HX752x Base | 829
7X84CTO8WW | B173 | Companion Part for XClarity Controller Standard to Enterprise Upgrade in Factory | 0
7X84CTO8WW | B21X | ThinkSystem U.2 Toshiba CM5-V 1.6TB Mainstream NVMe PCIe 3.0 x4 Hot Swap SSD | 3449
7X84CTO8WW | B2ZJ | ThinkSystem U.2 Intel Optane P4800X 750GB Performance NVMe PCIe 3.0 x4 Hot Swap SSD | 7169
7X84CTO8WW | B306 | Mellanox QSA 100G to 25G Cable Adapter | 149
7X84CTO8WW | B31C | ThinkSystem Mellanox ConnectX-5 Ex 25/40GbE 2-port Low-Latency Adapter | 1979
7X84CTO8WW | B31F | ThinkSystem M.2 480GB SSD Thermal Kit | 40
7X84CTO8WW | B34L | ThinkSystem 2.5" PM883 1.92TB Entry SATA 6Gb Hot Swap SSD | 889
7X84CTO8WW | B34M | ThinkSystem 2.5" PM883 3.84TB Entry SATA 6Gb Hot Swap SSD | 1739
7X84CTO8WW | B49B | ThinkSystem 2.5" Intel S4510 1.92TB Entry SATA 6Gb Hot Swap SSD | 1049
7X84CTO8WW | B49C | ThinkSystem 2.5" Intel S4510 3.84TB Entry SATA 6Gb Hot Swap SSD | 1979
7X84CTO8WW | B49M | ThinkSystem 2.5" Intel S4610 480GB Mainstream SATA 6Gb Hot Swap SSD | 479
7X84CTO8WW | B49N | ThinkSystem 2.5" Intel S4610 960GB Mainstream SATA 6Gb Hot Swap SSD | 699
7X84CTO8WW | B49P | ThinkSystem 2.5" Intel S4610 1.92TB Mainstream SATA 6Gb Hot Swap SSD | 1289
7X84CTO8WW | B4A7 | ThinkSystem 2.5" PM1643 3.84TB Capacity SAS 12Gb Hot Swap SSD | 2579
7X84CTO8WW | B4H2 | ThinkSystem 16GB TruDDR4 2933MHz (2Rx8 1.2V) RDIMM | 319
7X84CTO8WW | B4H3 | ThinkSystem 32GB TruDDR4 2933MHz (2Rx4 1.2V) RDIMM | 619
7X84CTO8WW | B4H4 | ThinkSystem 64GB TruDDR4 2933MHz (2Rx4 1.2V) RDIMM | 1279
7X84CTO8WW | B4H7 | Intel Xeon Platinum 8280 28C 205W 2.7GHz Processor | 18089
7X84CTO8WW | B4H8 | Intel Xeon Platinum 8276 28C 165W 2.2GHz Processor | 15099
7X84CTO8WW | B4H9 | Intel Xeon Platinum 8270 26C 205W 2.7GHz Processor | 12739
7X84CTO8WW | B4HA | Intel Xeon Platinum 8268 24C 205W 2.9GHz Processor | 10929
7X84CTO8WW | B4HB | Intel Xeon Platinum 8260 24C 165W 2.4GHz Processor | 8159
7X84CTO8WW | B4HC | Intel Xeon Gold 6252 24C 150W 2.1GHz Processor | 5909
7X84CTO8WW | B4HE | Intel Xeon Gold 6248 20C 150W 2.5GHz Processor | 5049
7X84CTO8WW | B4HF | Intel Xeon Gold 6244 8C 150W 3.6GHz Processor | 4699
7X84CTO8WW | B4HG | Intel Xeon Gold 6242 16C 150W 2.8GHz Processor | 4419
7X84CTO8WW | B4HH | Intel Xeon Gold 6240 18C 150W 2.6GHz Processor | 3819
7X84CTO8WW | B4HJ | Intel Xeon Gold 6230 20C 125W 2.1GHz Processor | 3099
7X84CTO8WW | B4HK | Intel Xeon Gold 5220 18C 125W 2.2GHz Processor | 2599
7X84CTO8WW | B4HL | Intel Xeon Gold 5218 16C 125W 2.3GHz Processor | 2019
7X84CTO8WW | B4HM | Intel Xeon Gold 5217 8C 115W 3.0GHz Processor | 2659
7X84CTO8WW | B4HN | Intel Xeon Gold 5215 10C 85W 2.5GHz Processor | 2019
7X84CTO8WW | B4HP | Intel Xeon Silver 4216 16C 100W 2.1GHz Processor | 1649
7X84CTO8WW | B4HQ | Intel Xeon Silver 4215 8C 85W 2.5GHz Processor | 1399
7X84CTO8WW | B4NL | ThinkSystem SR650 Refresh MB | 1600
7X84CTO8WW | B4P5 | Intel Xeon Platinum 8280L 28C 205W 2.7GHz Processor | 29099
7X84CTO8WW | B4P6 | Intel Xeon Platinum 8276L 28C 165W 2.2GHz Processor | 26689
7X84CTO8WW | B4P7 | Intel Xeon Platinum 8260L 24C 165W 2.4GHz Processor | 19249
7X84CTO8WW | B4P9 | Intel Xeon Gold 5215L 10C 85W 2.5GHz Processor | 17019
7X84CTO8WW | B587 | ThinkSystem 128GB TruDDR4 2933MHz (4Rx4 1.2V) 3DS RDIMM | 3399
7X84CTO8WW | B5N6 | ThinkSystem 16GB TruDDR4 Performance+ 2933MHz (2Rx8 1.2V) RDIMM | 729
7X84CTO8WW | B5N7 | ThinkSystem 32GB TruDDR4 Performance+ 2933MHz (2Rx4 1.2V) RDIMM | 1379
7X84CTO8WW | B5N8 | ThinkSystem 64GB TruDDR4 Performance+ 2933MHz (2Rx4 1.2V) RDIMM | 2879
7X84CTO8WW | B5N9 | ThinkSystem 128GB TruDDR4 Performance+ 2933MHz (4Rx4 1.2V) 3DS RDIMM | 5499
7X84CTO8WW | B5RY | Intel Xeon Gold 6230N 20C 125W 2.3GHz Processor | 3239
7X84CTO8WW | B5RZ | Intel Xeon Platinum 8253 16C 125W 2.2GHz Processor | 5299
7X84CTO8WW | B6CJ | Intel Xeon Gold 6238 22C 140W 2.1GHz Processor | 4799
7X84CTO8WW | B6CK | Intel Xeon Gold 6234 8C 130W 3.3GHz Processor | 3999
7X84CTO8WW | B6CL | Intel Xeon Gold 6226 12C 125W 2.7GHz Processor | 3299
7X84CTO8WW | B6CR | Intel Xeon Gold 6238L 22C 140W 2.1GHz Processor | 14599
7X84CTO8WW | B6CS | Intel Xeon Gold 6240L 18C 150W 2.6GHz Processor | 14299
7X84CTO8WW | B6CU | Intel Xeon Gold 6262V 24C 135W 1.9GHz Processor | 5399
7X84CTO8WW | B6CV | Intel Xeon Gold 6222V 20C 115W 1.8GHz Processor | 2999
7X84CTO8WW | B6CW | Intel Xeon Gold 5220S 18C 125W 2.7GHz Processor | 3699
7X84CTO8WW | B7N9 | Intel Xeon Gold 5220R 24C 150W 2.2GHz Processor | 2739
7X84CTO8WW | B8HS | ThinkSystem M.2 5300 240GB SATA 6Gbps Non-Hot Swap SSD | 359
7X84CTO8WW | B8HU | ThinkSystem 2.5" PM1645a 800GB Mainstream SAS 12Gb Hot Swap SSD | 819
7X84CTO8WW | B8J4 | ThinkSystem 2.5" PM1645a 1.6TB Mainstream SAS 12Gb Hot Swap SSD | 1379
7X84CTO8WW | B919 | ThinkSystem M.2 5300 480GB SATA 6Gbps Non-Hot Swap SSD | 369
7X84CTO8WW | B91C | ThinkSystem 2.5" PM1643a 3.84TB Entry SAS 12Gb Hot Swap SSD | 2579
7X84CTO8WW | B91D | ThinkSystem 2.5" PM1643a 7.68TB Entry SAS 12Gb Hot Swap SSD | 5019
7X84CTO8WW | BAZL | Intel Xeon Gold 6238R 28C 165W 2.2GHz Processor | 4599
7X84CTO8WW | BAZM | Intel Xeon Gold 6240R 24C 165W 2.4GHz Processor | 3859
7X84CTO8WW | BAZS | Intel Xeon Gold 5218R 20C 125W 2.1GHz Processor | 2259
7X84CTO8WW | BAZU | Intel Xeon Silver 4215R 8C 130W 3.2GHz Processor | 1429
7X84CTO8WW | BAZW | Intel Xeon Gold 6226R 16C 150W 2.9GHz Processor | 2289
7X84CTO8WW | BAZX | Intel Xeon Gold 6230R 26C 150W 2.1GHz Processor | 3349
7X84CTO8WW | BB0P | Intel Transparent Supply Chain. Lenovo has paired our industry leading supply chain with Intel's innovative Transparent Supply Chain program to add a layer of protection to your data center and bring peace of mind that the server hardware you bring into ... | 0
7X84CTO8WW | BEL7 | Mfg Short-Ship Preload Exception | 0
7X98CTO1WW | 747 | UID Asset Tag Label | 20
7X98CTO1WW | 2300 | BladeCenter Chassis Configuration | 250
7X98CTO1WW | 2302 | RAID Configuration | 149
7X98CTO1WW | 2306 | Integration >1U Component | 125
7X98CTO1WW | 2321 | Custom MFG SVCS Fee - Small Increment | 3
7X98CTO1WW | 2400 | Primary Array 12 HDDs | 0
7X98CTO1WW | 2401 | Primary Array 13 HDDs | 0
7X98CTO1WW | 2402 | Primary Array 14 HDDs | 0
7X98CTO1WW | 2403 | Primary Array 15 HDDs | 0
7X98CTO1WW | 2404 | Primary Array 16 HDDs | 0
7X98CTO1WW | 2405 | Secondary Array 9 HDDs | 0
7X98CTO1WW | 2406 | Secondary Array 10 HDDs | 0
7X98CTO1WW | 2407 | Secondary Array 11 HDDs | 0
7X98CTO1WW | 2408 | Secondary Array 12 HDDs | 0
7X98CTO1WW | 2409 | Secondary Array 13 HDDs | 0
7X98CTO1WW | 2410 | Secondary Array 14 HDDs | 0
7X98CTO1WW | 3271 | No RAID - Secondary Array set up by customer | 0
7X98CTO1WW | 5053 | SFP+ SR Transceiver | 699
7X98CTO1WW | 5340 | Serial Conversion Option (SCO) | 249
7X98CTO1WW | 5341 | Virtual Media Conversion Option Gen2 (VCO2) | 129
7X98CTO1WW | 5977 | Select Storage devices - no configured RAID required | 0
7X98CTO1WW | 5978 | Select Storage devices - configured RAID | 0
7X98CTO1WW | 6201 | 1.5m, 10A/100-250V, C13 to IEC 320-C14 Rack Power Cable | 19
7X98CTO1WW | 6204 | 2.8m, 10A/100-250V, C13 to IEC 320-C20 Rack Power Cable | 19
7X98CTO1WW | 6263 | 4.3m, 10A/100-250V, C13 to IEC 320-C14 Rack Power Cable | 19
7X98CTO1WW | 6311 | 2.8m, 10A/100-250V, C13 to IEC 320-C14 Rack Power Cable | 9
7X98CTO1WW | 6313 | 2.8m, 10A/120V, C13 to NEMA 5-15P (US) Line Cord | 19
7X98CTO1WW | 6370 | 4.3m, 10A/125V, C13 to NEMA 5-15P (US) Line Cord | 10
7X98CTO1WW | 6373 | 4.3m, 10A/250V, C13 to NEMA 6-15P (US) Line Cord | 15
7X98CTO1WW | 6400 | 2.8m, 13A/100-250V, C13 to C14 Jumper Cord | 9
7X98CTO1WW | 6401 | 2.8m, 13A/120V, C13 to NEMA 5-15P (US) Line Cord | 29
7X98CTO1WW | 6570 | 2.0m, 13A/100-250V, C13 to C14 Jumper Cord | 19
7X98CTO1WW | 6583 | 4.3m, 13A/100-250V, C13 to C14 Rack Power Cable | 19
7X98CTO1WW | 7008 | Primary Array 2 HDDs | 0
7X98CTO1WW | 7009 | Primary Array 3 HDDs | 0
7X98CTO1WW | 7010 | Primary Array 4 HDDs | 0
7X98CTO1WW | 7011 | Primary Array 5 HDDs | 0
7X98CTO1WW | 7012 | Primary Array 6 HDDs | 0
7X98CTO1WW | 7013 | Primary Array 7 HDDs | 0
7X98CTO1WW | 7014 | Primary Array 8 HDDs | 0
7X98CTO1WW | 7015 | Secondary Array 2 HDDs | 0
7X98CTO1WW | 7016 | Secondary Array 3 HDDs | 0
7X98CTO1WW | 7017 | Secondary Array 4 HDDs | 0
7X98CTO1WW | 7057 | Secondary Array 5 HDDs | 0
7X98CTO1WW | 7058 | Secondary Array 6 HDDs | 0
7X98CTO1WW | 7059 | Secondary Array 7 HDDs | 0
7X98CTO1WW | 7060 | Secondary Array 8 HDDs | 0
7X98CTO1WW | 7664 | Primary Array 9 HDDs | 0
7X98CTO1WW | 7831 | Customer Solution Center Services | 0
7X98CTO1WW | 8034 | LeSI Solution Component | 0
7X98CTO1WW | 8067 | TAA Compliant Order | 0
7X98CTO1WW | 8072 | General Racking Solution | 0
7X98CTO1WW | 8086 | No Publications Selected | 0
7X98CTO1WW | 8971 | Integrate in manufacturing | 0
7X98CTO1WW | 8972 | Ship Uninstalled (Safety) | 0
7X98CTO1WW | 9013 | Hot Spare | 0
7X98CTO1WW | 9016 | Memory Sparing | 0
7X98CTO1WW | 9017 | Enable Memory Mirroring | 0
7X98CTO1WW | 9714 | Primary Array 10 HDDs | 0
7X98CTO1WW | 9715 | Primary Array 11 HDDs | 0
7X98CTO1WW | A0ST | Secondary Array 15 HDDs | 0
7X98CTO1WW | A0SU | Secondary Array 16 HDDs | 0
7X98CTO1WW | A102 | Advanced Grouping | 0
7X98CTO1WW | A1PH | 1m Passive DAC SFP+ Cable | 69
7X98CTO1WW | A1PJ | 3m Passive DAC SFP+ Cable | 89
7X98CTO1WW | A1PK | 5m Passive DAC SFP+ Cable | 159
7X98CTO1WW | A1RF | 2.8m, 10A/250V, C13 to NEMA 6-15P Line Cord | 15
7X98CTO1WW | A2K6 | Primary Array - RAID 0 | 0
7X98CTO1WW | A2K7 | Primary Array - RAID 1 | 0
7X98CTO1WW | A2K9 | Primary Array - RAID 5 | 0
7X98CTO1WW | A2KA | Primary Array - RAID 6 | 0
7X98CTO1WW | A2KB | Primary Array - RAID 10 | 0
7X98CTO1WW | A2KF | Secondary Array - RAID 0 | 0
7X98CTO1WW | A2KG | Secondary Array - RAID 1 | 0
7X98CTO1WW | A2KJ | Secondary Array - RAID 5 | 0
7X98CTO1WW | A2KK | Secondary Array - RAID 6 | 0
7X98CTO1WW | A2KL | Secondary Array - RAID 10 | 0
7X98CTO1WW | A3RG | 0.5m Passive DAC SFP+ Cable | 79
7X98CTO1WW | A3RH | 7m Passive DAC SFP+ Cable | 179
7X98CTO1WW | A3SW | 1.2m, 16A/100-250V, 2 Short C13s to Short C20 Rack Power Cable | 55
7X98CTO1WW | A3SX | 2.5m, 16A/100-250V, 2 Long C13s to Short C20 Rack Power Cable | 75
7X98CTO1WW | A3SY | 2.8m, 16A/100-250V, 2 Short C13s to Long C20 Rack Power Cable | 79
7X98CTO1WW | A3SZ | 4.1m, 16A/100-250V, 2 Long C13s to Long C20 Rack Power Cable | 85
7X98CTO1WW | A4VP | 1.0m, 10A/100-250V, C13 to IEC 320-C14 Rack Power Cable | 19
7X98CTO1WW | A51N | 1.5m Passive DAC SFP+ Cable | 89
7X98CTO1WW | A51P | 2m Passive DAC SFP+ Cable | 89
7X98CTO1WW | A5DL | SFP 1000Base-T (RJ-45) Transceiver | 89
7X98CTO1WW | A5U1 | SKLM for System x w/SEDs - FoD per Install w/1Yr S&S | 199
7X98CTO1WW | AS6C | SKLM for System x w/SEDs - FoD per Install w/3Yr S&S | 299
7X98CTO1WW | ASR5 | Lenovo 0.5m LC-LC OM3 MMF Cable | 24
7X98CTO1WW | ASR6 | Lenovo 1m LC-LC OM3 MMF Cable | 24
7X98CTO1WW | ASR7 | Lenovo 3m LC-LC OM3 MMF Cable | 24
7X98CTO1WW | ASR8 | Lenovo 5m LC-LC OM3 MMF Cable | 29
7X98CTO1WW | ASR9 | Lenovo 10m LC-LC OM3 MMF Cable | 39
7X98CTO1WW | ASRA | Lenovo 15m LC-LC OM3 MMF Cable | 45
7X98CTO1WW | ASRB | Lenovo 25m LC-LC OM3 MMF Cable | 54
7X98CTO1WW | AT2R | Lenovo 1m Active DAC SFP+ Cables | 129
7X98CTO1WW | AT2S | Lenovo 3m Active DAC SFP+ Cables | 139
7X98CTO1WW | AT2T | Lenovo 5m Active DAC SFP+ Cables | 159
7X98CTO1WW | AT7S | Emulex VFA5.2 2x10 GbE SFP+ PCIe Adapter | 449
7X98CTO1WW | AT7T | Emulex VFA5.2 2x10 GbE SFP+ Adapter and FCoE/iSCSI SW | 1319
7X98CTO1WW | ATPX | Intel X550-T2 Dual Port 10GBase-T Adapter | 599
7X98CTO1WW | ATRH | Intel X710-DA2 ML2 2x10GbE SFP+ Adapter | 499
7X98CTO1WW | ATZB | QLogic 16Gb Enhanced Gen5 FC Single-port HBA | 979
7X98CTO1WW | ATZC | QLogic 16Gb Enhanced Gen5 FC Dual-port HBA | 1339
7X98CTO1WW | ATZU | Emulex 16Gb Gen6 FC Single-port HBA | 949
7X98CTO1WW | ATZV | Emulex 16Gb Gen6 FC Dual-port HBA | 1309
7X98CTO1WW | AU0E | 0.5m Intel OPA 100 Series Passive Copper QSFP28 Cable | 79
7X98CTO1WW | AU0F | 0.75m Intel OPA Passive Copper QSFP28 Cable | 139
7X98CTO1WW | AU0G | 1m Intel OPA 100 Series Passive Copper QSFP28 Cable | 99
7X98CTO1WW | AU0H | 1.25m Intel OPA 100 Series Passive Copper QSFP28 Cable | 159
7X98CTO1WW | AU0J | 1.5m Intel OPA 100 Series Passive Copper QSFP28 Cable | 109
7X98CTO1WW | AU0K | 2m Intel OPA 100 Series Passive Copper QSFP28 Cable | 129
7X98CTO1WW | AU0M | 5m Intel OPA 100 Series Active Optical QSFP28 Cable | 899
7X98CTO1WW | AU0P | 15m Intel OPA 100 Series Active Optical QSFP28 Cable | 949
7X98CTO1WW | AU7Z | Emulex VFA5.2 ML2 2x10 GbE SFP+ Adapter and FCoE/iSCSI SW | 399
7X98CTO1WW | AUK7 | TPM 2.0 and Secure Boot | 0
7X98CTO1WW | AUKG | ThinkSystem 1Gb 2-port RJ45 LOM | 79
7X98CTO1WW | AUKJ | ThinkSystem 10Gb 2-port SFP+ LOM | 169
7X98CTO1WW | AUKL | ThinkSystem 10Gb 2-port Base-T LOM | 259
7X98CTO1WW | AUKN | ThinkSystem Emulex OCe14104B-NX PCIe 10Gb 4-Port SFP+ Ethernet Adapter | 539
7X98CTO1WW | AUKP | ThinkSystem Broadcom 57416 10GBASE-T 2-Port PCIe Ethernet Adapter | 479
7X98CTO1WW | AUKQ | ThinkSystem Broadcom NX-E ML2 10Gb 2-Port Base-T Ethernet Adapter | 529
7X98CTO1WW | AUKS | ThinkSystem Broadcom 57412 25GbE SFP28 1-Port PCIe Ethernet Adapter | 489
7X98CTO1WW | AUKW | ThinkSystem Intel I350-T4 ML2 1Gb 4-Port RJ45 Ethernet Adapter | 169
7X98CTO1WW | AUKX | ThinkSystem Intel X710-DA2 PCIe 10Gb 2-Port SFP+ Ethernet Adapter | 459
7X98CTO1WW | AULV | ThinkSystem 2.5" 300GB 15K SAS 12Gb Hot Swap 512n HDD | 339
7X98CTO1WW | AULW | ThinkSystem 2.5" 600GB 15K SAS 12Gb Hot Swap 512n HDD | 469
7X98CTO1WW | AULX | ThinkSystem 2.5" 900GB 15K SAS 12Gb Hot Swap 512e HDD | 639
7X98CTO1WW | AULY | ThinkSystem 2.5" 300GB 10K SAS 12Gb Hot Swap 512n HDD | 289
7X98CTO1WW | AULZ | ThinkSystem 2.5" 600GB 10K SAS 12Gb Hot Swap 512n HDD | 319
7X98CTO1WW | AUM0 | ThinkSystem 2.5" 900GB 10K SAS 12Gb Hot Swap 512n HDD | 389
7X98CTO1WW | AUM1 | ThinkSystem 2.5" 1.2TB 10K SAS 12Gb Hot Swap 512n HDD | 389
7X98CTO1WW | AUM2 | ThinkSystem 2.5" 1.8TB 10K SAS 12Gb Hot Swap 512e HDD | 589
7X98CTO1WW | AUM4 | ThinkSystem 2.5" 300GB 10K SAS 12Gb Hot Swap 512n HDD SED | 339
7X98CTO1WW | AUM5 | ThinkSystem 2.5" 600GB 10K SAS 12Gb Hot Swap 512n HDD SED | 635
7X98CTO1WW | AUM6 | ThinkSystem 2.5" 1TB 7.2K SAS 12Gb Hot Swap 512n HDD | 469
7X98CTO1WW | AUM7 | ThinkSystem 2.5" 2TB 7.2K SAS 12Gb Hot Swap 512n HDD | 839
7X98CTO1WW | AUMU | ThinkSystem M.2 Enablement Kit | 39
7X98CTO1WW | AUMV | ThinkSystem M.2 with Mirroring Enablement Kit | 149
7X98CTO1WW | AUNB | ThinkSystem 16GB TruDDR4 2666 MHz (1Rx4 1.2V) RDIMM | 289
7X98CTO1WW | AUNC | ThinkSystem 16GB TruDDR4 2666 MHz (2Rx8 1.2V) RDIMM | 319
7X98CTO1WW | AUND | ThinkSystem 32GB TruDDR4 2666 MHz (2Rx4 1.2V) RDIMM | 609
7X98CTO1WW | AUNE | ThinkSystem 64GB TruDDR4 2666 MHz (4Rx4 1.2V) LRDIMM | 1259
7X98CTO1WW | AUNG | ThinkSystem RAID 530-8i PCIe 12Gb Adapter | 299
7X98CTO1WW | AUNJ | ThinkSystem RAID 930-8i 2GB Flash PCIe 12Gb Adapter | 1009
7X98CTO1WW | AUNK | ThinkSystem RAID 930-16i 4GB Flash PCIe 12Gb Adapter | 1529
7X98CTO1WW | AUNL | ThinkSystem 430-8i SAS/SATA 12Gb HBA | 299
7X98CTO1WW | AUNM | ThinkSystem 430-16i SAS/SATA 12Gb HBA | 589
7X98CTO1WW | AUNN | ThinkSystem 430-16e SAS/SATA 12Gb HBA | 609
7X98CTO1WW | AUNP | FBU345 SuperCap | 135
7X98CTO1WW | AUNQ | ThinkSystem RAID 930-8e 4GB Flash PCIe 12Gb Adapter | 1689
7X98CTO1WW | AUNR | ThinkSystem 430-8e SAS/SATA 12Gb HBA | 299
7X98CTO1WW | AUPW | ThinkSystem XClarity Controller Standard to Enterprise Upgrade | 100
7X98CTO1WW | AUR5 | ThinkSystem 2U/Twr 2.5" AnyBay 8-Bay Backplane | 499
7X98CTO1WW | AUR6 | ThinkSystem 2U 3.5" SATA/SAS 8-Bay Backplane | 175
7X98CTO1WW | AUR8 | ThinkSystem 2U 3.5" AnyBay 12-Bay Backplane | 315
7X98CTO1WW | AUR9 | ThinkSystem 2U 3.5" SATA/SAS 12-Bay Backplane | 219
7X98CTO1WW | AURA | ThinkSystem 2U/Twr 2.5" SATA/SAS 8-Bay Backplane | 229
7X98CTO1WW | AURD | ThinkSystem 2U left EIA Latch Standard | 15
7X98CTO1WW | AURH | ThinkSystem Right EIA Latch Standard | 15
7X98CTO1WW | AURM | ThinkSystem SR550/SR650/SR590 Right EIA Latch with FIO | 75
7X98CTO1WW | AURP | Lenovo ThinkSystem 2U 2FH Riser Bracket | 25
7X98CTO1WW | AURQ | Lenovo ThinkSystem 2U 3FH Riser Bracket | 29
7X98CTO1WW | AURR | ThinkSystem M3.5 Screw for Riser 2x2pcs and Planar 5pcs | 0
7X98CTO1WW | AURX | ThinkSystem 2U Security Bezel | 45
7X98CTO1WW | AURZ | ThinkSystem SR590/SR650 Rear HDD/SSD Kit | 249
7X98CTO1WW | AUS1 | Lenovo ThinkSystem 2U OP Panel Cage for 8x3.5"Config | 55
7X98CTO1WW | AUS8 | ThinkSystem 2U EIA Latch w/ VGA Upgrade Kit | 49
7X98CTO1WW | AUSA | Lenovo ThinkSystem M3.5" Screw for EIA | 0
7X98CTO1WW | AUSL | ThinkSystem COM Port Upgrade Kit | 19
7X98CTO1WW | AUU1 | ThinkSystem 8GB TruDDR4 2666 MHz (1Rx8 1.2V) RDIMM | 189
7X98CTO1WW | AUU2 | ThinkSystem 3.5" 300GB 15K SAS 12Gb Hot Swap 512n HDD | 359
7X98CTO1WW | AUU3 | ThinkSystem 3.5" 600GB 15K SAS 12Gb Hot Swap 512n HDD | 479
7X98CTO1WW | AUU4 | ThinkSystem 3.5" 1TB 7.2K SAS 12Gb Hot Swap 512n HDD | 299
7X98CTO1WW | AUU5 | ThinkSystem 3.5" 2TB 7.2K SAS 12Gb Hot Swap 512n HDD | 339
7X98CTO1WW | AUU6 | ThinkSystem 3.5" 4TB 7.2K SAS 12Gb Hot Swap 512n HDD | 419
7X98CTO1WW | AUU7 | ThinkSystem 3.5" 6TB 7.2K SAS 12Gb Hot Swap 512e HDD | 549
7X98CTO1WW | AUU8 | ThinkSystem 3.5" 4TB 7.2K SATA 6Gb Hot Swap 512n HDD | 389
7X98CTO1WW | AUU9 | ThinkSystem 3.5" 8TB 7.2K SATA 6Gb Hot Swap 512e HDD | 599
7X98CTO1WW | AUUA | ThinkSystem 3.5" 6TB 7.2K SATA 6Gb Hot Swap 512e HDD | 529
7X98CTO1WW | AUUB | ThinkSystem 3.5" 10TB 7.2K SATA 6Gb Hot Swap 512e HDD | 829
7X98CTO1WW | AUUC | ThinkSystem 3.5" 900GB 15K SAS 12Gb Hot Swap 512e HDD | 679
7X98CTO1WW | AUUD | ThinkSystem 3.5" 2TB 7.2K SATA 6Gb Hot Swap 512n HDD | 319
7X98CTO1WW | AUUE | ThinkSystem 2.5" 1TB 7.2K SATA 6Gb Hot Swap 512n HDD | 469
7X98CTO1WW | AUUF | ThinkSystem 3.5" 1TB 7.2K SATA 6Gb Hot Swap 512n HDD | 269
7X98CTO1WW | AUUG | ThinkSystem 3.5" 10TB 7.2K SAS 12Gb Hot Swap 512e HDD | 849
7X98CTO1WW | AUUH | ThinkSystem 3.5" 4TB 7.2K SAS 12Gb Hot Swap 512n HDD FIPS | 829
7X98CTO1WW | AUUJ | ThinkSystem 2.5" 2TB 7.2K SATA 6Gb Hot Swap 512e HDD | 849
7X98CTO1WW | AUUL | ThinkSystem M.2 32GB SATA 6Gbps Non-Hot Swap SSD | 109
7X98CTO1WW | AUUV | ThinkSystem M.2 128GB SATA 6Gbps Non-Hot Swap SSD | 159
7X98CTO1WW | AUV2 | ThinkSystem 1610-4P NVMe Switch Adapter | 929
7X98CTO1WW | AUZS | ThinkSystem 1TB 7.2K 6Gbps SATA 3.5" Simple Swap 512n HDD | 229
7X98CTO1WW | AUZT | ThinkSystem 2TB 7.2K 6Gbps SATA 3.5" Simple Swap 512n HDD | 429
7X98CTO1WW | AUZU | ThinkSystem 4TB 7.2K 6Gbps SATA 3.5" Simple Swap 512n HDD | 599
7X98CTO1WW | AUZV | ThinkSystem Broadcom 5719 1GbE RJ45 4-Port PCIe Ethernet Adapter | 159
7X98CTO1WW | AUZW | ThinkSystem I350-T4 PCIe 1Gb 4-Port RJ45 Ethernet Adapter | 379
7X98CTO1WW | AUZX | ThinkSystem Broadcom 5720 1GbE RJ45 2-Port PCIe Ethernet Adapter | 129
7X98CTO1WW | AUZY | ThinkSystem I350-T2 PCIe 1Gb 2-Port RJ45 Ethernet Adapter | 179
7X98CTO1WW | AUZZ | ThinkSystem I350-F1 PCIe 1Gb 1-Port SFP Ethernet Adapter | 379
7X98CTO1WW | AV1B | Lenovo 25GBase-SR SFP28 Transceiver | 449
7X98CTO1WW | AV1F | Lenovo 3m 25G SFP28 Active Optical Cable | 489
7X98CTO1WW | AV1G | Lenovo 5m 25G SFP28 Active Optical Cable | 489
7X98CTO1WW | AV1H | Lenovo 10m 25G SFP28 Active Optical Cable | 499
7X98CTO1WW | AV1J | Lenovo 15m 25G SFP28 Active Optical Cable | 497
7X98CTO1WW | AV1K | Lenovo 20m 25G SFP28 Active Optical Cable | 519
7X98CTO1WW | AV1W | Lenovo 1m Passive 25G SFP28 DAC Cable | 69
7X98CTO1WW | AV1X | Lenovo 3m Passive 25G SFP28 DAC Cable | 79
7X98CTO1WW | AV1Y | Lenovo 5m Passive 25G SFP28 DAC Cable | 159
7X98CTO1WW | AVUT | ThinkSystem XClarity Controller Standard to Advanced Upgrade | 50
7X98CTO1WW | AVUX | On Board SATA AHCI Mode | 0
7X98CTO1WW | AVV0 | On Board SATA Software RAID Mode | 0
7X98CTO1WW | AVV8 | ThinkSystem External USB DVD-RW Optical Disk Drive | 79
7X98CTO1WW | AWDZ | Intel Xeon Gold 6138 20C 125W 2.0GHz Processor | 4099
7X98CTO1WW | AWE4 | Intel Xeon Gold 6130T 16C 125W 2.1GHz Processor | 3129
7X98CTO1WW | AWE5 | Intel Xeon Gold 6126T 12C 125W 2.6GHz Processor | 2979
7X98CTO1WW | AWE8 | Intel Xeon Gold 5120T 14C 105W 2.2GHz Processor | 2699
7X98CTO1WW | AWEA | Intel Xeon Silver 4116T 12C 85W 2.1GHz Processor | 1979
7X98CTO1WW | AWEE | Intel Xeon Silver 4110 8C 85W 2.1GHz Processor | 909
7X98CTO1WW | AWEH | Intel Xeon Bronze 3106 8C 85W 1.7GHz Processor | 599
7X98CTO1WW | AWEK | Intel Xeon Platinum 8160T 24C 150W 2.1GHz Processor | 9129
7X98CTO1WW | AWEL | Intel Xeon Gold 6126 12C 125W 2.6GHz Processor | 2869
7X98CTO1WW | AWEM | Intel Xeon Gold 6138T 20C 125W 2.0GHz Processor | 4349
7X98CTO1WW | AWEN | Intel Xeon Gold 6130 16C 125W 2.1GHz Processor | 2999
7X98CTO1WW | AWEP | Intel Xeon Gold 5118 12C 105W 2.3GHz Processor | 2019
7X98CTO1WW | AWEQ | Intel Xeon Gold 5119T 14C 85W 2.0GHz Processor | 2549
7X98CTO1WW | AWER | Intel Xeon Silver 4116 12C 85W 2.1GHz Processor | 1649
7X98CTO1WW | AWES | Intel Xeon Silver 4114T 10C 85W 2.2GHz Processor | 1369
7X98CTO1WW | AWET | Intel Xeon Silver 4109T 8C 70W 2.0GHz Processor | 949
7X98CTO1WW | AX8A | 4.3m, 13A/120V, C13 to NEMA 5-15P (US) Line Cord | 19
7X98CTO1WW | AXC6 | ThinkSystem 8TB 7.2K 6Gbps SATA 3.5" Simple Swap 512e HDD | 1199
7X98CTO1WW | AXC7 | ThinkSystem 6TB 7.2K 6Gbps SATA 3.5" Simple Swap 512e HDD | 999
7X98CTO1WW | AXC8 | ThinkSystem 3.5" 10TB 7.2K SATA 6Gb Simple Swap 512e HDD | 1499
7X98CTO1WW | AXCA | ThinkSystem Toolless Slide Rail | 99
7X98CTO1WW | AXCH | ThinkSystem Toolless Slide Rail Kit with 2U CMA | 149
7X98CTO1WW | AXE5 | ThinkSystem SR590/SR570 MB | 1415
7X98CTO1WW | AXE6 | ThinkSystem 750W(230/115V) Platinum Hot-Swap Power Supply | 399
7X98CTO1WW | AXE7 | ThinkSystem 750W(230V) Titanium Hot-Swap Power Supply | 549
7X98CTO1WW | AXE8 | ThinkSystem 550W(230V/115V) Platinum Hot-Swap Power Supply | 349
7X98CTO1WW | AXEA | ThinkSystem SR590 2.5" Chassis with 8 or 16 Bays | 805
7X98CTO1WW | AXEB | ThinkSystem SR590 3.5" Chassis with 8 or 12 Bays | 745
7X98CTO1WW | AXFM | ThinkSystem Toolless Friction Rail | 69
7X98CTO1WW | AXFN | ThinkSystem Screw-in Slide Rail | 129
7X98CTO1WW | AXFS | VMware ESXi 6.0 U3 (factory installed) | 0
7X98CTO1WW | AXFT | VMware ESXi 6.5 U1 (factory installed) | 0
7X98CTO1WW | AXFU | ThinkSystem 2U CMA Upgrade Kit for Screw-in Slide Rail | 49
7X98CTO1WW | B0ML | Feature Enable TPM on MB | 0
7X98CTO1WW | B0N4 | 2.0m, 10A/100-250V, C13 to IEC 320-C14 Rack Power Cable | 29
7X98CTO1WW | B0N5 | 1.0m, 13A/100-250V, C13 to C14 Jumper Cord | 25
7X98CTO1WW | B0N6 | 1.5m, 13A/100-250V, C13 to C14 Jumper Cord | 29
7X98CTO1WW | B0RJ | 10GBASE-LR SFP+Transceiver | 350
7X98CTO1WW | B0TD | ThinkSystem Screw-in Slide Rail Kit with 2U CMA | 149
7X98CTO1WW | B0YR | ThinkSystem 3.5" 8TB 7.2K SAS 12Gb Hot Swap 512e HDD | 659
7X98CTO1WW | B0YS | ThinkSystem 2.5" 2.4TB 10K SAS 12Gb Hot Swap 512e HDD | 629
7X98CTO1WW | B0Z0 | ThinkSystem 2.5" Intel S4500 960GB Entry SATA 6Gb Hot Swap SSD | 1219
7X98CTO1WW | B0Z5 | ThinkSystem 3.5" Intel S4500 960GB Entry SATA 6Gb Hot Swap SSD | 1199
7X98CTO1WW | B117 | ThinkSystem 3.5" 12TB 7.2K SAS 12Gb Hot Swap 512e HDD | 949
7X98CTO1WW | B118 | ThinkSystem 3.5" 12TB 7.2K SATA 6Gb Hot Swap 512e HDD | 1829
7X98CTO1WW | B135 | ThinkSystem 2U CMA Upgrade Kit for Toolless Slide Rail | 59
7X98CTO1WW | B173 | Companion Part for XClarity Controller Standard to Enterprise Upgrade in Factory | 0
7X98CTO1WW | B17B | ThinkSystem SR590 3.5" SATA 8-Bay Simple Swap Backplane | 145
7X98CTO1WW | B1JJ | ThinkSystem 3.5" 300GB 10K SAS 12Gb Hot Swap 512n HDD | 289
7X98CTO1WW | B21R | ThinkSystem QLogic QL41262 10/25GbE SFP28 2-Port PCIe Ethernet Adapter | 409
7X98CTO1WW | B260 | ThinkSystem SR590 x16/x8 PCIE Riser 1 | 65
7X98CTO1WW | B261 | ThinkSystem SR590 x8/x8/x8 PCIE Riser 1 | 59
7X98CTO1WW | B262 | ThinkSystem SR590 x16/x8 PCIe Riser 2 | 65
7X98CTO1WW | B263 | ThinkSystem SR590 x8 ML2/x8/X8 PCIE Riser 1 | 69
7X98CTO1WW | B279 | SR590 Velcro for 12X3.5" mini-SAS Cable Tie | 5
7X98CTO1WW | B2X4 | ThinkSystem 2.5" 5200 1.92TB Entry SATA 6Gb Hot Swap SSD | 899
7X98CTO1WW | B2X6 | ThinkSystem 2.5" 5200 7.68TB Entry SATA 6Gb Hot Swap SSD | 4999
7X98CTO1WW | B2X9 | ThinkSystem 3.5" 5200 1.92TB Entry SATA 6Gb Hot Swap SSD | 909
7X98CTO1WW | B2XB | ThinkSystem 3.5" 5200 7.68TB Entry SATA 6Gb Hot Swap SSD | 4999
7X98CTO1WW | B30W | Custom MFG SVCS Fee - Medium Increment | 30
7X98CTO1WW | B30X | Custom MFG SVCS Fee - Large Increment | 300
7X98CTO1WW | B31E | ThinkSystem RAID 930-16i 8GB Flash PCIe 12Gb Adapter | 2389
7X98CTO1WW | B31F | ThinkSystem M.2 480GB SSD Thermal Kit | 40
7X98CTO1WW | B31G | ThinkSystem QLogic QL41134 PCIe 10Gb 4-Port Base-T Ethernet Adapter | 799
7X98CTO1WW | B34H | ThinkSystem 2.5" PM883 240GB Entry SATA 6Gb Hot Swap SSD | 219
7X98CTO1WW | B34J | ThinkSystem 2.5" PM883 480GB Entry SATA 6Gb Hot Swap SSD | 279
7X98CTO1WW | B34K | ThinkSystem 2.5" PM883 960GB Entry SATA 6Gb Hot Swap SSD | 449
7X98CTO1WW | B34L | ThinkSystem 2.5" PM883 1.92TB Entry SATA 6Gb Hot Swap SSD | 889
7X98CTO1WW | B34M | ThinkSystem 2.5" PM883 3.84TB Entry SATA 6Gb Hot Swap SSD | 1739
7X98CTO1WW | B34N | ThinkSystem U.2 PM983 1.92TB Entry NVMe PCIe 3.0 x4 Hot Swap SSD | 939
7X98CTO1WW | B34P | ThinkSystem U.2 PM983 3.84TB Entry NVMe PCIe 3.0 x4 Hot Swap SSD | 1839
7X98CTO1WW | B4H1 | ThinkSystem 8GB TruDDR4 2933MHz (1Rx8 1.2V) RDIMM | 219
7X98CTO1WW | B4H2 | ThinkSystem 16GB TruDDR4 2933MHz (2Rx8 1.2V) RDIMM | 319
7X98CTO1WW | B4H3 | ThinkSystem 32GB TruDDR4 2933MHz (2Rx4 1.2V) RDIMM | 619
7X98CTO1WW | B4H4 | ThinkSystem 64GB TruDDR4 2933MHz (2Rx4 1.2V) RDIMM | 1279
7X98CTO1WW | B4HC | Intel Xeon Gold 6252 24C 150W 2.1GHz Processor | 5909
7X98CTO1WW | B4HE | Intel Xeon Gold 6248 20C 150W 2.5GHz Processor | 5049
7X98CTO1WW | B4HF | Intel Xeon Gold 6244 8C 150W 3.6GHz Processor | 4699
7X98CTO1WW | B4HG | Intel Xeon Gold 6242 16C 150W 2.8GHz Processor | 4419
7X98CTO1WW | B4HH | Intel Xeon Gold 6240 18C 150W 2.6GHz Processor | 3819
7X98CTO1WW | B4HJ | Intel Xeon Gold 6230 20C 125W 2.1GHz Processor | 3099
7X98CTO1WW | B4HK | Intel Xeon Gold 5220 18C 125W 2.2GHz Processor | 2599
7X98CTO1WW | B4HL | Intel Xeon Gold 5218 16C 125W 2.3GHz Processor | 2019
7X98CTO1WW | B4HM | Intel Xeon Gold 5217 8C 115W 3.0GHz Processor | 2659
7X98CTO1WW | B4HN | Intel Xeon Gold 5215 10C 85W 2.5GHz Processor | 2019
7X98CTO1WW | B4HP | Intel Xeon Silver 4216 16C 100W 2.1GHz Processor | 1649
7X98CTO1WW | B4HQ | Intel Xeon Silver 4215 8C 85W 2.5GHz Processor | 1399
7X98CTO1WW | B4HR | Intel Xeon Silver 4214 12C 85W 2.2GHz Processor | 1169
7X98CTO1WW | B4HS | Intel Xeon Silver 4210 10C 85W 2.2GHz Processor | 859
7X98CTO1WW | B4HT | Intel Xeon Silver 4208 8C 85W 2.1GHz Processor | 799
7X98CTO1WW | B4HU | Intel Xeon Bronze 3204 6C 85W 1.9GHz Processor | 439
7X98CTO1WW | B4LV | ThinkSystem 128GB TruDDR4 2666MHz (1.2V) Intel Optane DC Persistent Memory | 1089
7X98CTO1WW | B4LW | ThinkSystem 256GB TruDDR4 2666MHz (1.2V) Intel Optane DC Persistent Memory | 4689
7X98CTO1WW | B4LX | ThinkSystem 512GB TruDDR4 2666MHz (1.2V) Intel Optane DC Persistent Memory | 18319
7X98CTO1WW | B4LY | ThinkSystem 16GB TruDDR4 2933 MHz (1Rx4 1.2V) RDIMM | 289
7X98CTO1WW | B4NF | ThinkSystem SR590/SR570 Refresh MB | 1415
7X98CTO1WW | B4NV | Intel Xeon Gold 6240Y 18/14/8C 150W 2.6GHz Processor | 5345
7X98CTO1WW | B4NW | Intel Xeon Silver 4214Y 12/10/8C 85W 2.2GHz Processor | 1519
7X98CTO1WW | B4P2 | Intel Xeon Gold 6238T 22C 125W 1.9GHz Processor | 4349
7X98CTO1WW | B4P3 | Intel Xeon Gold 5218T 16C 105W 2.1GHz Processor | 2399
7X98CTO1WW | B4P4 | Intel Xeon Silver 4209T 8C 70W 2.2GHz Processor | 929
7X98CTO1WW | B4P9 | Intel Xeon Gold 5215L 10C 85W 2.5GHz Processor | 17019
7X98CTO1WW | B4RQ | ThinkSystem RAID 730-8i 2GB Flash PCIe 12Gb Adapter | 879
7X98CTO1WW | B4X6 | SuperCap for Raid 730-8i 2GB | 149
7X98CTO1WW | B4XA | VMware ESXi 6.7 U1 (Factory Installed) | 0
7X98CTO1WW | B528 | Intel Optane DC Persistent Memory - Memory Mode only | 0
7X98CTO1WW | B529 | Intel Optane DC Persistent Memory - App Direct Mode only | 0
7X98CTO1WW | B52A | Intel Optane DC Persistent Memory - Mixed Memory Mode | 0
7X98CTO1WW | B6BS | Intel Xeon Gold 5218B 16C 125W 2.3GHz Processor | 2019
7X98CTO1WW | B6U0 | VMware ESXi 6.5 U3 (factory installed) | 0
7X98CTO1WW | B6U1 | VMware ESXi 6.7 U2 (factory installed) | 0
7X98CTO1WW | B88T | VMware ESXi 6.7 U3 (factory installed) | 0
7X98CTO1WW | B8HW | ThinkSystem HHHL PM1735 3.2TB Mainstream NVMe PCIe4.0 x8 Flash Adapter | 3179
7X98CTO1WW | B8JA | ThinkSystem 2.5" PM1645a 6.4TB Mainstream SAS 12Gb Hot Swap SSD | 6049
7X98CTO1WW | B8JG | ThinkSystem 3.5" PM1645a 6.4TB Mainstream SAS 12Gb Hot Swap SSD | 6059
7X98CTO1WW | B8JH | ThinkSystem HHHL PM1735 1.6TB Mainstream NVMe PCIe4.0 x8 Flash Adapter | 1799
7X98CTO1WW | B96M | ThinkSystem HHHL PM1735 6.4TB Mainstream NVMe PCIe4.0 x4 Flash Adapter | 5579
7X98CTO1WW | B96P | ThinkSystem U.3 Kioxia CM6-V 6.4TB Mainstream NVMe PCIe4.0 x4 Hot Swap SSD | 6789
7X98CTO1WW | B96T | ThinkSystem U.3 Kioxia CM6-V 3.2TB Mainstream NVMe PCIe4.0 x4 Hot Swap SSD | 3459
7X98CTO1WW | B96Z | ThinkSystem U.3 Kioxia CM6-V 1.6TB Mainstream NVMe PCIe4.0 x4 Hot Swap SSD | 1919
7X98CTO1WW | BAZS | Intel Xeon Gold 5218R 20C 125W 2.1GHz Processor | 2259
7X98CTO1WW | BAZU | Intel Xeon Silver 4215R 8C 130W 3.2GHz Processor | 1429
7X98CTO1WW | BAZV | Intel Xeon Gold 6208U 16C 150W 2.9GHz Processor | 1779
7X98CTO1WW | BAZW | Intel Xeon Gold 6226R 16C 150W 2.9GHz Processor | 2289
7X98CTO1WW | BAZX | Intel Xeon Gold 6230R 26C 150W 2.1GHz Processor | 3349
7X98CTO1WW | BB0P | Intel Transparent Supply Chain. Lenovo has paired our industry leading supply chain with Intel's innovative Transparent Supply Chain program to add a layer of protection to your data center and bring peace of mind that the server hardware you bring into ... | 0
7X98CTO1WW | BBZG | VMware ESXi 7.0 (Factory Installed) | 2
7X98CTO1WW | BC4R | ThinkSystem 2.5" PM1643a 15.36TB Entry SAS 12Gb Hot Swap SSD | 10029
7X98CTO1WW | BCFH | ThinkSystem 3.5" 18TB 7.2K SATA 6Gb Hot Swap 512e HDD | 1589
7X98CTO1WW | BCFP | ThinkSystem 3.5" 18TB 7.2K SAS 12Gb Hot Swap 512e HDD | 1609
7X98CTO1WW | BCFR | ThinkSystem U.2 Intel P5600 3.2TB Mainstream NVMe PCIe 4.0 x4 Hot Swap SSD | 3829
7X98CTO1WW | BCFS | ThinkSystem U.2 Intel P5600 6.4TB Mainstream NVMe PCIe 4.0 x4 Hot Swap SSD | 7639
7X98CTO1WW | BCFT | ThinkSystem U.2 Intel P5500 1.92TB Entry NVMe PCIe 4.0 x4 Hot Swap SSD | 1479
7X98CTO1WW | BCFU | ThinkSystem U.2 Intel P5500 7.68TB Entry NVMe PCIe 4.0 x4 Hot Swap SSD | 5359
7X98CTO1WW | BCFV | ThinkSystem U.2 Intel P5600 1.6TB Mainstream NVMe PCIe 4.0 x4 Hot Swap SSD | 1919
7X98CTO1WW | BCFW | ThinkSystem U.2 Intel P5500 3.84TB Entry NVMe PCIe 4.0 x4 Hot Swap SSD | 2689
7X98CTO1WW | BCGJ | ThinkSystem HHHL Kioxia CM5-V 1.6TB Mainstream NVMe PCIe3.0 x4 Flash Adapter | 2279
7X98CTO1WW | BCGK | ThinkSystem HHHL Kioxia CM5-V 3.2TB Mainstream NVMe PCIe3.0 x4 Flash Adapter | 4129
7X98CTO1WW | BCGL | ThinkSystem HHHL Kioxia CM5-V 6.4TB Mainstream NVMe PCIe3.0 x4 Flash Adapter | 7879
7X98CTO1WW | BCTC | ThinkSystem 2.5" Multi Vendor 240GB Entry SATA 6Gb Hot Swap SSD | 219
7X98CTO1WW | BCTD | ThinkSystem 2.5" Multi Vendor 480GB Entry SATA 6Gb Hot Swap SSD | 219
7X98CTO1WW | BCTE | ThinkSystem 2.5" Multi Vendor 960GB Entry SATA 6Gb Hot Swap SSD | 659
7X98CTO1WW | BCTF | ThinkSystem 2.5" Multi Vendor 1.92TB Entry SATA 6Gb Hot Swap SSD | 1289
7X98CTO1WW | BCTG | ThinkSystem 2.5" Multi Vendor 3.84TB Entry SATA 6Gb Hot Swap SSD | 1259
7X98CTO1WW | BCTH | ThinkSystem 3.5" Multi Vendor 240GB Entry SATA 6Gb Hot Swap SSD | 229
7X98CTO1WW | BCTJ | ThinkSystem 3.5" Multi Vendor 480GB Entry SATA 6Gb Hot Swap SSD | 219
7X98CTO1WW | BCTK | ThinkSystem 3.5" Multi Vendor 960GB Entry SATA 6Gb Hot Swap SSD | 669
7X98CTO1WW | BCTL | ThinkSystem 3.5" Multi Vendor 1.92TB Entry SATA 6Gb Hot Swap SSD | 1289
7X98CTO1WW | BCTM | ThinkSystem 3.5" Multi Vendor 3.84TB Entry SATA 6Gb Hot Swap SSD | 1269
7X98CTO1WW | BE03 | ThinkSystem U.3 Kioxia CM6-V 800GB Mainstream NVMe PCIe 4.0 x4 Hot Swap SSD | 1439
7X98CTO1WW | BE5E | VMware ESXi 7.0 U1 (Factory Installed) | 0
7X98CTO1WW | BEVK | ThinkSystem 3.5" PM1643a 7.68TB Entry SAS 12Gb Hot Swap SSD | 5589
7X98CTO1WW | BFY5 | ThinkSystem RAID 530-16i PCIe 12Gb Adapter | 579
7X98CTO1WW | BFYB | Operating mode selection for: "Maximum Performance Mode" | 0
7X98CTO1WW | BFYC | Operating mode selection for: "Minimal Power Mode" | 0
7X98CTO1WW | BFYD | Operating mode selection for: "Efficiency Favoring Power Savings Mode" | 0
7X98CTO1WW | BFYE | Operating mode selection for: "Efficiency - Favoring Performance Mode" | 0
7X98CTO1WW | BFZZ | ThinkSystem 2.5" Nytro 3732 800GB Performance SAS 12Gb Hot Swap SSD SED | 1669
7X98CTO1WW | BG00 | ThinkSystem 3.5" Nytro 3732 3.2TB Performance SAS 12Gb Hot Swap SSD | 6219
7X98CTO1WW | BG01 | ThinkSystem 3.5" Nytro 3732 1.6TB Performance SAS 12Gb Hot Swap SSD | 3239
7X98CTO1WW | BG02 | ThinkSystem 3.5" Nytro 3732 800GB Performance SAS 12Gb Hot Swap SSD | 1669
7X98CTO1WW | BG03 | ThinkSystem 3.5" Nytro 3732 400GB Performance SAS 12Gb Hot Swap SSD | 1029
7X98CTO1WW | BG04 | ThinkSystem 2.5" Nytro 3732 3.2TB Performance SAS 12Gb Hot Swap SSD | 6259
7X98CTO1WW | BG05 | ThinkSystem 2.5" Nytro 3732 1.6TB Performance SAS 12Gb Hot Swap SSD | 3259
7X98CTO1WW | BG06 | ThinkSystem 2.5" Nytro 3732 800GB Performance SAS 12Gb Hot Swap SSD | 1669
7X98CTO1WW | BG07 | ThinkSystem 2.5" Nytro 3732 400GB Performance SAS 12Gb Hot Swap SSD | 1029
7X98CTO1WW | BHSR | VMware ESXi 7.0 U2 (Factory Installed) | 0
7X99CTO1WW | 747 | UID Asset Tag Label | 20
7X99CTO1WW | 2300 | BladeCenter Chassis Configuration | 250
7X99CTO1WW | 2302 | RAID Configuration | 149
7X99CTO1WW | 2306 | Integration >1U Component | 125
7X99CTO1WW | 2321 | Custom MFG SVCS Fee - Small Increment | 3
7X99CTO1WW | 2400 | Primary Array 12 HDDs | 0
7X99CTO1WW | 2401 | Primary Array 13 HDDs | 0
7X99CTO1WW | 2402 | Primary Array 14 HDDs | 0
7X99CTO1WW | 2403 | Primary Array 15 HDDs | 0
7X99CTO1WW | 2404 | Primary Array 16 HDDs | 0
7X99CTO1WW | 2405 | Secondary Array 9 HDDs | 0
7X99CTO1WW | 2406 | Secondary Array 10 HDDs | 0
7X99CTO1WW | 2407 | Secondary Array 11 HDDs | 0
7X99CTO1WW | 2408 | Secondary Array 12 HDDs | 0
7X99CTO1WW | 2409 | Secondary Array 13 HDDs | 0
7X99CTO1WW | 2410 | Secondary Array 14 HDDs | 0
7X99CTO1WW | 3271 | No RAID - Secondary Array set up by customer | 0
7X99CTO1WW | 5053 | SFP+ SR Transceiver | 699
7X99CTO1WW | 5340 | Serial Conversion Option (SCO) | 249
7X99CTO1WW | 5341 | Virtual Media Conversion Option Gen2 (VCO2) | 129
7X99CTO1WW | 5977 | Select Storage devices - no configured RAID required | 0
7X99CTO1WW | 5978 | Select Storage devices - configured RAID | 0
7X99CTO1WW | 6201 | 1.5m, 10A/100-250V, C13 to IEC 320-C14 Rack Power Cable | 19
7X99CTO1WW | 6204 | 2.8m, 10A/100-250V, C13 to IEC 320-C20 Rack Power Cable | 19
7X99CTO1WW | 6263 | 4.3m, 10A/100-250V, C13 to IEC 320-C14 Rack Power Cable | 19
7X99CTO1WW | 6311 | 2.8m, 10A/100-250V, C13 to IEC 320-C14 Rack Power Cable | 9
7X99CTO1WW | 6313 | 2.8m, 10A/120V, C13 to NEMA 5-15P (US) Line Cord | 19
7X99CTO1WW | 6370 | 4.3m, 10A/125V, C13 to NEMA 5-15P (US) Line Cord | 10
7X99CTO1WW | 6373 | 4.3m, 10A/250V, C13 to NEMA 6-15P (US) Line Cord | 15
7X99CTO1WW | 6400 | 2.8m, 13A/100-250V, C13 to C14 Jumper Cord | 9
7X99CTO1WW | 6401 | 2.8m, 13A/120V, C13 to NEMA 5-15P (US) Line Cord | 29
7X99CTO1WW | 6570 | 2.0m, 13A/100-250V, C13 to C14 Jumper Cord | 19
7X99CTO1WW | 6583 | 4.3m, 13A/100-250V, C13 to C14 Rack Power Cable | 19
7X99CTO1WW | 7008 | Primary Array 2 HDDs | 0
7X99CTO1WW | 7009 | Primary Array 3 HDDs | 0
7X99CTO1WW | 7010 | Primary Array 4 HDDs | 0
7X99CTO1WW | 7011 | Primary Array 5 HDDs | 0
7X99CTO1WW | 7012 | Primary Array 6 HDDs | 0
7X99CTO1WW | 7013 | Primary Array 7 HDDs | 0
7X99CTO1WW | 7014 | Primary Array 8 HDDs | 0
7X99CTO1WW | 7015 | Secondary Array 2 HDDs | 0
7X99CTO1WW | 7016 | Secondary Array 3 HDDs | 0
7X99CTO1WW | 7017 | Secondary Array 4 HDDs | 0
7X99CTO1WW | 7057 | Secondary Array 5 HDDs | 0
7X99CTO1WW | 7058 | Secondary Array 6 HDDs | 0
7X99CTO1WW | 7059 | Secondary Array 7 HDDs | 0
7X99CTO1WW | 7060 | Secondary Array 8 HDDs | 0
7X99CTO1WW | 7664 | Primary Array 9 HDDs | 0
7X99CTO1WW | 7831 | Customer Solution Center Services | 0
7X99CTO1WW | 8034 | LeSI Solution Component | 0
7X99CTO1WW | 8067 | TAA Compliant Order | 0
7X99CTO1WW | 8072 | General Racking Solution | 0
7X99CTO1WW | 8086 | No Publications Selected | 0
7X99CTO1WW | 8971 | Integrate in manufacturing | 0
7X99CTO1WW | 8972 | Ship Uninstalled (Safety) | 0
7X99CTO1WW | 9013 | Hot Spare | 0
7X99CTO1WW | 9016 | Memory Sparing | 0
7X99CTO1WW | 9017 | Enable Memory Mirroring | 0
7X99CTO1WW | 9714 | Primary Array 10 HDDs | 0
7X99CTO1WW | 9715 | Primary Array 11 HDDs | 0
7X99CTO1WW | A0ST | Secondary Array 15 HDDs | 0
7X99CTO1WW | A0SU | Secondary Array 16 HDDs | 0
7X99CTO1WW | A102 | Advanced Grouping | 0
7X99CTO1WW | A103 | System x Cluster Upgrade | 0
7X99CTO1WW | A1PH | 1m Passive DAC SFP+ Cable | 69
7X99CTO1WW | A1PJ | 3m Passive DAC SFP+ Cable | 89
7X99CTO1WW | A1PK | 5m Passive DAC SFP+ Cable | 159
7X99CTO1WW | A1RF | 2.8m, 10A/250V, C13 to NEMA 6-15P Line Cord | 15
7X99CTO1WW | A2K6 | Primary Array - RAID 0 | 0
7X99CTO1WW | A2K7 | Primary Array - RAID 1 | 0
7X99CTO1WW | A2K9 | Primary Array - RAID 5 | 0
7X99CTO1WW | A2KA | Primary Array - RAID 6 | 0
7X99CTO1WW | A2KB | Primary Array - RAID 10 | 0
7X99CTO1WW | A2KF | Secondary Array - RAID 0 | 0
7X99CTO1WW | A2KG | Secondary Array - RAID 1 | 0
7X99CTO1WW | A2KJ | Secondary Array - RAID 5 | 0
7X99CTO1WW | A2KK | Secondary Array - RAID 6 | 0
7X99CTO1WW | A2KL | Secondary Array - RAID 10 | 0
7X99CTO1WW | A3RG | 0.5m Passive DAC SFP+ Cable | 79
7X99CTO1WW | A3RH | 7m Passive DAC SFP+ Cable | 179
7X99CTO1WW | A3SW | 1.2m, 16A/100-250V, 2 Short C13s to Short C20 Rack Power Cable | 55
7X99CTO1WW | A3SX | 2.5m, 16A/100-250V, 2 Long C13s to Short C20 Rack Power Cable | 75
7X99CTO1WW | A3SY | 2.8m, 16A/100-250V, 2 Short C13s to Long C20 Rack Power Cable | 79
7X99CTO1WW | A3SZ | 4.1m, 16A/100-250V, 2 Long C13s to Long C20 Rack Power Cable | 85
7X99CTO1WW | A4VP | 1.0m, 10A/100-250V, C13 to IEC 320-C14 Rack Power Cable | 19
7X99CTO1WW | A51N | 1.5m Passive DAC SFP+ Cable | 89
7X99CTO1WW | A51P | 2m Passive DAC SFP+ Cable | 89
7X99CTO1WW | A5DL | SFP 1000Base-T (RJ-45) Transceiver | 89
7X99CTO1WW | A5U1 | SKLM for System x w/SEDs - FoD per Install w/1Yr S&S | 199
7X99CTO1WW | AS6C | SKLM for System x w/SEDs - FoD per Install w/3Yr S&S | 299
7X99CTO1WW | ASR5 | Lenovo 0.5m LC-LC OM3 MMF Cable | 24
7X99CTO1WW | ASR6 | Lenovo 1m LC-LC OM3 MMF Cable | 24
7X99CTO1WW | ASR7 | Lenovo 3m LC-LC OM3 MMF Cable | 24
7X99CTO1WW | ASR8 | Lenovo 5m LC-LC OM3 MMF Cable | 29
7X99CTO1WW | ASR9 | Lenovo 10m LC-LC OM3 MMF Cable | 39
7X99CTO1WW | ASRA | Lenovo 15m LC-LC OM3 MMF Cable | 45
7X99CTO1WW | ASRB | Lenovo 25m LC-LC OM3 MMF Cable | 54
7X99CTO1WW | AT2R | Lenovo 1m Active DAC SFP+ Cables | 129
7X99CTO1WW | AT2S | Lenovo 3m Active DAC SFP+ Cables | 139
7X99CTO1WW | AT2T | Lenovo 5m Active DAC SFP+ Cables | 159
7X99CTO1WW | AT7S | Emulex VFA5.2 2x10 GbE SFP+ PCIe Adapter | 449
7X99CTO1WW | AT7T | Emulex VFA5.2 2x10 GbE SFP+ Adapter and FCoE/iSCSI SW | 1319
7X99CTO1WW | ATPX | Intel X550-T2 Dual Port 10GBase-T Adapter | 599
7X99CTO1WW | ATRH | Intel X710-DA2 ML2 2x10GbE SFP+ Adapter | 499
7X99CTO1WW | ATYX | Lenovo 1m SFP+ to SFP+ Active Optical Cable | 104
7X99CTO1WW | ATYY | Lenovo 3m SFP+ to SFP+ Active Optical Cable | 99
7X99CTO1WW | ATYZ | Lenovo 5m SFP+ to SFP+ Active Optical Cable | 114
7X99CTO1WW | ATZ0 | Lenovo 7m SFP+ to SFP+ Active Optical Cable | 129
7X99CTO1WW | ATZ1 | Lenovo 15m SFP+ to SFP+ Active Optical Cable | 169
7X99CTO1WW | ATZ2 | Lenovo 20m SFP+ to SFP+ Active Optical Cable | 169
7X99CTO1WW | ATZB | QLogic 16Gb Enhanced Gen5 FC Single-port HBA | 979
7X99CTO1WW | ATZC | QLogic 16Gb Enhanced Gen5 FC Dual-port HBA | 1339
7X99CTO1WW | ATZU | Emulex 16Gb Gen6 FC Single-port HBA | 949
7X99CTO1WW | ATZV | Emulex 16Gb Gen6 FC Dual-port HBA | 1309
7X99CTO1WW | AU0E | 0.5m Intel OPA 100 Series Passive Copper QSFP28 Cable | 79
7X99CTO1WW | AU0F | 0.75m Intel OPA Passive Copper QSFP28 Cable | 139
7X99CTO1WW | AU0G | 1m Intel OPA 100 Series Passive Copper QSFP28 Cable | 99
7X99CTO1WW | AU0H | 1.25m Intel OPA 100 Series Passive Copper QSFP28 Cable | 159
7X99CTO1WW | AU0J | 1.5m Intel OPA 100 Series Passive Copper QSFP28 Cable | 109
7X99CTO1WW | AU0K | 2m Intel OPA 100 Series Passive Copper QSFP28 Cable | 129
7X99CTO1WW | AU0M | 5m Intel OPA 100 Series Active Optical QSFP28 Cable | 899
7X99CTO1WW | AU0P | 15m Intel OPA 100 Series Active Optical QSFP28 Cable | 949
7X99CTO1WW | AU7Z | Emulex VFA5.2 ML2 2x10 GbE SFP+ Adapter and FCoE/iSCSI SW | 399
7X99CTO1WW | AUK7 | TPM 2.0 and Secure Boot | 0
7X99CTO1WW | AUKG | ThinkSystem 1Gb 2-port RJ45 LOM | 79
7X99CTO1WW | AUKJ | ThinkSystem 10Gb 2-port SFP+ LOM | 169
7X99CTO1WW | AUKL | ThinkSystem 10Gb 2-port Base-T LOM | 259
7X99CTO1WW | AUKN | ThinkSystem Emulex OCe14104B-NX PCIe 10Gb 4-Port SFP+ Ethernet Adapter | 539
7X99CTO1WW | AUKP | ThinkSystem Broadcom 57416 10GBASE-T 2-Port PCIe Ethernet Adapter | 479
7X99CTO1WW | AUKQ | ThinkSystem Broadcom NX-E ML2 10Gb 2-Port Base-T Ethernet Adapter | 529
7X99CTO1WW | AUKS | ThinkSystem Broadcom 57412 25GbE SFP28 1-Port PCIe Ethernet Adapter | 489
7X99CTO1WW | AUKW | ThinkSystem Intel I350-T4 ML2 1Gb 4-Port RJ45 Ethernet Adapter | 169
7X99CTO1WW | AUKX | ThinkSystem Intel X710-DA2 PCIe 10Gb 2-Port SFP+ Ethernet Adapter | 459
7X99CTO1WW | AULV | ThinkSystem 2.5" 300GB 15K SAS 12Gb Hot Swap 512n HDD | 339
7X99CTO1WW | AULW | ThinkSystem 2.5" 600GB 15K SAS 12Gb Hot Swap 512n HDD | 469
7X99CTO1WW | AULX | ThinkSystem 2.5" 900GB 15K SAS 12Gb Hot Swap 512e HDD | 639
7X99CTO1WW | AULY | ThinkSystem 2.5" 300GB 10K SAS 12Gb Hot Swap 512n HDD | 289
7X99CTO1WW | AULZ | ThinkSystem 2.5" 600GB 10K SAS 12Gb Hot Swap 512n HDD | 319
7X99CTO1WW | AUM0 | ThinkSystem 2.5" 900GB 10K SAS 12Gb Hot Swap 512n HDD | 389
7X99CTO1WW | AUM1 | ThinkSystem 2.5" 1.2TB 10K SAS 12Gb Hot Swap 512n HDD | 389
7X99CTO1WW | AUM2 | ThinkSystem 2.5" 1.8TB 10K SAS 12Gb Hot Swap 512e HDD | 589
7X99CTO1WW | AUM4 | ThinkSystem 2.5" 300GB 10K SAS 12Gb Hot Swap 512n HDD SED | 339
7X99CTO1WW | AUM5 | ThinkSystem 2.5" 600GB 10K SAS 12Gb Hot Swap 512n HDD SED | 635
7X99CTO1WW | AUM6 | ThinkSystem 2.5" 1TB 7.2K SAS 12Gb Hot Swap 512n HDD | 469
7X99CTO1WW | AUM7 | ThinkSystem 2.5" 2TB 7.2K SAS 12Gb Hot Swap 512n HDD | 839
7X99CTO1WW | AUMU | ThinkSystem M.2 Enablement Kit | 39
7X99CTO1WW | AUMV | ThinkSystem M.2 with Mirroring Enablement Kit | 149
7X99CTO1WW | AUNB | ThinkSystem 16GB TruDDR4 2666 MHz (1Rx4 1.2V) RDIMM | 289
7X99CTO1WW | AUNC | ThinkSystem 16GB TruDDR4 2666 MHz (2Rx8 1.2V) RDIMM | 319
7X99CTO1WW | AUND | ThinkSystem 32GB TruDDR4 2666 MHz (2Rx4 1.2V) RDIMM | 609
7X99CTO1WW | AUNE | ThinkSystem 64GB TruDDR4 2666 MHz (4Rx4 1.2V) LRDIMM | 1259
7X99CTO1WW | AUNG | ThinkSystem RAID 530-8i PCIe 12Gb Adapter | 299
7X99CTO1WW | AUNJ | ThinkSystem RAID 930-8i 2GB Flash PCIe 12Gb Adapter | 1009
7X99CTO1WW | AUNK | ThinkSystem RAID 930-16i 4GB Flash PCIe 12Gb Adapter | 1529
7X99CTO1WW | AUNL | ThinkSystem 430-8i SAS/SATA 12Gb HBA | 299
7X99CTO1WW | AUNM | ThinkSystem 430-16i SAS/SATA 12Gb HBA | 589
7X99CTO1WW | AUNN | ThinkSystem 430-16e SAS/SATA 12Gb HBA | 609
7X99CTO1WW | AUNP | FBU345 SuperCap | 135
7X99CTO1WW | AUNQ | ThinkSystem RAID 930-8e 4GB Flash PCIe 12Gb Adapter | 1689
7X99CTO1WW | AUNR | ThinkSystem 430-8e SAS/SATA 12Gb HBA | 299
7X99CTO1WW | AUPW | ThinkSystem XClarity Controller Standard to Enterprise Upgrade | 100
7X99CTO1WW | AUR5 | ThinkSystem 2U/Twr 2.5" AnyBay 8-Bay Backplane | 499
7X99CTO1WW | AUR6 | ThinkSystem 2U 3.5" SATA/SAS 8-Bay Backplane | 175
7X99CTO1WW | AUR8 | ThinkSystem 2U 3.5" AnyBay 12-Bay Backplane | 315
7X99CTO1WW | AUR9 | ThinkSystem 2U 3.5" SATA/SAS 12-Bay Backplane | 219
7X99CTO1WW | AURA | ThinkSystem 2U/Twr 2.5" SATA/SAS 8-Bay Backplane | 229
7X99CTO1WW | AURD | ThinkSystem 2U left EIA Latch Standard | 15
7X99CTO1WW | AURH | ThinkSystem Right EIA Latch Standard | 15
7X99CTO1WW | AURM | ThinkSystem SR550/SR650/SR590 Right EIA Latch with FIO | 75
7X99CTO1WW | AURP | Lenovo ThinkSystem 2U 2FH Riser Bracket | 25
7X99CTO1WW | AURQ | Lenovo ThinkSystem 2U 3FH Riser Bracket | 29
7X99CTO1WW | AURR | ThinkSystem M3.5 Screw for Riser 2x2pcs and Planar 5pcs | 0
7X99CTO1WW | AURX | ThinkSystem 2U Security Bezel | 45
7X99CTO1WW | AURZ | ThinkSystem SR590/SR650 Rear HDD/SSD Kit | 249
7X99CTO1WW | AUS1 | Lenovo ThinkSystem 2U OP Panel Cage for 8x3.5"Config | 55
7X99CTO1WW | AUS8 | ThinkSystem 2U EIA Latch w/ VGA Upgrade Kit | 49
7X99CTO1WW | AUSA | Lenovo ThinkSystem M3.5" Screw for EIA | 0
7X99CTO1WW | AUSL | ThinkSystem COM Port Upgrade Kit | 19
7X99CTO1WW | AUU1 | ThinkSystem 8GB TruDDR4 2666 MHz (1Rx8 1.2V) RDIMM | 189
7X99CTO1WW | AUU2 | ThinkSystem 3.5" 300GB 15K SAS 12Gb Hot Swap 512n HDD | 359
7X99CTO1WW | AUU3 | ThinkSystem 3.5" 600GB 15K SAS 12Gb Hot Swap 512n HDD | 479
7X99CTO1WW | AUU4 | ThinkSystem 3.5" 1TB 7.2K SAS 12Gb Hot Swap 512n HDD | 299
7X99CTO1WW | AUU5 | ThinkSystem 3.5" 2TB 7.2K SAS 12Gb Hot Swap 512n HDD | 339
7X99CTO1WW | AUU6 | ThinkSystem 3.5" 4TB 7.2K SAS 12Gb Hot Swap 512n HDD | 419
7X99CTO1WW | AUU7 | ThinkSystem 3.5" 6TB 7.2K SAS 12Gb Hot Swap 512e HDD | 549
7X99CTO1WW | AUU8 | ThinkSystem 3.5" 4TB 7.2K SATA 6Gb Hot Swap 512n HDD | 389
7X99CTO1WW | AUU9 | ThinkSystem 3.5" 8TB 7.2K SATA 6Gb Hot Swap 512e HDD | 599
7X99CTO1WW | AUUA | ThinkSystem 3.5" 6TB 7.2K SATA 6Gb Hot Swap 512e HDD | 529
7X99CTO1WW | AUUB | ThinkSystem 3.5" 10TB 7.2K SATA 6Gb Hot Swap 512e HDD | 829
7X99CTO1WW | AUUC | ThinkSystem 3.5" 900GB 15K SAS 12Gb Hot Swap 512e HDD | 679
7X99CTO1WW | AUUD | ThinkSystem 3.5" 2TB 7.2K SATA 6Gb Hot Swap 512n HDD | 319
7X99CTO1WW | AUUE | ThinkSystem 2.5" 1TB 7.2K SATA 6Gb Hot Swap 512n HDD | 469
7X99CTO1WW | AUUF | ThinkSystem 3.5" 1TB 7.2K SATA 6Gb Hot Swap 512n HDD | 269
7X99CTO1WW | AUUG | ThinkSystem 3.5" 10TB 7.2K SAS 12Gb Hot Swap 512e HDD | 849
7X99CTO1WW | AUUH | ThinkSystem 3.5" 4TB 7.2K SAS 12Gb Hot Swap 512n HDD FIPS | 829
7X99CTO1WW | AUUJ | ThinkSystem 2.5" 2TB 7.2K SATA 6Gb Hot Swap 512e HDD | 849
7X99CTO1WW | AUUL | ThinkSystem M.2 32GB SATA 6Gbps Non-Hot Swap SSD | 109
7X99CTO1WW | AUUV | ThinkSystem M.2 128GB SATA 6Gbps Non-Hot Swap SSD | 159
7X99CTO1WW | AUV2 | ThinkSystem 1610-4P NVMe Switch Adapter | 929
7X99CTO1WW | AUZS | ThinkSystem 1TB 7.2K 6Gbps SATA 3.5" Simple Swap 512n HDD | 229
7X99CTO1WW | AUZT | ThinkSystem 2TB 7.2K 6Gbps SATA 3.5" Simple Swap 512n HDD | 429
7X99CTO1WW | AUZU | ThinkSystem 4TB 7.2K 6Gbps SATA 3.5" Simple Swap 512n HDD | 599
7X99CTO1WW | AUZV | ThinkSystem Broadcom 5719 1GbE RJ45 4-Port PCIe Ethernet Adapter | 159
7X99CTO1WW | AUZW | ThinkSystem I350-T4 PCIe 1Gb 4-Port RJ45 Ethernet Adapter | 379
7X99CTO1WW | AUZX | ThinkSystem Broadcom 5720 1GbE RJ45 2-Port PCIe Ethernet Adapter | 129
7X99CTO1WW | AUZY | ThinkSystem I350-T2 PCIe 1Gb 2-Port RJ45 Ethernet Adapter | 179
7X99CTO1WW | AUZZ | ThinkSystem I350-F1 PCIe 1Gb 1-Port SFP Ethernet Adapter | 379
7X99CTO1WW | AV1B | Lenovo 25GBase-SR SFP28 Transceiver | 449
7X99CTO1WW | AV1F | Lenovo 3m 25G SFP28 Active Optical Cable | 489
7X99CTO1WW | AV1G | Lenovo 5m 25G SFP28 Active Optical Cable | 489
7X99CTO1WW | AV1H | Lenovo 10m 25G SFP28 Active Optical Cable | 499
7X99CTO1WW | AV1J | Lenovo 15m 25G SFP28 Active Optical Cable | 497
7X99CTO1WW | AV1K | Lenovo 20m 25G SFP28 Active Optical Cable | 519
7X99CTO1WW | AV1W | Lenovo 1m Passive 25G SFP28 DAC Cable | 69
7X99CTO1WW | AV1X | Lenovo 3m Passive 25G SFP28 DAC Cable | 79
7X99CTO1WW | AV1Y | Lenovo 5m Passive 25G SFP28 DAC Cable | 159
7X99CTO1WW | AVUT | ThinkSystem XClarity Controller Standard to Advanced Upgrade | 50
7X99CTO1WW | AVUX | On Board SATA AHCI Mode | 0
7X99CTO1WW | AVV0 | On Board SATA Software RAID Mode | 0
7X99CTO1WW | AVV8 | ThinkSystem External USB DVD-RW Optical Disk Drive | 79
7X99CTO1WW | AWDZ | Intel Xeon Gold 6138 20C 125W 2.0GHz Processor | 4099
7X99CTO1WW | AWE4 | Intel Xeon Gold 6130T 16C 125W 2.1GHz Processor | 3129
7X99CTO1WW | AWE5 | Intel Xeon Gold 6126T 12C 125W 2.6GHz Processor | 2979
7X99CTO1WW | AWE8 | Intel Xeon Gold 5120T 14C 105W 2.2GHz Processor | 2699
7X99CTO1WW | AWEA | Intel Xeon Silver 4116T 12C 85W 2.1GHz Processor | 1979
7X99CTO1WW | AWEE | Intel Xeon Silver 4110 8C 85W 2.1GHz Processor | 909
7X99CTO1WW | AWEH | Intel Xeon Bronze 3106 8C 85W 1.7GHz Processor | 599
7X99CTO1WW | AWEK | Intel Xeon Platinum 8160T 24C 150W 2.1GHz Processor | 9129
7X99CTO1WW | AWEL | Intel Xeon Gold 6126 12C 125W 2.6GHz Processor | 2869
7X99CTO1WW | AWEM | Intel Xeon Gold 6138T 20C 125W 2.0GHz Processor | 4349
7X99CTO1WW | AWEN | Intel Xeon Gold 6130 16C 125W 2.1GHz Processor | 2999
7X99CTO1WW | AWEP | Intel Xeon Gold 5118 12C 105W 2.3GHz Processor | 2019
7X99CTO1WW | AWEQ | Intel Xeon Gold 5119T 14C 85W 2.0GHz Processor | 2549
7X99CTO1WW | AWER | Intel Xeon Silver 4116 12C 85W 2.1GHz Processor | 1649
7X99CTO1WW | AWES | Intel Xeon Silver 4114T 10C 85W 2.2GHz Processor | 1369
7X99CTO1WW | AWET | Intel Xeon Silver 4109T 8C 70W 2.0GHz Processor | 949
7X99CTO1WW | AX8A | 4.3m, 13A/120V, C13 to NEMA 5-15P (US) Line Cord | 19
7X99CTO1WW | AXC6 | ThinkSystem 8TB 7.2K 6Gbps SATA 3.5" Simple Swap 512e HDD | 1199
7X99CTO1WW | AXC7 | ThinkSystem 6TB 7.2K 6Gbps SATA 3.5" Simple Swap 512e HDD | 999
7X99CTO1WW | AXC8 | ThinkSystem 3.5" 10TB 7.2K SATA 6Gb Simple Swap 512e HDD | 1499
7X99CTO1WW | AXCA | ThinkSystem Toolless Slide Rail | 99
7X99CTO1WW | AXCH | ThinkSystem Toolless Slide Rail Kit with 2U CMA | 149
7X99CTO1WW | AXE5 | ThinkSystem SR590/SR570 MB | 1415
7X99CTO1WW | AXE6 | ThinkSystem 750W(230/115V) Platinum Hot-Swap Power Supply | 399
7X99CTO1WW | AXE7 | ThinkSystem 750W(230V) Titanium Hot-Swap Power Supply | 549
7X99CTO1WW | AXE8 | ThinkSystem 550W(230V/115V) Platinum Hot-Swap Power Supply | 349
7X99CTO1WW | AXEA | ThinkSystem SR590 2.5" Chassis with 8 or 16 Bays | 805
7X99CTO1WW | AXEB | ThinkSystem SR590 3.5" Chassis with 8 or 12 Bays | 745
7X99CTO1WW | AXFM | ThinkSystem Toolless Friction Rail | 69
7X99CTO1WW | AXFN | ThinkSystem Screw-in Slide Rail | 129
7X99CTO1WW | AXFS | VMware ESXi 6.0 U3 (factory installed) | 0
7X99CTO1WW | AXFT | VMware ESXi 6.5 U1 (factory installed) | 0
7X99CTO1WW | AXFU | ThinkSystem 2U CMA Upgrade Kit for Screw-in Slide Rail | 49
7X99CTO1WW | B0ML | Feature Enable TPM on MB | 0
7X99CTO1WW | B0N4 | 2.0m, 10A/100-250V, C13 to IEC 320-C14 Rack Power Cable | 29
7X99CTO1WW | B0N5 | 1.0m, 13A/100-250V, C13 to C14 Jumper Cord | 25
7X99CTO1WW | B0N6 | 1.5m, 13A/100-250V, C13 to C14 Jumper Cord | 29
7X99CTO1WW | B0RJ | 10GBASE-LR SFP+Transceiver | 350
7X99CTO1WW | B0TD | ThinkSystem Screw-in Slide Rail Kit with 2U CMA | 149
7X99CTO1WW | B0YR | ThinkSystem 3.5" 8TB 7.2K SAS 12Gb Hot Swap 512e HDD | 659
7X99CTO1WW | B0YS | ThinkSystem 2.5" 2.4TB 10K SAS 12Gb Hot Swap 512e HDD | 629
7X99CTO1WW | B0Z0 | ThinkSystem 2.5" Intel S4500 960GB Entry SATA 6Gb Hot Swap SSD | 1219
7X99CTO1WW | B0Z5 | ThinkSystem 3.5" Intel S4500 960GB Entry SATA 6Gb Hot Swap SSD | 1199
7X99CTO1WW | B117 | ThinkSystem 3.5" 12TB 7.2K SAS 12Gb Hot Swap 512e HDD | 949
7X99CTO1WW | B118 | ThinkSystem 3.5" 12TB 7.2K SATA 6Gb Hot Swap 512e HDD | 1829
7X99CTO1WW | B135 | ThinkSystem 2U CMA Upgrade Kit for Toolless Slide Rail | 59
7X99CTO1WW | B137 | Intel Xeon Gold 5117 14C 105W 2.0GHz Processor | 2199
7X99CTO1WW | B173 | Companion Part for XClarity Controller Standard to Enterprise Upgrade in Factory | 0
7X99CTO1WW | B17B | ThinkSystem SR590 3.5" SATA 8-Bay Simple Swap Backplane | 145
7X99CTO1WW | B1JJ | ThinkSystem 3.5" 300GB 10K SAS 12Gb Hot Swap 512n HDD | 289
7X99CTO1WW | B21R | ThinkSystem QLogic QL41262 10/25GbE SFP28 2-Port PCIe Ethernet Adapter | 409
7X99CTO1WW | B21W | ThinkSystem U.2 Toshiba CM5-V 800GB Mainstream NVMe PCIe 3.0 x4 Hot Swap SSD | 859
7X99CTO1WW | B21X | ThinkSystem U.2 Toshiba CM5-V 1.6TB Mainstream NVMe PCIe 3.0 x4 Hot Swap SSD | 3449
7X99CTO1WW | B21Y | ThinkSystem U.2 Toshiba CM5-V 3.2TB Mainstream NVMe PCIe 3.0 x4 Hot Swap SSD | 6999
7X99CTO1WW | B260 | ThinkSystem SR590 x16/x8 PCIE Riser 1 | 65
7X99CTO1WW | B261 | ThinkSystem SR590 x8/x8/x8 PCIE Riser 1 | 59
7X99CTO1WW | B262 | ThinkSystem SR590 x16/x8 PCIe Riser 2 | 65
7X99CTO1WW | B263 | ThinkSystem SR590 x8 ML2/x8/X8 PCIE Riser 1 | 69
7X99CTO1WW | B279 | SR590 Velcro for 12X3.5" mini-SAS Cable Tie | 5
7X99CTO1WW | B2X4 | ThinkSystem 2.5" 5200 1.92TB Entry SATA 6Gb Hot Swap SSD | 899
7X99CTO1WW | B2X6 | ThinkSystem 2.5" 5200 7.68TB Entry SATA 6Gb Hot Swap SSD | 4999
7X99CTO1WW | B2X9 | ThinkSystem 3.5" 5200 1.92TB Entry SATA 6Gb Hot Swap SSD | 909
7X99CTO1WW | B2XB | ThinkSystem 3.5" 5200 7.68TB Entry SATA 6Gb Hot Swap SSD | 4999
7X99CTO1WW | B2XJ | ThinkSystem U.2 Toshiba CM5-V 6.4TB Mainstream NVMe PCIe 3.0 x4 Hot Swap SSD | 12829
7X99CTO1WW | B30W | Custom MFG SVCS Fee - Medium Increment | 30
7X99CTO1WW | B30X | Custom MFG SVCS Fee - Large Increment | 300
7X99CTO1WW | B31E | ThinkSystem RAID 930-16i 8GB Flash PCIe 12Gb Adapter | 2389
7X99CTO1WW | B31F | ThinkSystem M.2 480GB SSD Thermal Kit | 40
7X99CTO1WW | B31G | ThinkSystem QLogic QL41134 PCIe 10Gb 4-Port Base-T Ethernet Adapter | 799
7X99CTO1WW | B34H | ThinkSystem 2.5" PM883 240GB Entry SATA 6Gb Hot Swap SSD | 219
7X99CTO1WW | B34J | ThinkSystem 2.5" PM883 480GB Entry SATA 6Gb Hot Swap SSD | 279
7X99CTO1WW | B34K | ThinkSystem 2.5" PM883 960GB Entry SATA 6Gb Hot Swap SSD | 449
7X99CTO1WW | B34L | ThinkSystem 2.5" PM883 1.92TB Entry SATA 6Gb Hot Swap SSD | 889
7X99CTO1WW | B34M | ThinkSystem 2.5" PM883 3.84TB Entry SATA 6Gb Hot Swap SSD | 1739
7X99CTO1WW | B34N | ThinkSystem U.2 PM983 1.92TB Entry NVMe PCIe 3.0 x4 Hot Swap SSD | 939
7X99CTO1WW | B34P | ThinkSystem U.2 PM983 3.84TB Entry NVMe PCIe 3.0 x4 Hot Swap SSD | 1839
7X99CTO1WW | B3VW | VMware ESXi 6.5 U2 (Factory Installed) | 0
7X99CTO1WW | B3VX | VMware ESXi 6.7 (Factory Installed) | 0
7X99CTO1WW | B488 | ThinkSystem 2.5" 5200 240GB Mainstream SATA 6Gb Hot Swap SSD | 469
7X99CTO1WW | B48B | ThinkSystem 2.5" 5200 1.92TB Mainstream SATA 6Gb Hot Swap SSD | 2129
7X99CTO1WW | B48C | ThinkSystem 2.5" 5200 3.84TB Mainstream SATA 6Gb Hot Swap SSD | 4869
7X99CTO1WW | B48D | ThinkSystem 3.5" 5200 240GB Mainstream SATA 6Gb Hot Swap SSD | 469
7X99CTO1WW | B48G | ThinkSystem 3.5" 5200 1.92TB Mainstream SATA 6Gb Hot Swap SSD | 2139
7X99CTO1WW | B48H | ThinkSystem 3.5" 5200 3.84TB Mainstream SATA 6Gb Hot Swap SSD | 4859
7X99CTO1WW | B496 | ThinkSystem 3.5" 14TB 7.2K SAS 12Gb Hot Swap 512e HDD | 1199
7X99CTO1WW | B497 | ThinkSystem 3.5" 14TB 7.2K SATA 6Gb Hot Swap 512e HDD | 1149
7X99CTO1WW | B498 | ThinkSystem 2.5" Intel S4510 240GB Entry SATA 6Gb Hot Swap SSD | 149
7X99CTO1WW | B499 | ThinkSystem 2.5" Intel S4510 480GB Entry SATA 6Gb Hot Swap SSD | 309
7X99CTO1WW | B49A | ThinkSystem 2.5" Intel S4510 960GB Entry SATA 6Gb Hot Swap SSD | 529
7X99CTO1WW | B49B | ThinkSystem 2.5" Intel S4510 1.92TB Entry SATA 6Gb Hot Swap SSD | 1049
7X99CTO1WW | B49C | ThinkSystem 2.5" Intel S4510 3.84TB Entry SATA 6Gb Hot Swap SSD | 1979
7X99CTO1WW | B49D | ThinkSystem 3.5" Intel S4510 240GB Entry SATA 6Gb Hot Swap SSD | 149
7X99CTO1WW | B49E | ThinkSystem 3.5" Intel S4510 480GB Entry SATA 6Gb Hot Swap SSD | 209
7X99CTO1WW | B49F | ThinkSystem 3.5" Intel S4510 960GB Entry SATA 6Gb Hot Swap SSD | 539
7X99CTO1WW | B49G | ThinkSystem 3.5" Intel S4510 1.92TB Entry SATA 6Gb Hot Swap SSD | 1059
7X99CTO1WW | B49H | ThinkSystem 3.5" Intel S4510 3.84TB Entry SATA 6Gb Hot Swap SSD | 1989
7X99CTO1WW | B49L | ThinkSystem 2.5" Intel S4610 240GB Mainstream SATA 6Gb Hot Swap SSD | 399
7X99CTO1WW | B49M | ThinkSystem 2.5" Intel S4610 480GB Mainstream SATA 6Gb Hot Swap SSD | 479
7X99CTO1WW | B49N | ThinkSystem 2.5" Intel S4610 960GB Mainstream SATA 6Gb Hot Swap SSD | 699
7X99CTO1WW | B49P | ThinkSystem 2.5" Intel S4610 1.92TB Mainstream SATA 6Gb Hot Swap SSD | 1289
7X99CTO1WW | B49Q | ThinkSystem 2.5" Intel S4610 3.84TB Mainstream SATA 6Gb Hot Swap SSD | 2499
7X99CTO1WW | B49R | ThinkSystem 3.5" Intel S4610 240GB Mainstream SATA 6Gb Hot Swap SSD | 409
7X99CTO1WW | B49S | ThinkSystem 3.5" Intel S4610 480GB Mainstream SATA 6Gb Hot Swap SSD | 309
7X99CTO1WW | B49T | ThinkSystem 3.5" Intel S4610 960GB Mainstream SATA 6Gb Hot Swap SSD | 1029
7X99CTO1WW | B49U | ThinkSystem 3.5" Intel S4610 1.92TB Mainstream SATA 6Gb Hot Swap SSD | 1799
7X99CTO1WW | B49V | ThinkSystem 3.5" Intel S4610 3.84TB Mainstream SATA 6Gb Hot Swap SSD | 3579
7X99CTO1WW | B4A2 | ThinkSystem 2.5" PM1645 3.2TB Mainstream SAS 12Gb Hot Swap SSD | 2579
7X99CTO1WW | B4A5 | ThinkSystem 3.5" PM1645 3.2TB Mainstream SAS 12Gb Hot Swap SSD | 2589
7X99CTO1WW | B4A7 | ThinkSystem 2.5" PM1643 3.84TB Capacity SAS 12Gb Hot Swap SSD | 2579
7X99CTO1WW | B4A8 | ThinkSystem 3.5" PM1643 3.84TB Capacity SAS 12Gb Hot Swap SSD | 1869
7X99CTO1WW | B4D2 | ThinkSystem 2.5" PM883 7.68TB Entry SATA 6Gb Hot Swap SSD | 3379
7X99CTO1WW | B4D3 | ThinkSystem U.2 PM983 7.68TB Entry NVMe PCIe3.0 x4 Hot Swap SSD | 4999
7X99CTO1WW | B4H1 | ThinkSystem 8GB TruDDR4 2933MHz (1Rx8 1.2V) RDIMM | 219
7X99CTO1WW | B4H2 | ThinkSystem 16GB TruDDR4 2933MHz (2Rx8 1.2V) RDIMM | 319
7X99CTO1WW | B4H3 | ThinkSystem 32GB TruDDR4 2933MHz (2Rx4 1.2V) RDIMM | 619
7X99CTO1WW | B4H4 | ThinkSystem 64GB TruDDR4 2933MHz (2Rx4 1.2V) RDIMM | 1279
7X99CTO1WW | B4HC | Intel Xeon Gold 6252 24C 150W 2.1GHz Processor | 5909
7X99CTO1WW | B4HE | Intel Xeon Gold 6248 20C 150W 2.5GHz Processor | 5049
7X99CTO1WW | B4HF | Intel Xeon Gold 6244 8C 150W 3.6GHz Processor | 4699
7X99CTO1WW | B4HG | Intel Xeon Gold 6242 16C 150W 2.8GHz Processor | 4419
7X99CTO1WW | B4HH | Intel Xeon Gold 6240 18C 150W 2.6GHz Processor | 3819
7X99CTO1WW | B4HJ | Intel Xeon Gold 6230 20C 125W 2.1GHz Processor | 3099
7X99CTO1WW | B4HK | Intel Xeon Gold 5220 18C 125W 2.2GHz Processor | 2599
7X99CTO1WW | B4HL | Intel Xeon Gold 5218 16C 125W 2.3GHz Processor | 2019
7X99CTO1WW | B4HM | Intel Xeon Gold 5217 8C 115W 3.0GHz Processor | 2659
7X99CTO1WW | B4HN | Intel Xeon Gold 5215 10C 85W 2.5GHz Processor | 2019
7X99CTO1WW | B4HP | Intel Xeon Silver 4216 16C 100W 2.1GHz Processor | 1649
7X99CTO1WW | B4HQ | Intel Xeon Silver 4215 8C 85W 2.5GHz Processor | 1399
7X99CTO1WW | B4HR | Intel Xeon Silver 4214 12C 85W 2.2GHz Processor | 1169
7X99CTO1WW | B4HS | Intel Xeon Silver 4210 10C 85W 2.2GHz Processor | 859
7X99CTO1WW | B4HT | Intel Xeon Silver 4208 8C 85W 2.1GHz Processor | 799
7X99CTO1WW | B4HU | Intel Xeon Bronze 3204 6C 85W 1.9GHz Processor | 439
7X99CTO1WW | B4LV | ThinkSystem 128GB TruDDR4 2666MHz (1.2V) Intel Optane DC Persistent Memory | 1089
7X99CTO1WW | B4LW | ThinkSystem 256GB TruDDR4 2666MHz (1.2V) Intel Optane DC Persistent Memory | 4689
7X99CTO1WW | B4LX | ThinkSystem 512GB TruDDR4 2666MHz (1.2V) Intel Optane DC Persistent Memory | 18319
7X99CTO1WW | B4LY | ThinkSystem 16GB TruDDR4 2933 MHz (1Rx4 1.2V) RDIMM | 289
7X99CTO1WW | B4NF | ThinkSystem SR590/SR570 Refresh MB | 1415
7X99CTO1WW | B4NV | Intel Xeon Gold 6240Y 18/14/8C 150W 2.6GHz Processor | 5345
7X99CTO1WW | B4NW | Intel Xeon Silver 4214Y 12/10/8C 85W 2.2GHz Processor | 1519
7X99CTO1WW | B4P2 | Intel Xeon Gold 6238T 22C 125W 1.9GHz Processor | 4349
7X99CTO1WW | B4P3 | Intel Xeon Gold 5218T 16C 105W 2.1GHz Processor | 2399
7X99CTO1WW | B4P4 | Intel Xeon Silver 4209T 8C 70W 2.2GHz Processor | 929
7X99CTO1WW | B4P9 | Intel Xeon Gold 5215L 10C 85W 2.5GHz Processor | 17019
7X99CTO1WW | B4RQ | ThinkSystem RAID 730-8i 2GB Flash PCIe 12Gb Adapter | 879
7X99CTO1WW | B4X6 | SuperCap for Raid 730-8i 2GB | 149
7X99CTO1WW | B4XA | VMware ESXi 6.7 U1 (Factory Installed) | 0
7X99CTO1WW | B4Y4 | ThinkSystem 2.5" SS530 400GB Performance SAS 12Gb Hot Swap SSD | 1479
7X99CTO1WW | B4Y5 | ThinkSystem 2.5" SS530 800GB Performance SAS 12Gb Hot Swap SSD | 2299
7X99CTO1WW | B4Y7 | ThinkSystem 2.5" SS530 3.2TB Performance SAS 12Gb Hot Swap SSD | 7859
7X99CTO1WW | B4Y8 | ThinkSystem 3.5" SS530 800GB Performance SAS 12Gb Hot Swap SSD | 2279
7X99CTO1WW | B4YA | ThinkSystem 3.5" SS530 3.2TB Performance SAS 12Gb Hot Swap SSD | 7759
7X99CTO1WW | B528 | Intel Optane DC Persistent Memory - Memory Mode only | 0
7X99CTO1WW | B529 | Intel Optane DC Persistent Memory - App Direct Mode only | 0
7X99CTO1WW | B52A | Intel Optane DC Persistent Memory - Mixed Memory Mode | 0
7X99CTO1WW | B58F | ThinkSystem U.2 Intel P4510 1.0TB Entry NVMe PCIe3.0 x4 Hot Swap SSD | 539
7X99CTO1WW | B58G | ThinkSystem U.2 Intel P4510 2.0TB Entry NVMe PCIe3.0 x4 Hot Swap SSD | 1459
7X99CTO1WW | B5RX | Intel Xeon Gold 6210U 20C 150W 2.5GHz Processor | 2449
7X99CTO1WW | B5RY | Intel Xeon Gold 6230N 20C 125W 2.3GHz Processor | 3239
7X99CTO1WW | B5RZ | Intel Xeon Platinum 8253 16C 125W 2.2GHz Processor | 5299
7X99CTO1WW | B5S1 | Intel Xeon Gold 5222 4C 105W 3.8GHz Processor | 1999
7X99CTO1WW | B5S2 | Intel Xeon Platinum 8256 4C 105W 3.8GHz Processor | 12099
7X99CTO1WW | B5T0 | ThinkSystem Broadcom 57414 10/25GbE SFP28 2-port PCIe Ethernet Adapter | 389
7X99CTO1WW | B6BS | Intel Xeon Gold 5218B 16C 125W 2.3GHz Processor | 2019
7X99CTO1WW | B6CE | ThinkSystem RAID 530-16i PCIe 12Gb Adapter | 589
7X99CTO1WW | B6CJ | Intel Xeon Gold 6238 22C 140W 2.1GHz Processor | 4799
7X99CTO1WW | B6CK | Intel Xeon Gold 6234 8C 130W 3.3GHz Processor | 3999
7X99CTO1WW | B6CL | Intel Xeon Gold 6226 12C 125W 2.7GHz Processor | 3299
7X99CTO1WW | B6CP | Intel Xeon Gold 6230T 20C 125W 2.1GHz Processor | 3599
7X99CTO1WW | B6CQ | Intel Xeon Gold 5220T 18C 105W 1.9GHz Processor | 3199
7X99CTO1WW | B6CR | Intel Xeon Gold 6238L 22C 140W 2.1GHz Processor | 14599
7X99CTO1WW | B6CS | Intel Xeon Gold 6240L 18C 150W 2.6GHz Processor | 14299
7X99CTO1WW | B6CT | Intel Xeon Gold 6252N 24C 150W 2.3GHz Processor | 7699
7X99CTO1WW | B6CU | Intel Xeon Gold 6262V 24C 135W 1.9GHz Processor | 5399
7X99CTO1WW | B6CV | Intel Xeon Gold 6222V 20C 115W 1.8GHz Processor | 2999
7X99CTO1WW | B6CW | Intel Xeon Gold 5220S 18C 125W 2.7GHz Processor | 3699
7X99CTO1WW | B6CX | Intel Xeon Gold 6209U 20C 125W 2.1GHz Processor | 2309
7X99CTO1WW | B6JY | ThinkSystem 3.5" PM883 1.92TB Entry SATA 6Gb Hot Swap SSD | 1159
7X99CTO1WW | B6JZ | ThinkSystem 3.5" PM883 3.84TB Entry SATA 6Gb Hot Swap SSD | 2219
7X99CTO1WW | B6TM | ThinkSystem 3.5" PM883 240GB Entry SATA 6Gb Hot Swap SSD | 239
7X99CTO1WW | B6TN | ThinkSystem 3.5" PM883 480GB Entry SATA 6Gb Hot Swap SSD | 359
7X99CTO1WW | B6TP | ThinkSystem 3.5" PM883 960GB Entry SATA 6Gb Hot Swap SSD | 599
7X99CTO1WW | B6U0 | VMware ESXi 6.5 U3 (factory installed) | 0
7X99CTO1WW | B6U1 | VMware ESXi 6.7 U2 (factory installed) | 0
7X99CTO1WW | B7EW | ThinkSystem 2.5" 5210 1.92TB Entry SATA 6Gb Hot Swap QLC SSD | 759
7X99CTO1WW | B7EX | ThinkSystem 2.5" 5210 3.84TB Entry SATA 6Gb Hot Swap QLC SSD | 1489
7X99CTO1WW | B7EY | ThinkSystem 2.5" 5210 7.68TB Entry SATA 6Gb Hot Swap QLC SSD | 2779
7X99CTO1WW | B7EZ | ThinkSystem 3.5" 16TB 7.2K SAS 12Gb Hot Swap 512e HDD | 1309
7X99CTO1WW | B7F0 | ThinkSystem 3.5" 16TB 7.2K SATA 6Gb Hot Swap 512e HDD | 1289
7X99CTO1WW | B7N3 | Intel Xeon Bronze 3206R 8C 85W 1.9GHz Processor | 559
7X99CTO1WW | B7N5 | Intel Xeon Silver 4210R 10C 100W 2.4GHz Processor | 899
7X99CTO1WW | B7N6 | Intel Xeon Silver 4214R 12C 100W 2.4GHz Processor | 1259
7X99CTO1WW | B7N9 | Intel Xeon Gold 5220R 24C 150W 2.2GHz Processor | 2739
7X99CTO1WW | B88T | VMware ESXi 6.7 U3 (factory installed) | 0
7X99CTO1WW | B8HP | ThinkSystem 2.5" 5300 960GB Entry SATA 6Gb Hot Swap SSD | 489
7X99CTO1WW | B8HQ | ThinkSystem 3.5" 5300 3.84TB Entry SATA 6Gb Hot Swap SSD | 2179
7X99CTO1WW | B8HR | ThinkSystem 3.5" 5300 1.92TB Mainstream SATA 6Gb Hot Swap SSD | 1829
7X99CTO1WW | B8HS | ThinkSystem M.2 5300 240GB SATA 6Gbps Non-Hot Swap SSD | 359
7X99CTO1WW | B8HT | ThinkSystem 3.5" PM1645a 800GB Mainstream SAS 12Gb Hot Swap SSD | 829
7X99CTO1WW | B8HU | ThinkSystem 2.5" PM1645a 800GB Mainstream SAS 12Gb Hot Swap SSD | 819
7X99CTO1WW | B8HV | ThinkSystem 2.5" 5300 240GB Entry SATA 6Gb Hot Swap SSD | 359
7X99CTO1WW | B8HW | ThinkSystem HHHL PM1735 3.2TB Mainstream NVMe PCIe4.0 x8 Flash Adapter | 3179
7X99CTO1WW | B8HX | ThinkSystem 3.5" 5300 3.84TB Mainstream SATA 6Gb Hot Swap SSD | 3119
7X99CTO1WW | B8HY | ThinkSystem 2.5" 5300 480GB Mainstream SATA 6Gb Hot Swap SSD | 429
7X99CTO1WW | B8HZ | ThinkSystem 3.5" 5300 1.92TB Entry SATA 6Gb Hot Swap SSD | 1139
7X99CTO1WW | B8J0 | ThinkSystem 3.5" 5300 960GB Mainstream SATA 6Gb Hot Swap SSD | 929
7X99CTO1WW | B8J1 | ThinkSystem 2.5" 5300 240GB Mainstream SATA 6Gb Hot Swap SSD | 409
7X99CTO1WW | B8J2 | ThinkSystem 2.5" 5300 7.68TB Entry SATA 6Gb Hot Swap SSD | 3649
7X99CTO1WW | B8J3 | ThinkSystem 3.5" 5300 7.68TB Entry SATA 6Gb Hot Swap SSD | 4119
7X99CTO1WW | B8J4 | ThinkSystem 2.5" PM1645a 1.6TB Mainstream SAS 12Gb Hot Swap SSD | 1379
7X99CTO1WW | B8J5 | ThinkSystem 2.5" 5300 1.92TB Entry SATA 6Gb Hot Swap SSD | 939
7X99CTO1WW | B8J6 | ThinkSystem 2.5" 5300 960GB Mainstream SATA 6Gb Hot Swap SSD | 729
7X99CTO1WW | B8J7 | ThinkSystem 2.5" 5300 3.84TB Mainstream SATA 6Gb Hot Swap SSD | 2179
7X99CTO1WW | B8J9 | ThinkSystem 3.5" 5300 480GB Entry SATA 6Gb Hot Swap SSD | 379
7X99CTO1WW | B8JA | ThinkSystem 2.5" PM1645a 6.4TB Mainstream SAS 12Gb Hot Swap SSD | 6049
7X99CTO1WW | B8JB | ThinkSystem 3.5" 5300 240GB Entry SATA 6Gb Hot Swap SSD | 369
7X99CTO1WW | B8JC | ThinkSystem 3.5" 5300 960GB Entry SATA 6Gb Hot Swap SSD | 629
7X99CTO1WW | B8JD | ThinkSystem 2.5" PM1645a 3.2TB Mainstream SAS 12Gb Hot Swap SSD | 2579
7X99CTO1WW | B8JE | ThinkSystem 2.5" 5300 1.92TB Mainstream SATA 6Gb Hot Swap SSD | 1279
7X99CTO1WW | B8JF | ThinkSystem 3.5" 5300 480GB Mainstream SATA 6Gb Hot Swap SSD | 529
7X99CTO1WW | B8JG | ThinkSystem 3.5" PM1645a 6.4TB Mainstream SAS 12Gb Hot Swap SSD | 6059
7X99CTO1WW | B8JH | ThinkSystem HHHL PM1735 1.6TB Mainstream NVMe PCIe4.0 x8 Flash Adapter | 1799
7X99CTO1WW | B8JK | ThinkSystem 3.5" PM1645a 3.2TB Mainstream SAS 12Gb Hot Swap SSD | 2589
7X99CTO1WW | B8JL | ThinkSystem 3.5" 5300 240GB Mainstream SATA 6Gb Hot Swap SSD | 419
7X99CTO1WW | B8JM | ThinkSystem 2.5" 5300 480GB Entry SATA 6Gb Hot Swap SSD | 309
7X99CTO1WW | B8JN | ThinkSystem 3.5" PM1645a 1.6TB Mainstream SAS 12Gb Hot Swap SSD | 1389
7X99CTO1WW | B8JP | ThinkSystem 2.5" 5300 3.84TB Entry SATA 6Gb Hot Swap SSD | 1789
7X99CTO1WW | B919 | ThinkSystem M.2 5300 480GB SATA 6Gbps Non-Hot Swap SSD | 369
7X99CTO1WW | B91A | ThinkSystem 2.5" PM1643a 960GB Entry SAS 12Gb Hot Swap SSD | 819
7X99CTO1WW | B91B | ThinkSystem 2.5" PM1643a 1.92TB Entry SAS 12Gb Hot Swap SSD | 1379
7X99CTO1WW | B91C | ThinkSystem 2.5" PM1643a 3.84TB Entry SAS 12Gb Hot Swap SSD | 2579
7X99CTO1WW | B91D | ThinkSystem 2.5" PM1643a 7.68TB Entry SAS 12Gb Hot Swap SSD | 5019
7X99CTO1WW | B91E | ThinkSystem 3.5" PM1643a 3.84TB Entry SAS 12Gb Hot Swap SSD | 1729
7X99CTO1WW | B96M | ThinkSystem HHHL PM1735 6.4TB Mainstream NVMe PCIe4.0 x4 Flash Adapter | 5579
7X99CTO1WW | B96P | ThinkSystem U.3 Kioxia CM6-V 6.4TB Mainstream NVMe PCIe4.0 x4 Hot Swap SSD | 6789
7X99CTO1WW | B96T | ThinkSystem U.3 Kioxia CM6-V 3.2TB Mainstream NVMe PCIe4.0 x4 Hot Swap SSD | 3459
7X99CTO1WW | B96Z | ThinkSystem U.3 Kioxia CM6-V 1.6TB Mainstream NVMe PCIe4.0 x4 Hot Swap SSD | 1919
7X99CTO1WW | B9AC | ThinkSystem 2.5" 5210 960GB Entry SATA 6Gb Hot Swap QLC SSD | 419
7X99CTO1WW | BAZS | Intel Xeon Gold 5218R 20C 125W 2.1GHz Processor | 2259
7X99CTO1WW | BAZU | Intel Xeon Silver 4215R 8C 130W 3.2GHz Processor | 1429
7X99CTO1WW | BAZV | Intel Xeon Gold 6208U 16C 150W 2.9GHz Processor | 1779
7X99CTO1WW | BAZW | Intel Xeon Gold 6226R 16C 150W 2.9GHz Processor | 2289
7X99CTO1WW | BAZX | Intel Xeon Gold 6230R 26C 150W 2.1GHz Processor | 3349
7X99CTO1WW | BB0P | Intel Transparent Supply Chain. Lenovo has paired our industry leading supply chain with Intel's innovative Transparent Supply Chain program to add a layer of protection to your data center and bring peace of mind that the server hardware you bring into ... | 0
7X99CTO1WW | BBZG | VMware ESXi 7.0 (Factory Installed) | 2
7X99CTO1WW | BC4R | ThinkSystem 2.5" PM1643a 15.36TB Entry SAS 12Gb Hot Swap SSD | 10029
7X99CTO1WW | BCFH | ThinkSystem 3.5" 18TB 7.2K SATA 6Gb Hot Swap 512e HDD | 1589
7X99CTO1WW | BCFP | ThinkSystem 3.5" 18TB 7.2K SAS 12Gb Hot Swap 512e HDD | 1609
7X99CTO1WW | BCFR | ThinkSystem U.2 Intel P5600 3.2TB Mainstream NVMe PCIe 4.0 x4 Hot Swap SSD | 3829
7X99CTO1WW | BCFS | ThinkSystem U.2 Intel P5600 6.4TB Mainstream NVMe PCIe 4.0 x4 Hot Swap SSD | 7639
7X99CTO1WW | BCFT | ThinkSystem U.2 Intel P5500 1.92TB Entry NVMe PCIe 4.0 x4 Hot Swap SSD | 1479
7X99CTO1WW | BCFU | ThinkSystem U.2 Intel P5500 7.68TB Entry NVMe PCIe 4.0 x4 Hot Swap SSD | 5359
7X99CTO1WW | BCFV | ThinkSystem U.2 Intel P5600 1.6TB Mainstream NVMe PCIe 4.0 x4 Hot Swap SSD | 1919
7X99CTO1WW | BCFW | ThinkSystem U.2 Intel P5500 3.84TB Entry NVMe PCIe 4.0 x4 Hot Swap SSD | 2689
7X99CTO1WW | BCGJ | ThinkSystem HHHL Kioxia CM5-V 1.6TB Mainstream NVMe PCIe3.0 x4 Flash Adapter | 2279
7X99CTO1WW | BCGK | ThinkSystem HHHL Kioxia CM5-V 3.2TB Mainstream NVMe PCIe3.0 x4 Flash Adapter | 4129
7X99CTO1WW | BCGL | ThinkSystem HHHL Kioxia CM5-V 6.4TB Mainstream NVMe PCIe3.0 x4 Flash Adapter | 7879
7X99CTO1WW | BCTC | ThinkSystem 2.5" Multi Vendor 240GB Entry SATA 6Gb Hot Swap SSD | 219
7X99CTO1WW | BCTD | ThinkSystem 2.5" Multi Vendor 480GB Entry SATA 6Gb Hot Swap SSD | 219
7X99CTO1WW | BCTE | ThinkSystem 2.5" Multi Vendor 960GB Entry SATA 6Gb Hot Swap SSD | 659
7X99CTO1WW | BCTF | ThinkSystem 2.5" Multi Vendor 1.92TB Entry SATA 6Gb Hot Swap SSD | 1289
7X99CTO1WW | BCTG | ThinkSystem 2.5" Multi Vendor 3.84TB Entry SATA 6Gb Hot Swap SSD | 1259
7X99CTO1WW | BCTH | ThinkSystem 3.5" Multi Vendor 240GB Entry SATA 6Gb Hot Swap SSD | 229
7X99CTO1WW | BCTJ | ThinkSystem 3.5" Multi Vendor 480GB Entry SATA 6Gb Hot Swap SSD | 219
7X99CTO1WW | BCTK | ThinkSystem 3.5" Multi Vendor 960GB Entry SATA 6Gb Hot Swap SSD | 669
7X99CTO1WW | BCTL | ThinkSystem 3.5" Multi Vendor 1.92TB Entry SATA 6Gb Hot Swap SSD | 1289
7X99CTO1WW | BCTM | ThinkSystem 3.5" Multi Vendor 3.84TB Entry SATA 6Gb Hot Swap SSD | 1269
7X99CTO1WW | BE03 | ThinkSystem U.3 Kioxia CM6-V 800GB Mainstream NVMe PCIe 4.0 x4 Hot Swap SSD | 1439
7X99CTO1WW | BE5E | VMware ESXi 7.0 U1 (Factory Installed) | 0
7X99CTO1WW | BEVK | ThinkSystem 3.5" PM1643a 7.68TB Entry SAS 12Gb Hot Swap SSD | 5589
7X99CTO1WW | BFY5 | ThinkSystem RAID 530-16i PCIe 12Gb Adapter | 579
7X99CTO1WW | BFYB | Operating mode selection for: "Maximum Performance Mode" | 0
7X99CTO1WW | BFYC | Operating mode selection for: "Minimal Power Mode" | 0
7X99CTO1WW | BFYD | Operating mode selection for: "Efficiency Favoring Power Savings Mode" | 0
7X99CTO1WW | BFYE | Operating mode selection for: "Efficiency - Favoring Performance Mode" | 0
7X99CTO1WW | BFZZ | ThinkSystem 2.5" Nytro 3732 800GB Performance SAS 12Gb Hot Swap SSD SED | 1669
7X99CTO1WW | BG00 | ThinkSystem 3.5" Nytro 3732 3.2TB Performance SAS 12Gb Hot Swap SSD | 6219
7X99CTO1WW | BG01 | ThinkSystem 3.5" Nytro 3732 1.6TB Performance SAS 12Gb Hot Swap SSD | 3239
7X99CTO1WW | BG02 | ThinkSystem 3.5" Nytro 3732 800GB Performance SAS 12Gb Hot Swap SSD | 1669
7X99CTO1WW | BG03 | ThinkSystem 3.5" Nytro 3732 400GB Performance SAS 12Gb Hot Swap SSD | 1029
7X99CTO1WW | BG04 | ThinkSystem 2.5" Nytro 3732 3.2TB Performance SAS 12Gb Hot Swap SSD | 6259
7X99CTO1WW | BG05 | ThinkSystem 2.5" Nytro 3732 1.6TB Performance SAS 12Gb Hot Swap SSD | 3259
7X99CTO1WW | BG06 | ThinkSystem 2.5" Nytro 3732 800GB Performance SAS 12Gb Hot Swap SSD | 1669
7X99CTO1WW | BG07 | ThinkSystem 2.5" Nytro 3732 400GB Performance SAS 12Gb Hot Swap SSD | 1029
7X99CTO1WW | BHSR | VMware ESXi 7.0 U2 (Factory Installed) | 0
7X99CTOLWW | 747 | UID Asset Tag Label | 20
7X99CTOLWW | 2300 | BladeCenter Chassis Configuration | 250
7X99CTOLWW | 2302 | RAID Configuration | 149
7X99CTOLWW | 2306 | Integration >1U Component | 125
7X99CTOLWW | 2321 | Custom MFG SVCS Fee - Small Increment | 3
7X99CTOLWW | 2400 | Primary Array 12 HDDs | 0
7X99CTOLWW | 2401 | Primary Array 13 HDDs | 0
7X99CTOLWW | 2402 | Primary Array 14 HDDs | 0
7X99CTOLWW | 2403 | Primary Array 15 HDDs | 0
7X99CTOLWW | 2404 | Primary Array 16 HDDs | 0
7X99CTOLWW | 2405 | Secondary Array 9 HDDs | 0
7X99CTOLWW | 2406 | Secondary Array 10 HDDs | 0
7X99CTOLWW | 2407 | Secondary Array 11 HDDs | 0
7X99CTOLWW | 2408 | Secondary Array 12 HDDs | 0
7X99CTOLWW | 2409 | Secondary Array 13 HDDs | 0
7X99CTOLWW | 2410 | Secondary Array 14 HDDs | 0
7X99CTOLWW | 3271 | No RAID - Secondary Array set up by customer | 0
7X99CTOLWW | 5053 | SFP+ SR Transceiver | 699
7X99CTOLWW | 5340 | Serial Conversion Option (SCO) | 249
7X99CTOLWW | 5341 | Virtual Media Conversion Option Gen2 (VCO2) | 129
7X99CTOLWW | 5977 | Select Storage devices - no configured RAID required | 0
7X99CTOLWW | 5978 | Select Storage devices - configured RAID | 0
7X99CTOLWW | 6201 | 1.5m, 10A/100-250V, C13 to IEC 320-C14 Rack Power Cable | 19
7X99CTOLWW | 6204 | 2.8m, 10A/100-250V, C13 to IEC 320-C20 Rack Power Cable | 19
7X99CTOLWW | 6263 | 4.3m, 10A/100-250V, C13 to IEC 320-C14 Rack Power Cable | 19
7X99CTOLWW | 6311 | 2.8m, 10A/100-250V, C13 to IEC 320-C14 Rack Power Cable | 9
7X99CTOLWW | 6313 | 2.8m, 10A/120V, C13 to NEMA 5-15P (US) Line Cord | 19
7X99CTOLWW | 6370 | 4.3m, 10A/125V, C13 to NEMA 5-15P (US) Line Cord | 10
7X99CTOLWW | 6373 | 4.3m, 10A/250V, C13 to NEMA 6-15P (US) Line Cord | 15
7X99CTOLWW | 6400 | 2.8m, 13A/100-250V, C13 to C14 Jumper Cord | 9
7X99CTOLWW | 6401 | 2.8m, 13A/120V, C13 to NEMA 5-15P (US) Line Cord | 29
7X99CTOLWW | 6570 | 2.0m, 13A/100-250V, C13 to C14 Jumper Cord | 19
7X99CTOLWW | 6583 | 4.3m, 13A/100-250V, C13 to C14 Rack Power Cable | 19
7X99CTOLWW | 7008 | Primary Array 2 HDDs | 0
7X99CTOLWW | 7009 | Primary Array 3 HDDs | 0
7X99CTOLWW | 7010 | Primary Array 4 HDDs | 0
7X99CTOLWW | 7011 | Primary Array 5 HDDs | 0
7X99CTOLWW | 7012 | Primary Array 6 HDDs | 0
7X99CTOLWW | 7013 | Primary Array 7 HDDs | 0
7X99CTOLWW | 7014 | Primary Array 8 HDDs | 0
7X99CTOLWW | 7015 | Secondary Array 2 HDDs | 0
7X99CTOLWW | 7016 | Secondary Array 3 HDDs | 0
7X99CTOLWW | 7017 | Secondary Array 4 HDDs | 0
7X99CTOLWW | 7057 | Secondary Array 5 HDDs | 0
7X99CTOLWW | 7058 | Secondary Array 6 HDDs | 0
7X99CTOLWW | 7059 | Secondary Array 7 HDDs | 0
7X99CTOLWW | 7060 | Secondary Array 8 HDDs | 0
7X99CTOLWW | 7664 | Primary Array 9 HDDs | 0
7X99CTOLWW | 7831 | Customer Solution Center Services | 0
7X99CTOLWW | 8034 | LeSI Solution Component | 0
7X99CTOLWW | 8067 | TAA Compliant Order | 0
7X99CTOLWW | 8072 | General Racking Solution | 0
7X99CTOLWW | 8086 | No Publications Selected | 0
7X99CTOLWW | 8971 | Integrate in manufacturing | 0
7X99CTOLWW | 8972 | Ship Uninstalled (Safety) | 0
7X99CTOLWW | 9013 | Hot Spare | 0
7X99CTOLWW | 9016 | Memory Sparing | 0
7X99CTOLWW | 9017 | Enable Memory Mirroring | 0
7X99CTOLWW | 9714 | Primary Array 10 HDDs | 0
7X99CTOLWW | 9715 | Primary Array 11 HDDs | 0
7X99CTOLWW | A0ST | Secondary Array 15 HDDs | 0
7X99CTOLWW | A0SU | Secondary Array 16 HDDs | 0
7X99CTOLWW | A102 | Advanced Grouping | 0
7X99CTOLWW | A103 | System x Cluster Upgrade | 0
7X99CTOLWW | A1PH | 1m Passive DAC SFP+ Cable | 69
7X99CTOLWW | A1PJ | 3m Passive DAC SFP+ Cable | 89
7X99CTOLWW | A1PK | 5m Passive DAC SFP+ Cable | 159
7X99CTOLWW | A1RF | 2.8m, 10A/250V, C13 to NEMA 6-15P Line Cord | 15
7X99CTOLWW | A2K6 | Primary Array - RAID 0 | 0
7X99CTOLWW | A2K7 | Primary Array - RAID 1 | 0
7X99CTOLWW | A2K9 | Primary Array - RAID 5 | 0
7X99CTOLWW | A2KA | Primary Array - RAID 6 | 0
7X99CTOLWW | A2KB | Primary Array - RAID 10 | 0
7X99CTOLWW | A2KF | Secondary Array - RAID 0 | 0
7X99CTOLWW | A2KG | Secondary Array - RAID 1 | 0
7X99CTOLWW | A2KJ | Secondary Array - RAID 5 | 0
7X99CTOLWW | A2KK | Secondary Array - RAID 6 | 0
7X99CTOLWW | A2KL | Secondary Array - RAID 10 | 0
7X99CTOLWW | A3RG | 0.5m Passive DAC SFP+ Cable | 79
7X99CTOLWW | A3RH | 7m Passive DAC SFP+ Cable | 179
7X99CTOLWW | A3SW | 1.2m, 16A/100-250V, 2 Short C13s to Short C20 Rack Power Cable | 55
7X99CTOLWW | A3SX | 2.5m, 16A/100-250V, 2 Long C13s to Short C20 Rack Power Cable | 75
7X99CTOLWW | A3SY | 2.8m, 16A/100-250V, 2 Short C13s to Long C20 Rack Power Cable | 79
7X99CTOLWW | A3SZ | 4.1m, 16A/100-250V, 2 Long C13s to Long C20 Rack Power Cable | 85
7X99CTOLWW | A4VP | 1.0m, 10A/100-250V, C13 to IEC 320-C14 Rack Power Cable | 19
7X99CTOLWW | A51N | 1.5m Passive DAC SFP+ Cable | 89
7X99CTOLWW | A51P | 2m Passive DAC SFP+ Cable | 89
7X99CTOLWW | A5DL | SFP 1000Base-T (RJ-45) Transceiver | 89
7X99CTOLWW | A5U1 | SKLM for System x w/SEDs - FoD per Install w/1Yr S&S | 199
7X99CTOLWW | AS6C | SKLM for System x w/SEDs - FoD per Install w/3Yr S&S | 299
7X99CTOLWW | ASR5 | Lenovo 0.5m LC-LC OM3 MMF Cable | 24
7X99CTOLWW | ASR6 | Lenovo 1m LC-LC OM3 MMF Cable | 24
7X99CTOLWW | ASR7 | Lenovo 3m LC-LC OM3 MMF Cable | 24
7X99CTOLWW | ASR8 | Lenovo 5m LC-LC OM3 MMF Cable | 29
7X99CTOLWW | ASR9 | Lenovo 10m LC-LC OM3 MMF Cable | 39
7X99CTOLWW | ASRA | Lenovo 15m LC-LC OM3 MMF Cable | 45
7X99CTOLWW | ASRB | Lenovo 25m LC-LC OM3 MMF Cable | 54
7X99CTOLWW | AT2R | Lenovo 1m Active DAC SFP+ Cables | 129
7X99CTOLWW | AT2S | Lenovo 3m Active DAC SFP+ Cables | 139
7X99CTOLWW | AT2T | Lenovo 5m Active DAC SFP+ Cables | 159
7X99CTOLWW | AT7S | Emulex VFA5.2 2x10 GbE SFP+ PCIe Adapter | 449
7X99CTOLWW | AT7T | Emulex VFA5.2 2x10 GbE SFP+ Adapter and FCoE/iSCSI SW | 1319
7X99CTOLWW | ATPX | Intel X550-T2 Dual Port 10GBase-T Adapter | 599
7X99CTOLWW | ATRH | Intel X710-DA2 ML2 2x10GbE SFP+ Adapter | 499
7X99CTOLWW | ATYX | Lenovo 1m SFP+ to SFP+ Active Optical Cable | 104
7X99CTOLWW | ATYY | Lenovo 3m SFP+ to SFP+ Active Optical Cable | 99
7X99CTOLWW | ATYZ | Lenovo 5m SFP+ to SFP+ Active Optical Cable | 114
7X99CTOLWW | ATZ0 | Lenovo 7m SFP+ to SFP+ Active Optical Cable | 129
7X99CTOLWW | ATZ1 | Lenovo 15m SFP+ to SFP+ Active Optical Cable | 169
7X99CTOLWW | ATZ2 | Lenovo 20m SFP+ to SFP+ Active Optical Cable | 169
7X99CTOLWW | ATZB | QLogic 16Gb Enhanced Gen5 FC Single-port HBA | 979
7X99CTOLWW | ATZC | QLogic 16Gb Enhanced Gen5 FC Dual-port HBA | 1339
7X99CTOLWW | ATZU | Emulex 16Gb Gen6 FC Single-port HBA | 949
7X99CTOLWW | ATZV | Emulex 16Gb Gen6 FC Dual-port HBA | 1309
7X99CTOLWW | AU0E | 0.5m Intel OPA 100 Series Passive Copper QSFP28 Cable | 79
7X99CTOLWW | AU0F | 0.75m Intel OPA Passive Copper QSFP28 Cable | 139
7X99CTOLWW | AU0G | 1m Intel OPA 100 Series Passive Copper QSFP28 Cable | 99
7X99CTOLWW | AU0H | 1.25m Intel OPA 100 Series Passive Copper QSFP28 Cable | 159
7X99CTOLWW | AU0J | 1.5m Intel OPA 100 Series Passive Copper QSFP28 Cable | 109
7X99CTOLWW | AU0M | 5m Intel OPA 100 Series Active Optical QSFP28 Cable | 899
7X99CTOLWW | AU0P | 15m Intel OPA 100 Series Active Optical QSFP28 Cable | 949
7X99CTOLWW | AU7Z | Emulex VFA5.2 ML2 2x10 GbE SFP+ Adapter and FCoE/iSCSI SW | 399
7X99CTOLWW | AUK7 | TPM 2.0 and Secure Boot | 0
7X99CTOLWW | AUKG | ThinkSystem 1Gb 2-port RJ45 LOM | 79
7X99CTOLWW | AUKJ | ThinkSystem 10Gb 2-port SFP+ LOM | 169
7X99CTOLWW | AUKL | ThinkSystem 10Gb 2-port Base-T LOM | 259
7X99CTOLWW | AUKN | ThinkSystem Emulex OCe14104B-NX PCIe 10Gb 4-Port SFP+ Ethernet Adapter | 539
7X99CTOLWW | AUKP | ThinkSystem Broadcom 57416 10GBASE-T 2-Port PCIe Ethernet Adapter | 479
7X99CTOLWW | AUKQ | ThinkSystem Broadcom NX-E ML2 10Gb 2-Port Base-T Ethernet Adapter | 529
7X99CTOLWW | AUKS | ThinkSystem Broadcom 57412 25GbE SFP28 1-Port PCIe Ethernet Adapter | 489
7X99CTOLWW | AUKW | ThinkSystem Intel I350-T4 ML2 1Gb 4-Port RJ45 Ethernet Adapter | 169
7X99CTOLWW | AUKX | ThinkSystem Intel X710-DA2 PCIe 10Gb 2-Port SFP+ Ethernet Adapter | 459
7X99CTOLWW | AULV | ThinkSystem 2.5" 300GB 15K SAS 12Gb Hot Swap 512n HDD | 339
7X99CTOLWW | AULW | ThinkSystem 2.5" 600GB 15K SAS 12Gb Hot Swap 512n HDD | 469
7X99CTOLWW | AULX | ThinkSystem 2.5" 900GB 15K SAS 12Gb Hot Swap 512e HDD | 639
7X99CTOLWW | AULY | ThinkSystem 2.5" 300GB 10K SAS 12Gb Hot Swap 512n HDD | 289
7X99CTOLWW | AULZ | ThinkSystem 2.5" 600GB 10K SAS 12Gb Hot Swap 512n HDD | 319
7X99CTOLWW | AUM0 | ThinkSystem 2.5" 900GB 10K SAS 12Gb Hot Swap 512n HDD | 389
7X99CTOLWW | AUM1 | ThinkSystem 2.5" 1.2TB 10K SAS 12Gb Hot Swap 512n HDD | 389
7X99CTOLWW | AUM2 | ThinkSystem 2.5" 1.8TB 10K SAS 12Gb Hot Swap 512e HDD | 589
7X99CTOLWW | AUM4 | ThinkSystem 2.5" 300GB 10K SAS 12Gb Hot Swap 512n HDD SED | 339
7X99CTOLWW | AUM5 | ThinkSystem 2.5" 600GB 10K SAS 12Gb Hot Swap 512n HDD SED | 635
7X99CTOLWW | AUM6 | ThinkSystem 2.5" 1TB 7.2K SAS 12Gb Hot Swap 512n HDD | 469
7X99CTOLWW | AUM7 | ThinkSystem 2.5" 2TB 7.2K SAS 12Gb Hot Swap 512n HDD | 839
7X99CTOLWW | AUMU | ThinkSystem M.2 Enablement Kit | 39
7X99CTOLWW | AUMV | ThinkSystem M.2 with Mirroring Enablement Kit | 149
7X99CTOLWW | AUNB | ThinkSystem 16GB TruDDR4 2666 MHz (1Rx4 1.2V) RDIMM | 289
7X99CTOLWW | AUNC | ThinkSystem 16GB TruDDR4 2666 MHz (2Rx8 1.2V) RDIMM | 319
7X99CTOLWW | AUND | ThinkSystem 32GB TruDDR4 2666 MHz (2Rx4 1.2V) RDIMM | 609
7X99CTOLWW | AUNE | ThinkSystem 64GB TruDDR4 2666 MHz (4Rx4 1.2V) LRDIMM | 1259
7X99CTOLWW | AUNG | ThinkSystem RAID 530-8i PCIe 12Gb Adapter | 299
7X99CTOLWW | AUNJ | ThinkSystem RAID 930-8i 2GB Flash PCIe 12Gb Adapter | 1009
7X99CTOLWW | AUNK | ThinkSystem RAID 930-16i 4GB Flash PCIe 12Gb Adapter | 1529
7X99CTOLWW | AUNL | ThinkSystem 430-8i SAS/SATA 12Gb HBA | 299
7X99CTOLWW | AUNM | ThinkSystem 430-16i SAS/SATA 12Gb HBA | 589
7X99CTOLWW | AUNN | ThinkSystem 430-16e SAS/SATA 12Gb HBA | 609
7X99CTOLWW | AUNP | FBU345 SuperCap | 135
7X99CTOLWW | AUNQ | ThinkSystem RAID 930-8e 4GB Flash PCIe 12Gb Adapter | 1689
7X99CTOLWW | AUNR | ThinkSystem 430-8e SAS/SATA 12Gb HBA | 299
7X99CTOLWW | AUPW | ThinkSystem XClarity Controller Standard to Enterprise Upgrade | 100
7X99CTOLWW | AUR5 | ThinkSystem 2U/Twr 2.5" AnyBay 8-Bay Backplane | 499
7X99CTOLWW | AUR6 | ThinkSystem 2U 3.5" SATA/SAS 8-Bay Backplane | 175
7X99CTOLWW | AUR8 | ThinkSystem 2U 3.5" AnyBay 12-Bay Backplane | 315
7X99CTOLWW | AUR9 | ThinkSystem 2U 3.5" SATA/SAS 12-Bay Backplane | 219
7X99CTOLWW | AURA | ThinkSystem 2U/Twr 2.5" SATA/SAS 8-Bay Backplane | 229
7X99CTOLWW | AURD | ThinkSystem 2U left EIA Latch Standard | 15
7X99CTOLWW | AURH | ThinkSystem Right EIA Latch Standard | 15
7X99CTOLWW | AURM | ThinkSystem SR550/SR650/SR590 Right EIA Latch with FIO | 75
7X99CTOLWW | AURP | Lenovo ThinkSystem 2U 2FH Riser Bracket | 25
7X99CTOLWW | AURQ | Lenovo ThinkSystem 2U 3FH Riser Bracket | 29
7X99CTOLWW | AURR | ThinkSystem M3.5 Screw for Riser 2x2pcs and Planar 5pcs | 0
7X99CTOLWW | AURX | ThinkSystem 2U Security Bezel | 45
7X99CTOLWW | AURZ | ThinkSystem SR590/SR650 Rear HDD/SSD Kit | 249
7X99CTOLWW | AUS1 | Lenovo ThinkSystem 2U OP Panel Cage for 8x3.5"Config | 55
7X99CTOLWW | AUS8 | ThinkSystem 2U EIA Latch w/ VGA Upgrade Kit | 49
7X99CTOLWW | AUSA | Lenovo ThinkSystem M3.5" Screw for EIA | 0
7X99CTOLWW | AUSL | ThinkSystem COM Port Upgrade Kit | 19
7X99CTOLWW | AUU1 | ThinkSystem 8GB TruDDR4 2666 MHz (1Rx8 1.2V) RDIMM | 189
7X99CTOLWW | AUU2 | ThinkSystem 3.5" 300GB 15K SAS 12Gb Hot Swap 512n HDD | 359
7X99CTOLWW | AUU3 | ThinkSystem 3.5" 600GB 15K SAS 12Gb Hot Swap 512n HDD | 479
7X99CTOLWW | AUU4 | ThinkSystem 3.5" 1TB 7.2K SAS 12Gb Hot Swap 512n HDD | 299
7X99CTOLWW | AUU5 | ThinkSystem 3.5" 2TB 7.2K SAS 12Gb Hot Swap 512n HDD | 339
7X99CTOLWW | AUU6 | ThinkSystem 3.5" 4TB 7.2K SAS 12Gb Hot Swap 512n HDD | 419
7X99CTOLWW | AUU7 | ThinkSystem 3.5" 6TB 7.2K SAS 12Gb Hot Swap 512e HDD | 549
7X99CTOLWW | AUU8 | ThinkSystem 3.5" 4TB 7.2K SATA 6Gb Hot Swap 512n HDD | 389
7X99CTOLWW | AUU9 | ThinkSystem 3.5" 8TB 7.2K SATA 6Gb Hot Swap 512e HDD | 599
7X99CTOLWW | AUUA | ThinkSystem 3.5" 6TB 7.2K SATA 6Gb Hot Swap 512e HDD | 529
7X99CTOLWW | AUUB | ThinkSystem 3.5" 10TB 7.2K SATA 6Gb Hot Swap 512e HDD | 829
7X99CTOLWW | AUUC | ThinkSystem 3.5" 900GB 15K SAS 12Gb Hot Swap 512e HDD | 679
7X99CTOLWW | AUUD | ThinkSystem 3.5" 2TB 7.2K SATA 6Gb Hot Swap 512n HDD | 319
7X99CTOLWW | AUUE | ThinkSystem 2.5" 1TB 7.2K SATA 6Gb Hot Swap 512n HDD | 469
7X99CTOLWW | AUUF | ThinkSystem 3.5" 1TB 7.2K SATA 6Gb Hot Swap 512n HDD | 269
7X99CTOLWW | AUUG | ThinkSystem 3.5" 10TB 7.2K SAS 12Gb Hot Swap 512e HDD | 849
7X99CTOLWW | AUUH | ThinkSystem 3.5" 4TB 7.2K SAS 12Gb Hot Swap 512n HDD FIPS | 829
7X99CTOLWW | AUUJ | ThinkSystem 2.5" 2TB 7.2K SATA 6Gb Hot Swap 512e HDD | 849
7X99CTOLWW | AUUL | ThinkSystem M.2 32GB SATA 6Gbps Non-Hot Swap SSD | 109
7X99CTOLWW | AUUV | ThinkSystem M.2 128GB SATA 6Gbps Non-Hot Swap SSD | 159
7X99CTOLWW | AUV2 | ThinkSystem 1610-4P NVMe Switch Adapter | 929
7X99CTOLWW | AUZS | ThinkSystem 1TB 7.2K 6Gbps SATA 3.5" Simple Swap 512n HDD | 229
7X99CTOLWW | AUZT | ThinkSystem 2TB 7.2K 6Gbps SATA 3.5" Simple Swap 512n HDD | 429
7X99CTOLWW | AUZU | ThinkSystem 4TB 7.2K 6Gbps SATA 3.5" Simple Swap 512n HDD | 599
7X99CTOLWW | AUZV | ThinkSystem Broadcom 5719 1GbE RJ45 4-Port PCIe Ethernet Adapter | 159
7X99CTOLWW | AUZW | ThinkSystem I350-T4 PCIe 1Gb 4-Port RJ45 Ethernet Adapter | 379
7X99CTOLWW | AUZX | ThinkSystem Broadcom 5720 1GbE RJ45 2-Port PCIe Ethernet Adapter | 129
7X99CTOLWW | AUZY | ThinkSystem I350-T2 PCIe 1Gb 2-Port RJ45 Ethernet Adapter | 179
7X99CTOLWW | AUZZ | ThinkSystem I350-F1 PCIe 1Gb 1-Port SFP Ethernet Adapter | 379
7X99CTOLWW | AV1B | Lenovo 25GBase-SR SFP28 Transceiver | 449
7X99CTOLWW | AV1F | Lenovo 3m 25G SFP28 Active Optical Cable | 489
7X99CTOLWW | AV1G | Lenovo 5m 25G SFP28 Active Optical Cable | 489
7X99CTOLWW | AV1H | Lenovo 10m 25G SFP28 Active Optical Cable | 499
7X99CTOLWW | AV1J | Lenovo 15m 25G SFP28 Active Optical Cable | 497
7X99CTOLWW | AV1K | Lenovo 20m 25G SFP28 Active Optical Cable | 519
7X99CTOLWW | AV1W | Lenovo 1m Passive 25G SFP28 DAC Cable | 69
7X99CTOLWW | AV1X | Lenovo 3m Passive 25G SFP28 DAC Cable | 79
7X99CTOLWW | AV1Y | Lenovo 5m Passive 25G SFP28 DAC Cable | 159
7X99CTOLWW | AVUT | ThinkSystem XClarity Controller Standard to Advanced Upgrade | 50
7X99CTOLWW | AVUX | On Board SATA AHCI Mode | 0
7X99CTOLWW | AVV0 | On Board SATA Software RAID Mode | 0
7X99CTOLWW | AVV8 | ThinkSystem External USB DVD-RW Optical Disk Drive | 79
7X99CTOLWW | AWDZ | Intel Xeon Gold 6138 20C 125W 2.0GHz Processor | 4099
7X99CTOLWW | AWE4 | Intel Xeon Gold 6130T 16C 125W 2.1GHz Processor | 3129
7X99CTOLWW | AWE5 | Intel Xeon Gold 6126T 12C 125W 2.6GHz Processor | 2979
7X99CTOLWW | AWE8 | Intel Xeon Gold 5120T 14C 105W 2.2GHz Processor | 2699
7X99CTOLWW | AWEA | Intel Xeon Silver 4116T 12C 85W 2.1GHz Processor | 1979
7X99CTOLWW | AWEE | Intel Xeon Silver 4110 8C 85W 2.1GHz Processor | 909
7X99CTOLWW | AWEH | Intel Xeon Bronze 3106 8C 85W 1.7GHz Processor | 599
7X99CTOLWW | AWEK | Intel Xeon Platinum 8160T 24C 150W 2.1GHz Processor | 9129
7X99CTOLWW | AWEL | Intel Xeon Gold 6126 12C 125W 2.6GHz Processor | 2869
7X99CTOLWW | AWEM | Intel Xeon Gold 6138T 20C 125W 2.0GHz Processor | 4349
7X99CTOLWW | AWEN | Intel Xeon Gold 6130 16C 125W 2.1GHz Processor | 2999
7X99CTOLWW | AWEP | Intel Xeon Gold 5118 12C 105W 2.3GHz Processor | 2019
7X99CTOLWW | AWEQ | Intel Xeon Gold 5119T 14C 85W 2.0GHz Processor | 2549
7X99CTOLWW | AWER | Intel Xeon Silver 4116 12C 85W 2.1GHz Processor | 1649
7X99CTOLWW | AWES | Intel Xeon Silver 4114T 10C 85W 2.2GHz Processor | 1369
7X99CTOLWW | AWET | Intel Xeon Silver 4109T 8C 70W 2.0GHz Processor | 949
7X99CTOLWW | AX8A | 4.3m, 13A/120V, C13 to NEMA 5-15P (US) Line Cord | 19
7X99CTOLWW | AXC6 | ThinkSystem 8TB 7.2K 6Gbps SATA 3.5" Simple Swap 512e HDD | 1199
7X99CTOLWW | AXC7 | ThinkSystem 6TB 7.2K 6Gbps SATA 3.5" Simple Swap 512e HDD | 999
7X99CTOLWW | AXC8 | ThinkSystem 3.5" 10TB 7.2K SATA 6Gb Simple Swap 512e HDD | 1499
7X99CTOLWW | AXCA | ThinkSystem Toolless Slide Rail | 99
7X99CTOLWW | AXCH | ThinkSystem Toolless Slide Rail Kit with 2U CMA | 149
7X99CTOLWW | AXE5 | ThinkSystem SR590/SR570 MB | 1415
7X99CTOLWW | AXE6 | ThinkSystem 750W(230/115V) Platinum Hot-Swap Power Supply | 399
7X99CTOLWW | AXE7 | ThinkSystem 750W(230V) Titanium Hot-Swap Power Supply | 549
7X99CTOLWW | AXE8 | ThinkSystem 550W(230V/115V) Platinum Hot-Swap Power Supply | 349
7X99CTOLWW | AXEA | ThinkSystem SR590 2.5" Chassis with 8 or 16 Bays | 805
7X99CTOLWW | AXEB | ThinkSystem SR590 3.5" Chassis with 8 or 12 Bays | 745
7X99CTOLWW | AXFM | ThinkSystem Toolless Friction Rail | 69
7X99CTOLWW | AXFN | ThinkSystem Screw-in Slide Rail | 129
7X99CTOLWW | AXFS | VMware ESXi 6.0 U3 (factory installed) | 0
7X99CTOLWW | AXFT | VMware ESXi 6.5 U1 (factory installed) | 0
7X99CTOLWW | AXFU | ThinkSystem 2U CMA Upgrade Kit for Screw-in Slide Rail | 49
7X99CTOLWW | B0ML | Feature Enable TPM on MB | 0
7X99CTOLWW | B0N4 | 2.0m, 10A/100-250V, C13 to IEC 320-C14 Rack Power Cable | 29
7X99CTOLWW | B0N5 | 1.0m, 13A/100-250V, C13 to C14 Jumper Cord | 25
7X99CTOLWW | B0N6 | 1.5m, 13A/100-250V, C13 to C14 Jumper Cord | 29
7X99CTOLWW | B0RJ | 10GBASE-LR SFP+Transceiver | 350
7X99CTOLWW | B0TD | ThinkSystem Screw-in Slide Rail Kit with 2U CMA | 149
7X99CTOLWW | B0YR | ThinkSystem 3.5" 8TB 7.2K SAS 12Gb Hot Swap 512e HDD | 659
7X99CTOLWW | B0YS | ThinkSystem 2.5" 2.4TB 10K SAS 12Gb Hot Swap 512e HDD | 629
7X99CTOLWW | B0Z0 | ThinkSystem 2.5" Intel S4500 960GB Entry SATA 6Gb Hot Swap SSD | 1219
7X99CTOLWW | B0Z5 | ThinkSystem 3.5" Intel S4500 960GB Entry SATA 6Gb Hot Swap SSD | 1199
7X99CTOLWW | B117 | ThinkSystem 3.5" 12TB 7.2K SAS 12Gb Hot Swap 512e HDD | 949
7X99CTOLWW | B118 | ThinkSystem 3.5" 12TB 7.2K SATA 6Gb Hot Swap 512e HDD | 1829
7X99CTOLWW | B135 | ThinkSystem 2U CMA Upgrade Kit for Toolless Slide Rail | 59
7X99CTOLWW | B137 | Intel Xeon Gold 5117 14C 105W 2.0GHz Processor | 2199
7X99CTOLWW | B173 | Companion Part for XClarity Controller Standard to Enterprise Upgrade in Factory | 0
7X99CTOLWW | B17B | ThinkSystem SR590 3.5" SATA 8-Bay Simple Swap Backplane | 145
7X99CTOLWW | B1JJ | ThinkSystem 3.5" 300GB 10K SAS 12Gb Hot Swap 512n HDD | 289
7X99CTOLWW | B21R | ThinkSystem QLogic QL41262 10/25GbE SFP28 2-Port PCIe Ethernet Adapter | 409
7X99CTOLWW | B21W | ThinkSystem U.2 Toshiba CM5-V 800GB Mainstream NVMe PCIe 3.0 x4 Hot Swap SSD | 859
7X99CTOLWW | B21X | ThinkSystem U.2 Toshiba CM5-V 1.6TB Mainstream NVMe PCIe 3.0 x4 Hot Swap SSD | 3449
7X99CTOLWW | B21Y | ThinkSystem U.2 Toshiba CM5-V 3.2TB Mainstream NVMe PCIe 3.0 x4 Hot Swap SSD | 6999
7X99CTOLWW | B260 | ThinkSystem SR590 x16/x8 PCIE Riser 1 | 65
7X99CTOLWW | B261 | ThinkSystem SR590 x8/x8/x8 PCIE Riser 1 | 59
7X99CTOLWW | B262 | ThinkSystem SR590 x16/x8 PCIe Riser 2 | 65
7X99CTOLWW | B263 | ThinkSystem SR590 x8 ML2/x8/X8 PCIE Riser 1 | 69
7X99CTOLWW | B279 | SR590 Velcro for 12X3.5" mini-SAS Cable Tie | 5
7X99CTOLWW | B2X4 | ThinkSystem 2.5" 5200 1.92TB Entry SATA 6Gb Hot Swap SSD | 899
7X99CTOLWW | B2X6 | ThinkSystem 2.5" 5200 7.68TB Entry SATA 6Gb Hot Swap SSD | 4999
7X99CTOLWW | B2X9 | ThinkSystem 3.5" 5200 1.92TB Entry SATA 6Gb Hot Swap SSD | 909
7X99CTOLWW | B2XB | ThinkSystem 3.5" 5200 7.68TB Entry SATA 6Gb Hot Swap SSD | 4999
7X99CTOLWW | B2XJ | ThinkSystem U.2 Toshiba CM5-V 6.4TB Mainstream NVMe PCIe 3.0 x4 Hot Swap SSD | 12829
7X99CTOLWW | B30W | Custom MFG SVCS Fee - Medium Increment | 30
7X99CTOLWW | B30X | Custom MFG SVCS Fee - Large Increment | 300
7X99CTOLWW | B31E | ThinkSystem RAID 930-16i 8GB Flash PCIe 12Gb Adapter | 2389
7X99CTOLWW | B31F | ThinkSystem M.2 480GB SSD Thermal Kit | 40
7X99CTOLWW | B31G | ThinkSystem QLogic QL41134 PCIe 10Gb 4-Port Base-T Ethernet Adapter | 799
7X99CTOLWW | B34H | ThinkSystem 2.5" PM883 240GB Entry SATA 6Gb Hot Swap SSD | 219
7X99CTOLWW | B34J | ThinkSystem 2.5" PM883 480GB Entry SATA 6Gb Hot Swap SSD | 279
7X99CTOLWW | B34K | ThinkSystem 2.5" PM883 960GB Entry SATA 6Gb Hot Swap SSD | 449
7X99CTOLWW | B34L | ThinkSystem 2.5" PM883 1.92TB Entry SATA 6Gb Hot Swap SSD | 889
7X99CTOLWW | B34M | ThinkSystem 2.5" PM883 3.84TB Entry SATA 6Gb Hot Swap SSD | 1739
7X99CTOLWW | B34N | ThinkSystem U.2 PM983 1.92TB Entry NVMe PCIe 3.0 x4 Hot Swap SSD | 939
7X99CTOLWW | B34P | ThinkSystem U.2 PM983 3.84TB Entry NVMe PCIe 3.0 x4 Hot Swap SSD | 1839
7X99CTOLWW | B3VW | VMware ESXi 6.5 U2 (Factory Installed) | 0
7X99CTOLWW | B3VX | VMware ESXi 6.7 (Factory Installed) | 0
7X99CTOLWW | B488 | ThinkSystem 2.5" 5200 240GB Mainstream SATA 6Gb Hot Swap SSD | 469
7X99CTOLWW | B48B | ThinkSystem 2.5" 5200 1.92TB Mainstream SATA 6Gb Hot Swap SSD | 2129
7X99CTOLWW | B48C | ThinkSystem 2.5" 5200 3.84TB Mainstream SATA 6Gb Hot Swap SSD | 4869
7X99CTOLWW | B48D | ThinkSystem 3.5" 5200 240GB Mainstream SATA 6Gb Hot Swap SSD | 469
7X99CTOLWW | B48G | ThinkSystem 3.5" 5200 1.92TB Mainstream SATA 6Gb Hot Swap SSD | 2139
7X99CTOLWW | B48H | ThinkSystem 3.5" 5200 3.84TB Mainstream SATA 6Gb Hot Swap SSD | 4859
7X99CTOLWW | B496 | ThinkSystem 3.5" 14TB 7.2K SAS 12Gb Hot Swap 512e HDD | 1199
7X99CTOLWW | B497 | ThinkSystem 3.5" 14TB 7.2K SATA 6Gb Hot Swap 512e HDD | 1149
7X99CTOLWW | B498 | ThinkSystem 2.5" Intel S4510 240GB Entry SATA 6Gb Hot Swap SSD | 149
7X99CTOLWW | B499 | ThinkSystem 2.5" Intel S4510 480GB Entry SATA 6Gb Hot Swap SSD | 309
7X99CTOLWW | B49A | ThinkSystem 2.5" Intel S4510 960GB Entry SATA 6Gb Hot Swap SSD | 529
7X99CTOLWW | B49B | ThinkSystem 2.5" Intel S4510 1.92TB Entry SATA 6Gb Hot Swap SSD | 1049
7X99CTOLWW | B49C | ThinkSystem 2.5" Intel S4510 3.84TB Entry SATA 6Gb Hot Swap SSD | 1979
7X99CTOLWW | B49D | ThinkSystem 3.5" Intel S4510 240GB Entry SATA 6Gb Hot Swap SSD | 149
7X99CTOLWW | B49E | ThinkSystem 3.5" Intel S4510 480GB Entry SATA 6Gb Hot Swap SSD | 209
7X99CTOLWW | B49F | ThinkSystem 3.5" Intel S4510 960GB Entry SATA 6Gb Hot Swap SSD | 539
7X99CTOLWW | B49G | ThinkSystem 3.5" Intel S4510 1.92TB Entry SATA 6Gb Hot Swap SSD | 1059
7X99CTOLWW | B49H | ThinkSystem 3.5" Intel S4510 3.84TB Entry SATA 6Gb Hot Swap SSD | 1989
7X99CTOLWW | B49L | ThinkSystem 2.5" Intel S4610 240GB Mainstream SATA 6Gb Hot Swap SSD | 399
7X99CTOLWW | B49M | ThinkSystem 2.5" Intel S4610 480GB Mainstream SATA 6Gb Hot Swap SSD | 479
7X99CTOLWW | B49N | ThinkSystem 2.5" Intel S4610 960GB Mainstream SATA 6Gb Hot Swap SSD | 699
7X99CTOLWW | B49P | ThinkSystem 2.5" Intel S4610 1.92TB Mainstream SATA 6Gb Hot Swap SSD | 1289
7X99CTOLWW | B49Q | ThinkSystem 2.5" Intel S4610 3.84TB Mainstream SATA 6Gb Hot Swap SSD | 2499
7X99CTOLWW | B49R | ThinkSystem 3.5" Intel S4610 240GB Mainstream SATA 6Gb Hot Swap SSD | 409
7X99CTOLWW | B49S | ThinkSystem 3.5" Intel S4610 480GB Mainstream SATA 6Gb Hot Swap SSD | 309
7X99CTOLWW | B49T | ThinkSystem 3.5" Intel S4610 960GB Mainstream SATA 6Gb Hot Swap SSD | 1029
7X99CTOLWW | B49U | ThinkSystem 3.5" Intel S4610 1.92TB Mainstream SATA 6Gb Hot Swap SSD | 1799
7X99CTOLWW | B49V | ThinkSystem 3.5" Intel S4610 3.84TB Mainstream SATA 6Gb Hot Swap SSD | 3579
7X99CTOLWW | B4A2 | ThinkSystem 2.5" PM1645 3.2TB Mainstream SAS 12Gb Hot Swap SSD | 2579
7X99CTOLWW | B4A5 | ThinkSystem 3.5" PM1645 3.2TB Mainstream SAS 12Gb Hot Swap SSD | 2589
7X99CTOLWW | B4A7 | ThinkSystem 2.5" PM1643 3.84TB Capacity SAS 12Gb Hot Swap SSD | 2579
7X99CTOLWW | B4A8 | ThinkSystem 3.5" PM1643 3.84TB Capacity SAS 12Gb Hot Swap SSD | 1869
7X99CTOLWW | B4D2 | ThinkSystem 2.5" PM883 7.68TB Entry SATA 6Gb Hot Swap SSD | 3379
7X99CTOLWW | B4D3 | ThinkSystem U.2 PM983 7.68TB Entry NVMe PCIe3.0 x4 Hot Swap SSD | 4999
7X99CTOLWW | B4H1 | ThinkSystem 8GB TruDDR4 2933MHz (1Rx8 1.2V) RDIMM | 219
7X99CTOLWW | B4H2 | ThinkSystem 16GB TruDDR4 2933MHz (2Rx8 1.2V) RDIMM | 319
7X99CTOLWW | B4H3 | ThinkSystem 32GB TruDDR4 2933MHz (2Rx4 1.2V) RDIMM | 619
7X99CTOLWW | B4H4 | ThinkSystem 64GB TruDDR4 2933MHz (2Rx4 1.2V) RDIMM | 1279
7X99CTOLWW | B4HC | Intel Xeon Gold 6252 24C 150W 2.1GHz Processor | 5909
7X99CTOLWW | B4HE | Intel Xeon Gold 6248 20C 150W 2.5GHz Processor | 5049
7X99CTOLWW | B4HF | Intel Xeon Gold 6244 8C 150W 3.6GHz Processor | 4699
7X99CTOLWW | B4HG | Intel Xeon Gold 6242 16C 150W 2.8GHz Processor | 4419
7X99CTOLWW | B4HH | Intel Xeon Gold 6240 18C 150W 2.6GHz Processor | 3819
7X99CTOLWW | B4HJ | Intel Xeon Gold 6230 20C 125W 2.1GHz Processor | 3099
7X99CTOLWW | B4HK | Intel Xeon Gold 5220 18C 125W 2.2GHz Processor | 2599
7X99CTOLWW | B4HL | Intel Xeon Gold 5218 16C 125W 2.3GHz Processor | 2019
7X99CTOLWW | B4HM | Intel Xeon Gold 5217 8C 115W 3.0GHz Processor | 2659
7X99CTOLWW | B4HN | Intel Xeon Gold 5215 10C 85W 2.5GHz Processor | 2019
7X99CTOLWW | B4HP | Intel Xeon Silver 4216 16C 100W 2.1GHz Processor | 1649
7X99CTOLWW | B4HQ | Intel Xeon Silver 4215 8C 85W 2.5GHz Processor | 1399
7X99CTOLWW | B4HR | Intel Xeon Silver 4214 12C 85W 2.2GHz Processor | 1169
7X99CTOLWW | B4HS | Intel Xeon Silver 4210 10C 85W 2.2GHz Processor | 859
7X99CTOLWW | B4HT | Intel Xeon Silver 4208 8C 85W 2.1GHz Processor | 799
7X99CTOLWW | B4HU | Intel Xeon Bronze 3204 6C 85W 1.9GHz Processor | 439
7X99CTOLWW | B4LV | ThinkSystem 128GB TruDDR4 2666MHz (1.2V) Intel Optane DC Persistent Memory | 1089
7X99CTOLWW | B4LW | ThinkSystem 256GB TruDDR4 2666MHz (1.2V) Intel Optane DC Persistent Memory | 4689
7X99CTOLWW | B4LX | ThinkSystem 512GB TruDDR4 2666MHz (1.2V) Intel Optane DC Persistent Memory | 18319
7X99CTOLWW | B4LY | ThinkSystem 16GB TruDDR4 2933 MHz (1Rx4 1.2V) RDIMM | 289
7X99CTOLWW | B4NF | ThinkSystem SR590/SR570 Refresh MB | 1415
7X99CTOLWW | B4NV | Intel Xeon Gold 6240Y 18/14/8C 150W 2.6GHz Processor | 5345
7X99CTOLWW | B4NW | Intel Xeon Silver 4214Y 12/10/8C 85W 2.2GHz Processor | 1519
7X99CTOLWW | B4P2 | Intel Xeon Gold 6238T 22C 125W 1.9GHz Processor | 4349
7X99CTOLWW | B4P3 | Intel Xeon Gold 5218T 16C 105W 2.1GHz Processor | 2399
7X99CTOLWW | B4P4 | Intel Xeon Silver 4209T 8C 70W 2.2GHz Processor | 929
7X99CTOLWW | B4P9 | Intel Xeon Gold 5215L 10C 85W 2.5GHz Processor | 17019
7X99CTOLWW | B4RQ | ThinkSystem RAID 730-8i 2GB Flash PCIe 12Gb Adapter | 879
7X99CTOLWW | B4X6 | SuperCap for Raid 730-8i 2GB | 149
7X99CTOLWW | B4XA | VMware ESXi 6.7 U1 (Factory Installed) | 0
7X99CTOLWW | B4Y4 | ThinkSystem 2.5" SS530 400GB Performance SAS 12Gb Hot Swap SSD | 1479
7X99CTOLWW | B4Y5 | ThinkSystem 2.5" SS530 800GB Performance SAS 12Gb Hot Swap SSD | 2299
7X99CTOLWW | B4Y7 | ThinkSystem 2.5" SS530 3.2TB Performance SAS 12Gb Hot Swap SSD | 7859
7X99CTOLWW | B4Y8 | ThinkSystem 3.5" SS530 800GB Performance SAS 12Gb Hot Swap SSD | 2279
7X99CTOLWW | B4YA | ThinkSystem 3.5" SS530 3.2TB Performance SAS 12Gb Hot Swap SSD | 7759
7X99CTOLWW | B528 | Intel Optane DC Persistent Memory - Memory Mode only | 0
7X99CTOLWW | B529 | Intel Optane DC Persistent Memory - App Direct Mode only | 0
7X99CTOLWW | B52A | Intel Optane DC Persistent Memory - Mixed Memory Mode | 0
7X99CTOLWW | B58F | ThinkSystem U.2 Intel P4510 1.0TB Entry NVMe PCIe3.0 x4 Hot Swap SSD | 539
7X99CTOLWW | B58G | ThinkSystem U.2 Intel P4510 2.0TB Entry NVMe PCIe3.0 x4 Hot Swap SSD | 1459
7X99CTOLWW | B5RX | Intel Xeon Gold 6210U 20C 150W 2.5GHz Processor | 2449
7X99CTOLWW | B5RY | Intel Xeon Gold 6230N 20C 125W 2.3GHz Processor | 3239
7X99CTOLWW | B5RZ | Intel Xeon Platinum 8253 16C 125W 2.2GHz Processor | 5299
7X99CTOLWW | B5S1 | Intel Xeon Gold 5222 4C 105W 3.8GHz Processor | 1999
7X99CTOLWW | B5S2 | Intel Xeon Platinum 8256 4C 105W 3.8GHz Processor | 12099
7X99CTOLWW | B5T0 | ThinkSystem Broadcom 57414 10/25GbE SFP28 2-port PCIe Ethernet Adapter | 389
7X99CTOLWW | B6BS | Intel Xeon Gold 5218B 16C 125W 2.3GHz Processor | 2019
7X99CTOLWW | B6CE | ThinkSystem RAID 530-16i PCIe 12Gb Adapter | 589
7X99CTOLWW | B6CJ | Intel Xeon Gold 6238 22C 140W 2.1GHz Processor | 4799
7X99CTOLWW | B6CK | Intel Xeon Gold 6234 8C 130W 3.3GHz Processor | 3999
7X99CTOLWW | B6CL | Intel Xeon Gold 6226 12C 125W 2.7GHz Processor | 3299
7X99CTOLWW | B6CP | Intel Xeon Gold 6230T 20C 125W 2.1GHz Processor | 3599
7X99CTOLWW | B6CQ | Intel Xeon Gold 5220T 18C 105W 1.9GHz Processor | 3199
7X99CTOLWW | B6CR | Intel Xeon Gold 6238L 22C 140W 2.1GHz Processor | 14599
7X99CTOLWW | B6CS | Intel Xeon Gold 6240L 18C 150W 2.6GHz Processor | 14299
7X99CTOLWW | B6CT | Intel Xeon Gold 6252N 24C 150W 2.3GHz Processor | 7699
7X99CTOLWW | B6CU | Intel Xeon Gold 6262V 24C 135W 1.9GHz Processor | 5399
7X99CTOLWW | B6CV | Intel Xeon Gold 6222V 20C 115W 1.8GHz Processor | 2999
7X99CTOLWW | B6CW | Intel Xeon Gold 5220S 18C 125W 2.7GHz Processor | 3699
7X99CTOLWW | B6CX | Intel Xeon Gold 6209U 20C 125W 2.1GHz Processor | 2309
7X99CTOLWW | B6JY | ThinkSystem 3.5" PM883 1.92TB Entry SATA 6Gb Hot Swap SSD | 1159
7X99CTOLWW | B6JZ | ThinkSystem 3.5" PM883 3.84TB Entry SATA 6Gb Hot Swap SSD | 2219
7X99CTOLWW | B6TM | ThinkSystem 3.5" PM883 240GB Entry SATA 6Gb Hot Swap SSD | 239
7X99CTOLWW | B6TN | ThinkSystem 3.5" PM883 480GB Entry SATA 6Gb Hot Swap SSD | 359
7X99CTOLWW | B6TP | ThinkSystem 3.5" PM883 960GB Entry SATA 6Gb Hot Swap SSD | 599
7X99CTOLWW | B6U0 | VMware ESXi 6.5 U3 (factory installed) | 0
7X99CTOLWW | B6U1 | VMware ESXi 6.7 U2 (factory installed) | 0
7X99CTOLWW | B7EW | ThinkSystem 2.5" 5210 1.92TB Entry SATA 6Gb Hot Swap QLC SSD | 759
7X99CTOLWW | B7EX | ThinkSystem 2.5" 5210 3.84TB Entry SATA 6Gb Hot Swap QLC SSD | 1489
7X99CTOLWW | B7EY | ThinkSystem 2.5" 5210 7.68TB Entry SATA 6Gb Hot Swap QLC SSD | 2779
7X99CTOLWW | B7EZ | ThinkSystem 3.5" 16TB 7.2K SAS 12Gb Hot Swap 512e HDD | 1309
7X99CTOLWW | B7F0 | ThinkSystem 3.5" 16TB 7.2K SATA 6Gb Hot Swap 512e HDD | 1289
7X99CTOLWW | B7N3 | Intel Xeon Bronze 3206R 8C 85W 1.9GHz Processor | 559
7X99CTOLWW | B7N5 | Intel Xeon Silver 4210R 10C 100W 2.4GHz Processor | 899
7X99CTOLWW | B7N6 | Intel Xeon Silver 4214R 12C 100W 2.4GHz Processor | 1259
7X99CTOLWW | B7N9 | Intel Xeon Gold 5220R 24C 150W 2.2GHz Processor | 2739
7X99CTOLWW | B88T | VMware ESXi 6.7 U3 (factory installed) | 0
7X99CTOLWW | B8HP | ThinkSystem 2.5" 5300 960GB Entry SATA 6Gb Hot Swap SSD | 489
7X99CTOLWW | B8HQ | ThinkSystem 3.5" 5300 3.84TB Entry SATA 6Gb Hot Swap SSD | 2179
7X99CTOLWW | B8HR | ThinkSystem 3.5" 5300 1.92TB Mainstream SATA 6Gb Hot Swap SSD | 1829
7X99CTOLWW | B8HS | ThinkSystem M.2 5300 240GB SATA 6Gbps Non-Hot Swap SSD | 359
7X99CTOLWW | B8HT | ThinkSystem 3.5" PM1645a 800GB Mainstream SAS 12Gb Hot Swap SSD | 829
7X99CTOLWW | B8HU | ThinkSystem 2.5" PM1645a 800GB Mainstream SAS 12Gb Hot Swap SSD | 819
7X99CTOLWW | B8HV | ThinkSystem 2.5" 5300 240GB Entry SATA 6Gb Hot Swap SSD | 359
7X99CTOLWW | B8HW | ThinkSystem HHHL PM1735 3.2TB Mainstream NVMe PCIe4.0 x8 Flash Adapter | 3179
7X99CTOLWW | B8HX | ThinkSystem 3.5" 5300 3.84TB Mainstream SATA 6Gb Hot Swap SSD | 3119
7X99CTOLWW | B8HY | ThinkSystem 2.5" 5300 480GB Mainstream SATA 6Gb Hot Swap SSD | 429
7X99CTOLWW | B8HZ | ThinkSystem 3.5" 5300 1.92TB Entry SATA 6Gb Hot Swap SSD | 1139
7X99CTOLWW | B8J0 | ThinkSystem 3.5" 5300 960GB Mainstream SATA 6Gb Hot Swap SSD | 929
7X99CTOLWW | B8J1 | ThinkSystem 2.5" 5300 240GB Mainstream SATA 6Gb Hot Swap SSD | 409
7X99CTOLWW | B8J2 | ThinkSystem 2.5" 5300 7.68TB Entry SATA 6Gb Hot Swap SSD | 3649
7X99CTOLWW | B8J3 | ThinkSystem 3.5" 5300 7.68TB Entry SATA 6Gb Hot Swap SSD | 4119
7X99CTOLWW | B8J4 | ThinkSystem 2.5" PM1645a 1.6TB Mainstream SAS 12Gb Hot Swap SSD | 1379
7X99CTOLWW | B8J5 | ThinkSystem 2.5" 5300 1.92TB Entry SATA 6Gb Hot Swap SSD | 939
7X99CTOLWW | B8J6 | ThinkSystem 2.5" 5300 960GB Mainstream SATA 6Gb Hot Swap SSD | 729
7X99CTOLWW | B8J7 | ThinkSystem 2.5" 5300 3.84TB Mainstream SATA 6Gb Hot Swap SSD | 2179
7X99CTOLWW | B8J9 | ThinkSystem 3.5" 5300 480GB Entry SATA 6Gb Hot Swap SSD | 379
7X99CTOLWW | B8JA | ThinkSystem 2.5" PM1645a 6.4TB Mainstream SAS 12Gb Hot Swap SSD | 6049
7X99CTOLWW | B8JB | ThinkSystem 3.5" 5300 240GB Entry SATA 6Gb Hot Swap SSD | 369
7X99CTOLWW | B8JC | ThinkSystem 3.5" 5300 960GB Entry SATA 6Gb Hot Swap SSD | 629
7X99CTOLWW | B8JD | ThinkSystem 2.5" PM1645a 3.2TB Mainstream SAS 12Gb Hot Swap SSD | 2579
7X99CTOLWW | B8JE | ThinkSystem 2.5" 5300 1.92TB Mainstream SATA 6Gb Hot Swap SSD | 1279
7X99CTOLWW | B8JF | ThinkSystem 3.5" 5300 480GB Mainstream SATA 6Gb Hot Swap SSD | 529
7X99CTOLWW | B8JG | ThinkSystem 3.5" PM1645a 6.4TB Mainstream SAS 12Gb Hot Swap SSD | 6059
7X99CTOLWW | B8JH | ThinkSystem HHHL PM1735 1.6TB Mainstream NVMe PCIe4.0 x8 Flash Adapter | 1799
7X99CTOLWW | B8JK | ThinkSystem 3.5" PM1645a 3.2TB Mainstream SAS 12Gb Hot Swap SSD | 2589
7X99CTOLWW | B8JL | ThinkSystem 3.5" 5300 240GB Mainstream SATA 6Gb Hot Swap SSD | 419
7X99CTOLWW | B8JM | ThinkSystem 2.5" 5300 480GB Entry SATA 6Gb Hot Swap SSD | 309
7X99CTOLWW | B8JN | ThinkSystem 3.5" PM1645a 1.6TB Mainstream SAS 12Gb Hot Swap SSD | 1389
7X99CTOLWW | B8JP | ThinkSystem 2.5" 5300 3.84TB Entry SATA 6Gb Hot Swap SSD | 1789
7X99CTOLWW | B919 | ThinkSystem M.2 5300 480GB SATA 6Gbps Non-Hot Swap SSD | 369
7X99CTOLWW | B91A | ThinkSystem 2.5" PM1643a 960GB Entry SAS 12Gb Hot Swap SSD | 819
7X99CTOLWW | B91B | ThinkSystem 2.5" PM1643a 1.92TB Entry SAS 12Gb Hot Swap SSD | 1379
7X99CTOLWW | B91C | ThinkSystem 2.5" PM1643a 3.84TB Entry SAS 12Gb Hot Swap SSD | 2579
7X99CTOLWW | B91D | ThinkSystem 2.5" PM1643a 7.68TB Entry SAS 12Gb Hot Swap SSD | 5019
7X99CTOLWW | B91E | ThinkSystem 3.5" PM1643a 3.84TB Entry SAS 12Gb Hot Swap SSD | 1729
7X99CTOLWW | B96M | ThinkSystem HHHL PM1735 6.4TB Mainstream NVMe PCIe4.0 x4 Flash Adapter | 5579
7X99CTOLWW | B96P | ThinkSystem U.3 Kioxia CM6-V 6.4TB Mainstream NVMe PCIe4.0 x4 Hot Swap SSD | 6789
7X99CTOLWW | B96T | ThinkSystem U.3 Kioxia CM6-V 3.2TB Mainstream NVMe PCIe4.0 x4 Hot Swap SSD | 3459
7X99CTOLWW | B96Z | ThinkSystem U.3 Kioxia CM6-V 1.6TB Mainstream NVMe PCIe4.0 x4 Hot Swap SSD | 1919
7X99CTOLWW | B9AC | ThinkSystem 2.5" 5210 960GB Entry SATA 6Gb Hot Swap QLC SSD | 419
7X99CTOLWW | BAZS | Intel Xeon Gold 5218R 20C 125W 2.1GHz Processor | 2259
7X99CTOLWW | BAZU | Intel Xeon Silver 4215R 8C 130W 3.2GHz Processor | 1429
7X99CTOLWW | BAZV | Intel Xeon Gold 6208U 16C 150W 2.9GHz Processor | 1779
7X99CTOLWW | BAZW | Intel Xeon Gold 6226R 16C 150W 2.9GHz Processor | 2289
7X99CTOLWW | BAZX | Intel Xeon Gold 6230R 26C 150W 2.1GHz Processor | 3349
7X99CTOLWW | BB0P | Intel Transparent Supply Chain. Lenovo has paired our industry leading supply chain with Intel's innovative Transparent Supply Chain program to add a layer of protection to your data center and bring peace of mind that the server hardware you bring into ... | 0
7X99CTOLWW | BBZG | VMware ESXi 7.0 (Factory Installed) | 2
7X99CTOLWW | BC4R | ThinkSystem 2.5" PM1643a 15.36TB Entry SAS 12Gb Hot Swap SSD | 10029
7X99CTOLWW | BCFH | ThinkSystem 3.5" 18TB 7.2K SATA 6Gb Hot Swap 512e HDD | 1589
7X99CTOLWW | BCFP | ThinkSystem 3.5" 18TB 7.2K SAS 12Gb Hot Swap 512e HDD | 1609
7X99CTOLWW | BCFR | ThinkSystem U.2 Intel P5600 3.2TB Mainstream NVMe PCIe 4.0 x4 Hot Swap SSD | 3829
7X99CTOLWW | BCFS | ThinkSystem U.2 Intel P5600 6.4TB Mainstream NVMe PCIe 4.0 x4 Hot Swap SSD | 7639
7X99CTOLWW | BCFT | ThinkSystem U.2 Intel P5500 1.92TB Entry NVMe PCIe 4.0 x4 Hot Swap SSD | 1479
7X99CTOLWW | BCFU | ThinkSystem U.2 Intel P5500 7.68TB Entry NVMe PCIe 4.0 x4 Hot Swap SSD | 5359
7X99CTOLWW | BCFV | ThinkSystem U.2 Intel P5600 1.6TB Mainstream NVMe PCIe 4.0 x4 Hot Swap SSD | 1919
7X99CTOLWW | BCFW | ThinkSystem U.2 Intel P5500 3.84TB Entry NVMe PCIe 4.0 x4 Hot Swap SSD | 2689
7X99CTOLWW | BCGJ | ThinkSystem HHHL Kioxia CM5-V 1.6TB Mainstream NVMe PCIe3.0 x4 Flash Adapter | 2279
7X99CTOLWW | BCGK | ThinkSystem HHHL Kioxia CM5-V 3.2TB Mainstream NVMe PCIe3.0 x4 Flash Adapter | 4129
7X99CTOLWW | BCGL | ThinkSystem HHHL Kioxia CM5-V 6.4TB Mainstream NVMe PCIe3.0 x4 Flash Adapter | 7879
7X99CTOLWW | BCTC | ThinkSystem 2.5" Multi Vendor 240GB Entry SATA 6Gb Hot Swap SSD | 219
7X99CTOLWW | BCTD | ThinkSystem 2.5" Multi Vendor 480GB Entry SATA 6Gb Hot Swap SSD | 219
7X99CTOLWW | BCTE | ThinkSystem 2.5" Multi Vendor 960GB Entry SATA 6Gb Hot Swap SSD | 659
7X99CTOLWW | BCTF | ThinkSystem 2.5" Multi Vendor 1.92TB Entry SATA 6Gb Hot Swap SSD | 1289
7X99CTOLWW | BCTG | ThinkSystem 2.5" Multi Vendor 3.84TB Entry SATA 6Gb Hot Swap SSD | 1259
7X99CTOLWW | BCTH | ThinkSystem 3.5" Multi Vendor 240GB Entry SATA 6Gb Hot Swap SSD | 229
7X99CTOLWW | BCTJ | ThinkSystem 3.5" Multi Vendor 480GB Entry SATA 6Gb Hot Swap SSD | 219
7X99CTOLWW | BCTK | ThinkSystem 3.5" Multi Vendor 960GB Entry SATA 6Gb Hot Swap SSD | 669
7X99CTOLWW | BCTL | ThinkSystem 3.5" Multi Vendor 1.92TB Entry SATA 6Gb Hot Swap SSD | 1289
7X99CTOLWW | BCTM | ThinkSystem 3.5" Multi Vendor 3.84TB Entry SATA 6Gb Hot Swap SSD | 1269
7X99CTOLWW | BE03 | ThinkSystem U.3 Kioxia CM6-V 800GB Mainstream NVMe PCIe 4.0 x4 Hot Swap SSD | 1439
7X99CTOLWW | BE5E | VMware ESXi 7.0 U1 (Factory Installed) | 0
7X99CTOLWW | BEVK | ThinkSystem 3.5" PM1643a 7.68TB Entry SAS 12Gb Hot Swap SSD | 5589
7X99CTOLWW | BFY5 | ThinkSystem RAID 530-16i PCIe 12Gb Adapter | 579
7X99CTOLWW | BFYB | Operating mode selection for: "Maximum Performance Mode" | 0
7X99CTOLWW | BFYC | Operating mode selection for: "Minimal Power Mode" | 0
7X99CTOLWW | BFYD | Operating mode selection for: "Efficiency Favoring Power Savings Mode" | 0
7X99CTOLWW | BFYE | Operating mode selection for: "Efficiency - Favoring Performance Mode" | 0
7X99CTOLWW | BFZZ | ThinkSystem 2.5" Nytro 3732 800GB Performance SAS 12Gb Hot Swap SSD SED | 1669
7X99CTOLWW | BG00 | ThinkSystem 3.5" Nytro 3732 3.2TB Performance SAS 12Gb Hot Swap SSD | 6219
7X99CTOLWW | BG01 | ThinkSystem 3.5" Nytro 3732 1.6TB Performance SAS 12Gb Hot Swap SSD | 3239
7X99CTOLWW | BG02 | ThinkSystem 3.5" Nytro 3732 800GB Performance SAS 12Gb Hot Swap SSD | 1669
7X99CTOLWW | BG03 | ThinkSystem 3.5" Nytro 3732 400GB Performance SAS 12Gb Hot Swap SSD | 1029
7X99CTOLWW | BG04 | ThinkSystem 2.5" Nytro 3732 3.2TB Performance SAS 12Gb Hot Swap SSD | 6259
7X99CTOLWW | BG05 | ThinkSystem 2.5" Nytro 3732 1.6TB Performance SAS 12Gb Hot Swap SSD | 3259
7X99CTOLWW | BG06 | ThinkSystem 2.5" Nytro 3732 800GB Performance SAS 12Gb Hot Swap SSD | 1669
7X99CTOLWW | BG07 | ThinkSystem 2.5" Nytro 3732 400GB Performance SAS 12Gb Hot Swap SSD | 1029
7X99CTOLWW | BHSR | VMware ESXi 7.0 U2 (Factory Installed) | 0
7Y00CTO1WW | 64 | QLogic 10Gb SFP+ SR Optical Transceiver | 909
7Y00CTO1WW | 69 | Brocade 10Gb SFP+ SR Optical Transceiver | 909
7Y00CTO1WW | 747 | UID Asset Tag Label | 20
7Y00CTO1WW | 2302 | RAID Configuration | 149
7Y00CTO1WW | 2306 | Integration >1U Component | 125
7Y00CTO1WW | 2321 | Custom MFG SVCS Fee - Small Increment | 3
7Y00CTO1WW | 2400 | Primary Array 12 HDDs | 0
7Y00CTO1WW | 2401 | Primary Array 13 HDDs | 0
7Y00CTO1WW | 2402 | Primary Array 14 HDDs | 0
7Y00CTO1WW | 2403 | Primary Array 15 HDDs | 0
7Y00CTO1WW | 2404 | Primary Array 16 HDDs | 0
7Y00CTO1WW | 2405 | Secondary Array 9 HDDs | 0
7Y00CTO1WW | 2406 | Secondary Array 10 HDDs | 0
7Y00CTO1WW | 2407 | Secondary Array 11 HDDs | 0
7Y00CTO1WW | 2408 | Secondary Array 12 HDDs | 0
7Y00CTO1WW | 2409 | Secondary Array 13 HDDs | 0
7Y00CTO1WW | 2410 | Secondary Array 14 HDDs | 0
7Y00CTO1WW | 2411 | Tertiary Array 2 HDDs | 0
7Y00CTO1WW | 2412 | Tertiary Array 3 HDDs | 0
7Y00CTO1WW | 2413 | Tertiary Array 4 HDDs | 0
7Y00CTO1WW | 2414 | Tertiary Array 5 HDDs | 0
7Y00CTO1WW | 2415 | Tertiary Array 6 HDDs | 0
7Y00CTO1WW | 2416 | Tertiary Array 7 HDDs | 0
7Y00CTO1WW | 2417 | Tertiary Array 8 HDDs | 0
7Y00CTO1WW | 3269 | SFP SX Transceiver | 149
7Y00CTO1WW | 3271 | No RAID - Secondary Array set up by customer | 0
7Y00CTO1WW | 3272 | No RAID - Tertiary Array set up by customer | 0
7Y00CTO1WW | 5053 | SFP+ SR Transceiver | 699
7Y00CTO1WW | 5977 | Select Storage devices - no configured RAID required | 0
7Y00CTO1WW | 5978 | Select Storage devices - configured RAID | 0
7Y00CTO1WW | 6139 | SF Instruction | 0
7Y00CTO1WW | 6201 | 1.5m, 10A/100-250V, C13 to IEC 320-C14 Rack Power Cable | 19
7Y00CTO1WW | 6204 | 2.8m, 10A/100-250V, C13 to IEC 320-C20 Rack Power Cable | 19
7Y00CTO1WW | 6263 | 4.3m, 10A/100-250V, C13 to IEC 320-C14 Rack Power Cable | 19
7Y00CTO1WW | 6311 | 2.8m, 10A/100-250V, C13 to IEC 320-C14 Rack Power Cable | 9
7Y00CTO1WW | 6313 | 2.8m, 10A/120V, C13 to NEMA 5-15P (US) Line Cord | 19
7Y00CTO1WW | 6370 | 4.3m, 10A/125V, C13 to NEMA 5-15P (US) Line Cord | 10
7Y00CTO1WW | 6373 | 4.3m, 10A/250V, C13 to NEMA 6-15P (US) Line Cord | 15
7Y00CTO1WW | 6400 | 2.8m, 13A/100-250V, C13 to C14 Jumper Cord | 9
7Y00CTO1WW | 6401 | 2.8m, 13A/120V, C13 to NEMA 5-15P (US) Line Cord | 29
7Y00CTO1WW | 6570 | 2.0m, 13A/100-250V, C13 to C14 Jumper Cord | 19
7Y00CTO1WW | 6583 | 4.3m, 13A/100-250V, C13 to C14 Rack Power Cable | 19
7Y00CTO1WW | 7008 | Primary Array 2 HDDs | 0
7Y00CTO1WW | 7009 | Primary Array 3 HDDs | 0
7Y00CTO1WW | 7010 | Primary Array 4 HDDs | 0
7Y00CTO1WW | 7011 | Primary Array 5 HDDs | 0
7Y00CTO1WW | 7012 | Primary Array 6 HDDs | 0
7Y00CTO1WW | 7013 | Primary Array 7 HDDs | 0
7Y00CTO1WW | 7014 | Primary Array 8 HDDs | 0
7Y00CTO1WW | 7015 | Secondary Array 2 HDDs | 0
7Y00CTO1WW | 7016 | Secondary Array 3 HDDs | 0
7Y00CTO1WW | 7017 | Secondary Array 4 HDDs | 0
7Y00CTO1WW | 7057 | Secondary Array 5 HDDs | 0
7Y00CTO1WW | 7058 | Secondary Array 6 HDDs | 0
7Y00CTO1WW | 7059 | Secondary Array 7 HDDs | 0
7Y00CTO1WW | 7060 | Secondary Array 8 HDDs | 0
7Y00CTO1WW | 7664 | Primary Array 9 HDDs | 0
7Y00CTO1WW | 7831 | Customer Solution Center Services | 0
7Y00CTO1WW | 8067 | TAA Compliant Order | 0
7Y00CTO1WW | 8072 | General Racking Solution | 0
7Y00CTO1WW | 8086 | No Publications Selected | 0
7Y00CTO1WW | 8971 | Integrate in manufacturing | 0
7Y00CTO1WW | 8972 | Ship Uninstalled (Safety) | 0
7Y00CTO1WW | 9013 | Hot Spare | 0
7Y00CTO1WW | 9714 | Primary Array 10 HDDs | 0
7Y00CTO1WW | 9715 | Primary Array 11 HDDs | 0
7Y00CTO1WW | A0SB | Primary Array 17 HDDs | 0
7Y00CTO1WW | A0SC | Primary Array 18 HDDs | 0
7Y00CTO1WW | A0SD | Primary Array 19 HDDs | 0
7Y00CTO1WW | A0SE | Primary Array 20 HDDs | 0
7Y00CTO1WW | A0SF | Primary Array 21 HDDs | 0
7Y00CTO1WW | A0SG | Primary Array 22 HDDs | 0
7Y00CTO1WW | A0SH | Primary Array 23 HDDs | 0
7Y00CTO1WW | A0SJ | Primary Array 24 HDDs | 0
7Y00CTO1WW | A0SK | Primary Array 25 HDDs | 0
7Y00CTO1WW | A0SL | Primary Array 26 HDDs | 0
7Y00CTO1WW | A0SM | Primary Array 27 HDDs | 0
7Y00CTO1WW | A0SN | Primary Array 28 HDDs | 0
7Y00CTO1WW | A0SP | Primary Array 29 HDDs | 0
7Y00CTO1WW | A0SQ | Primary Array 30 HDDs | 0
7Y00CTO1WW | A0SR | Primary Array 31 HDDs | 0
7Y00CTO1WW | A0SS | Primary Array 32 HDDs | 0
7Y00CTO1WW | A0ST | Secondary Array 15 HDDs | 0
7Y00CTO1WW | A0SU | Secondary Array 16 HDDs | 0
7Y00CTO1WW | A0SV | Secondary Array 17 HDDs | 0
7Y00CTO1WW | A0SW | Secondary Array 18 HDDs | 0
7Y00CTO1WW | A0SX | Secondary Array 19 HDDs | 0
7Y00CTO1WW | A0SY | Secondary Array 20 HDDs | 0
7Y00CTO1WW | A0SZ | Secondary Array 21 HDDs | 0
7Y00CTO1WW | A0T0 | Secondary Array 22 HDDs | 0
7Y00CTO1WW | A0T1 | Secondary Array 23 HDDs | 0
7Y00CTO1WW | A0T2 | Secondary Array 24 HDDs | 0
7Y00CTO1WW | A0T3 | Secondary Array 25 HDDs | 0
7Y00CTO1WW | A0T4 | Secondary Array 26 HDDs | 0
7Y00CTO1WW | A0T5 | Secondary Array 27 HDDs | 0
7Y00CTO1WW | A0T6 | Secondary Array 28 HDDs | 0
7Y00CTO1WW | A0T7 | Secondary Array 29 HDDs | 0
7Y00CTO1WW | A0T8 | Secondary Array 30 HDDs | 0
7Y00CTO1WW | A102 | Advanced Grouping | 0
7Y00CTO1WW | A103 | System x Cluster Upgrade | 0
7Y00CTO1WW | A1PJ | 3m Passive DAC SFP+ Cable | 89
7Y00CTO1WW | A1PK | 5m Passive DAC SFP+ Cable | 159
7Y00CTO1WW | A1RF | 2.8m, 10A/250V, C13 to NEMA 6-15P Line Cord | 15
7Y00CTO1WW | A2K6 | Primary Array - RAID 0 | 0
7Y00CTO1WW | A2K7 | Primary Array - RAID 1 | 0
7Y00CTO1WW | A2K9 | Primary Array - RAID 5 | 0
7Y00CTO1WW | A2KA | Primary Array - RAID 6 | 0
7Y00CTO1WW | A2KB | Primary Array - RAID 10 | 0
7Y00CTO1WW | A2KF | Secondary Array - RAID 0 | 0
7Y00CTO1WW | A2KG | Secondary Array - RAID 1 | 0
7Y00CTO1WW | A2KJ | Secondary Array - RAID 5 | 0
7Y00CTO1WW | A2KK | Secondary Array - RAID 6 | 0
7Y00CTO1WW | A2KL | Secondary Array - RAID 10 | 0
7Y00CTO1WW | A2KQ | Tertiary Array - RAID 0 | 0
7Y00CTO1WW | A2KR | Tertiary Array - RAID 1 | 0
7Y00CTO1WW | A2KT | Tertiary Array - RAID 5 | 0
7Y00CTO1WW | A2KU | Tertiary Array - RAID 6 | 0
7Y00CTO1WW | A2KV | Tertiary Array - RAID 10 | 0
7Y00CTO1WW | A3RG | 0.5m Passive DAC SFP+ Cable | 79
7Y00CTO1WW | A3RH | 7m Passive DAC SFP+ Cable | 179
7Y00CTO1WW | A3SW | 1.2m, 16A/100-250V, 2 Short C13s to Short C20 Rack Power Cable | 55
7Y00CTO1WW | A3SX | 2.5m, 16A/100-250V, 2 Long C13s to Short C20 Rack Power Cable | 75
7Y00CTO1WW | A3SY | 2.8m, 16A/100-250V, 2 Short C13s to Long C20 Rack Power Cable | 79
7Y00CTO1WW | A3SZ | 4.1m, 16A/100-250V, 2 Long C13s to Long C20 Rack Power Cable | 85
7Y00CTO1WW | A4EY | No x Network Adapter | 0
7Y00CTO1WW | A4VP | 1.0m, 10A/100-250V, C13 to IEC 320-C14 Rack Power Cable | 19
7Y00CTO1WW | A51N | 1.5m Passive DAC SFP+ Cable | 89
7Y00CTO1WW | A51P | 2m Passive DAC SFP+ Cable | 89
7Y00CTO1WW | A5DL | SFP 1000Base-T (RJ-45) Transceiver | 89
7Y00CTO1WW | ASQT | 0.5m Mellanox EDR IB Passive Copper QSFP28 Cable | 229
7Y00CTO1WW | ASQU | 0.75m Mellanox EDR IB Passive Copper QSFP28 Cable | 249
7Y00CTO1WW | ASQV | 1m Mellanox EDR IB Passive Copper QSFP28 Cable | 249
7Y00CTO1WW | ASQW | 1.25m Mellanox EDR IB Passive Copper QSFP28 Cable | 289
7Y00CTO1WW | ASQX | 1.5m Mellanox EDR IB Passive Copper QSFP28 Cable | 289
7Y00CTO1WW | ASQY | 2m Mellanox EDR IB Passive Copper QSFP28 Cable | 289
7Y00CTO1WW | ASQZ | 5m Mellanox EDR IB Optical QSFP28 Cable | 1359
7Y00CTO1WW | ASR0 | 10m Mellanox EDR IB Optical QSFP28 Cable | 1419
7Y00CTO1WW | ASR1 | 15m Mellanox EDR IB Optical QSFP28 Cable | 1509
7Y00CTO1WW | ASR2 | 20m Mellanox EDR IB Optical QSFP28 Cable | 1569
7Y00CTO1WW | ASR3 | 30m Mellanox EDR IB Optical QSFP28 Cable | 1789
7Y00CTO1WW | ASR5 | Lenovo 0.5m LC-LC OM3 MMF Cable | 24
7Y00CTO1WW | ASR6 | Lenovo 1m LC-LC OM3 MMF Cable | 24
7Y00CTO1WW | ASR7 | Lenovo 3m LC-LC OM3 MMF Cable | 24
7Y00CTO1WW | ASR8 | Lenovo 5m LC-LC OM3 MMF Cable | 29
7Y00CTO1WW | ASR9 | Lenovo 10m LC-LC OM3 MMF Cable | 39
7Y00CTO1WW | ASRA | Lenovo 15m LC-LC OM3 MMF Cable | 45
7Y00CTO1WW | ASRB | Lenovo 25m LC-LC OM3 MMF Cable | 54
7Y00CTO1WW | ASRC | Lenovo 30m LC-LC OM3 MMF Cable | 64
7Y00CTO1WW | ASRM | 3m Mellanox EDR IB Passive Copper QSFP28 Cable | 319
7Y00CTO1WW | ASRN | 3m Mellanox EDR IB Optical QSFP28 Cable | 1359
7Y00CTO1WW | ASRP | 50m Mellanox EDR IB Optical QSFP28 Cable | 2329
7Y00CTO1WW | AT2R | Lenovo 1m Active DAC SFP+ Cables | 129
7Y00CTO1WW | AT2S | Lenovo 3m Active DAC SFP+ Cables | 139
7Y00CTO1WW | AT2T | Lenovo 5m Active DAC SFP+ Cables | 159
7Y00CTO1WW | ATPX | Intel X550-T2 Dual Port 10GBase-T Adapter | 599
7Y00CTO1WW | ATYX | Lenovo 1m SFP+ to SFP+ Active Optical Cable | 104
7Y00CTO1WW | ATYY | Lenovo 3m SFP+ to SFP+ Active Optical Cable | 99
7Y00CTO1WW | ATYZ | Lenovo 5m SFP+ to SFP+ Active Optical Cable | 114
7Y00CTO1WW | ATZ0 | Lenovo 7m SFP+ to SFP+ Active Optical Cable | 129
7Y00CTO1WW | ATZ1 | Lenovo 15m SFP+ to SFP+ Active Optical Cable | 169
7Y00CTO1WW | ATZ2 | Lenovo 20m SFP+ to SFP+ Active Optical Cable | 169
7Y00CTO1WW | ATZB | QLogic 16Gb Enhanced Gen5 FC Single-port HBA | 979
7Y00CTO1WW | ATZC | QLogic 16Gb Enhanced Gen5 FC Dual-port HBA | 1339
7Y00CTO1WW | ATZU | Emulex 16Gb Gen6 FC Single-port HBA | 949
7Y00CTO1WW | ATZV | Emulex 16Gb Gen6 FC Dual-port HBA | 1309
7Y00CTO1WW | AUCT | Tertiary Array 9 HDDs | 0
7Y00CTO1WW | AUCU | Tertiary Array 10 HDDs | 0
7Y00CTO1WW | AUCV | Tertiary Array 11 HDDs | 0
7Y00CTO1WW | AUCW | Tertiary Array 12 HDDs | 0
7Y00CTO1WW | AUCX | Tertiary Array 13 HDDs | 0
7Y00CTO1WW | AUCY | Tertiary Array 14 HDDs | 0
7Y00CTO1WW | AUCZ | Tertiary Array 15 HDDs | 0
7Y00CTO1WW | AUD0 | Tertiary Array 16 HDDs | 0
7Y00CTO1WW | AUD1 | Tertiary Array 17 HDDs | 0
7Y00CTO1WW | AUD2 | Tertiary Array 18 HDDs | 0
7Y00CTO1WW | AUD3 | Tertiary Array 19 HDDs | 0
7Y00CTO1WW | AUD4 | Tertiary Array 20 HDDs | 0
7Y00CTO1WW | AUD5 | Tertiary Array 21 HDDs | 0
7Y00CTO1WW | AUD6 | Tertiary Array 22 HDDs | 0
7Y00CTO1WW | AUD7 | Tertiary Array 23 HDDs | 0
7Y00CTO1WW | AUD8 | Tertiary Array 24 HDDs | 0
7Y00CTO1WW | AUK7 | TPM 2.0 and Secure Boot | 0
7Y00CTO1WW | AUKP | ThinkSystem Broadcom 57416 10GBASE-T 2-Port PCIe Ethernet Adapter | 479
7Y00CTO1WW | AUKX | ThinkSystem Intel X710-DA2 PCIe 10Gb 2-Port SFP+ Ethernet Adapter | 459
7Y00CTO1WW | AULV | ThinkSystem 2.5" 300GB 15K SAS 12Gb Hot Swap 512n HDD | 339
7Y00CTO1WW | AULW | ThinkSystem 2.5" 600GB 15K SAS 12Gb Hot Swap 512n HDD | 469
7Y00CTO1WW | AULX | ThinkSystem 2.5" 900GB 15K SAS 12Gb Hot Swap 512e HDD | 639
7Y00CTO1WW | AULY | ThinkSystem 2.5" 300GB 10K SAS 12Gb Hot Swap 512n HDD | 289
7Y00CTO1WW | AULZ | ThinkSystem 2.5" 600GB 10K SAS 12Gb Hot Swap 512n HDD | 319
7Y00CTO1WW | AUM0 | ThinkSystem 2.5" 900GB 10K SAS 12Gb Hot Swap 512n HDD | 389
7Y00CTO1WW | AUM1 | ThinkSystem 2.5" 1.2TB 10K SAS 12Gb Hot Swap 512n HDD | 389
7Y00CTO1WW | AUM2 | ThinkSystem 2.5" 1.8TB 10K SAS 12Gb Hot Swap 512e HDD | 589
7Y00CTO1WW | AUM5 | ThinkSystem 2.5" 600GB 10K SAS 12Gb Hot Swap 512n HDD SED | 635
7Y00CTO1WW | AUM6 | ThinkSystem 2.5" 1TB 7.2K SAS 12Gb Hot Swap 512n HDD | 469
7Y00CTO1WW | AUM7 | ThinkSystem 2.5" 2TB 7.2K SAS 12Gb Hot Swap 512n HDD | 839
7Y00CTO1WW | AUNG | ThinkSystem RAID 530-8i PCIe 12Gb Adapter | 299
7Y00CTO1WW | AUNJ | ThinkSystem RAID 930-8i 2GB Flash PCIe 12Gb Adapter | 1009
7Y00CTO1WW | AUNK | ThinkSystem RAID 930-16i 4GB Flash PCIe 12Gb Adapter | 1529
7Y00CTO1WW | AUNL | ThinkSystem 430-8i SAS/SATA 12Gb HBA | 299
7Y00CTO1WW | AUNM | ThinkSystem 430-16i SAS/SATA 12Gb HBA | 589
7Y00CTO1WW | AUNN | ThinkSystem 430-16e SAS/SATA 12Gb HBA | 609
7Y00CTO1WW | AUNP | FBU345 SuperCap | 135
7Y00CTO1WW | AUNQ | ThinkSystem RAID 930-8e 4GB Flash PCIe 12Gb Adapter | 1689
7Y00CTO1WW | AUNR | ThinkSystem 430-8e SAS/SATA 12Gb HBA | 299
7Y00CTO1WW | AUNS | ThinkSystem QLogic QLE2740 PCIe 32Gb 1-Port SFP+ Fibre Channel Adapter | 1739
7Y00CTO1WW | AUNU | ThinkSystem QLogic QLE2742 PCIe 32Gb 2-Port SFP+ Fibre Channel Adapter | 2609
7Y00CTO1WW | AUR6 | ThinkSystem 2U 3.5" SATA/SAS 8-Bay Backplane | 175
7Y00CTO1WW | AUR8 | ThinkSystem 2U 3.5" AnyBay 12-Bay Backplane | 315
7Y00CTO1WW | AUR9 | ThinkSystem 2U 3.5" SATA/SAS 12-Bay Backplane | 219
7Y00CTO1WW | AURA | ThinkSystem 2U/Twr 2.5" SATA/SAS 8-Bay Backplane | 229
7Y00CTO1WW | AURD | ThinkSystem 2U left EIA Latch Standard | 15
7Y00CTO1WW | AURH | ThinkSystem Right EIA Latch Standard | 15
7Y00CTO1WW | AURR | ThinkSystem M3.5 Screw for Riser 2x2pcs and Planar 5pcs | 0
7Y00CTO1WW | AURX | ThinkSystem 2U Security Bezel | 45
7Y00CTO1WW | AUSA | Lenovo ThinkSystem M3.5" Screw for EIA | 0
7Y00CTO1WW | AUU3 | ThinkSystem 3.5" 600GB 15K SAS 12Gb Hot Swap 512n HDD | 479
7Y00CTO1WW | AUU5 | ThinkSystem 3.5" 2TB 7.2K SAS 12Gb Hot Swap 512n HDD | 339
7Y00CTO1WW | AUU6 | ThinkSystem 3.5" 4TB 7.2K SAS 12Gb Hot Swap 512n HDD | 419
7Y00CTO1WW | AUU7 | ThinkSystem 3.5" 6TB 7.2K SAS 12Gb Hot Swap 512e HDD | 549
7Y00CTO1WW | AUU8 | ThinkSystem 3.5" 4TB 7.2K SATA 6Gb Hot Swap 512n HDD | 389
7Y00CTO1WW | AUU9 | ThinkSystem 3.5" 8TB 7.2K SATA 6Gb Hot Swap 512e HDD | 599
7Y00CTO1WW | AUUA | ThinkSystem 3.5" 6TB 7.2K SATA 6Gb Hot Swap 512e HDD | 529
7Y00CTO1WW | AUUB | ThinkSystem 3.5" 10TB 7.2K SATA 6Gb Hot Swap 512e HDD | 829
7Y00CTO1WW | AUUC | ThinkSystem 3.5" 900GB 15K SAS 12Gb Hot Swap 512e HDD | 679
7Y00CTO1WW | AUUD | ThinkSystem 3.5" 2TB 7.2K SATA 6Gb Hot Swap 512n HDD | 319
7Y00CTO1WW | AUUE | ThinkSystem 2.5" 1TB 7.2K SATA 6Gb Hot Swap 512n HDD | 469
7Y00CTO1WW | AUUG | ThinkSystem 3.5" 10TB 7.2K SAS 12Gb Hot Swap 512e HDD | 849
7Y00CTO1WW | AUUH | ThinkSystem 3.5" 4TB 7.2K SAS 12Gb Hot Swap 512n HDD FIPS | 829
7Y00CTO1WW | AUUJ | ThinkSystem 2.5" 2TB 7.2K SATA 6Gb Hot Swap 512e HDD | 849
7Y00CTO1WW | AUUL | ThinkSystem M.2 32GB SATA 6Gbps Non-Hot Swap SSD | 109
7Y00CTO1WW | AUUV | ThinkSystem M.2 128GB SATA 6Gbps Non-Hot Swap SSD | 159
7Y00CTO1WW | AUV1 | ThinkSystem RAID 930-24i 4GB Flash PCIe 12Gb Adapter | 1699
7Y00CTO1WW | AUW8 | ThinkSystem 3.5" SATA/SAS 4-Bay Backplane | 90
7Y00CTO1WW | AUZV | ThinkSystem Broadcom 5719 1GbE RJ45 4-Port PCIe Ethernet Adapter | 159
7Y00CTO1WW | AUZW | ThinkSystem I350-T4 PCIe 1Gb 4-Port RJ45 Ethernet Adapter | 379
7Y00CTO1WW | AUZX | ThinkSystem Broadcom 5720 1GbE RJ45 2-Port PCIe Ethernet Adapter | 129
7Y00CTO1WW | AUZY | ThinkSystem I350-T2 PCIe 1Gb 2-Port RJ45 Ethernet Adapter | 179
7Y00CTO1WW | AUZZ | ThinkSystem I350-F1 PCIe 1Gb 1-Port SFP Ethernet Adapter | 379
7Y00CTO1WW | AV1B | Lenovo 25GBase-SR SFP28 Transceiver | 449
7Y00CTO1WW | AV1F | Lenovo 3m 25G SFP28 Active Optical Cable | 489
7Y00CTO1WW | AV1G | Lenovo 5m 25G SFP28 Active Optical Cable | 489
7Y00CTO1WW | AV1H | Lenovo 10m 25G SFP28 Active Optical Cable | 499
7Y00CTO1WW | AV1J | Lenovo 15m 25G SFP28 Active Optical Cable | 497
7Y00CTO1WW | AV1K | Lenovo 20m 25G SFP28 Active Optical Cable | 519
7Y00CTO1WW | AV1W | Lenovo 1m Passive 25G SFP28 DAC Cable | 69
7Y00CTO1WW | AV1X | Lenovo 3m Passive 25G SFP28 DAC Cable | 79
7Y00CTO1WW | AV1Y | Lenovo 5m Passive 25G SFP28 DAC Cable | 159
7Y00CTO1WW | AVUX | On Board SATA AHCI Mode | 0
7Y00CTO1WW | AVV1 | Lenovo 10GBaseT SFP+ Transceiver | 599
7Y00CTO1WW | AVV8 | ThinkSystem External USB DVD-RW Optical Disk Drive | 79
7Y00CTO1WW | AVWC | ThinkSystem 550W(230V/115V) Platinum Hot-Swap Power Supply | 349
7Y00CTO1WW | AVWF | ThinkSystem 1100W (230V/115V) Platinum Hot-Swap Power Supply | 499
7Y00CTO1WW | AVWG | ThinkSystem 1600W (230V) Platinum Hot-Swap Power Supply | 549
7Y00CTO1WW | AX8A | 4.3m, 13A/120V, C13 to NEMA 5-15P (US) Line Cord | 19
7Y00CTO1WW | AXCA | ThinkSystem Toolless Slide Rail | 99
7Y00CTO1WW | AXCH | ThinkSystem Toolless Slide Rail Kit with 2U CMA | 149
7Y00CTO1WW | AXQR | 10Gb SFP+ LR Transceiver | 350
7Y00CTO1WW | B0ML | Feature Enable TPM on MB | 0
7Y00CTO1WW | B0N4 | 2.0m, 10A/100-250V, C13 to IEC 320-C14 Rack Power Cable | 29
7Y00CTO1WW | B0N5 | 1.0m, 13A/100-250V, C13 to C14 Jumper Cord | 25
7Y00CTO1WW | B0N6 | 1.5m, 13A/100-250V, C13 to C14 Jumper Cord | 29
7Y00CTO1WW | B0RJ | 10GBASE-LR SFP+Transceiver | 350
7Y00CTO1WW | B0YP | ThinkSystem 3.5" 6TB 7.2K SAS 12Gb Hot Swap 512e HDD FIPS | 559
7Y00CTO1WW | B0YR | ThinkSystem 3.5" 8TB 7.2K SAS 12Gb Hot Swap 512e HDD | 659
7Y00CTO1WW | B0YS | ThinkSystem 2.5" 2.4TB 10K SAS 12Gb Hot Swap 512e HDD | 629
7Y00CTO1WW | B117 | ThinkSystem 3.5" 12TB 7.2K SAS 12Gb Hot Swap 512e HDD | 949
7Y00CTO1WW | B118 | ThinkSystem 3.5" 12TB 7.2K SATA 6Gb Hot Swap 512e HDD | 1829
7Y00CTO1WW | B135 | ThinkSystem 2U CMA Upgrade Kit for Toolless Slide Rail | 59
7Y00CTO1WW | B1JJ | ThinkSystem 3.5" 300GB 10K SAS 12Gb Hot Swap 512n HDD | 289
7Y00CTO1WW | B21W | ThinkSystem U.2 Toshiba CM5-V 800GB Mainstream NVMe PCIe 3.0 x4 Hot Swap SSD | 859
7Y00CTO1WW | B21X | ThinkSystem U.2 Toshiba CM5-V 1.6TB Mainstream NVMe PCIe 3.0 x4 Hot Swap SSD | 3449
7Y00CTO1WW | B21Y | ThinkSystem U.2 Toshiba CM5-V 3.2TB Mainstream NVMe PCIe 3.0 x4 Hot Swap SSD | 6999
7Y00CTO1WW | B21Z | ThinkSystem 3.5" Toshiba CM5-V 800GB Mainstream NVMe PCIe 3.0 x4 Hot Swap SSD | 869
7Y00CTO1WW | B220 | ThinkSystem 3.5" Toshiba CM5-V 1.6TB Mainstream NVMe PCIe 3.0 x4 Hot Swap SSD | 3449
7Y00CTO1WW | B221 | ThinkSystem 3.5" Toshiba CM5-V 3.2TB Mainstream NVMe PCIe 3.0 x4 Hot Swap SSD | 6999
7Y00CTO1WW | B22D | ThinkSystem 810-4P NVMe Switch Adapter | 799
7Y00CTO1WW | B2P9 | Lenovo 0.5m LC-LC OM4 MMF Cable | 34
7Y00CTO1WW | B2PA | Lenovo 1m LC-LC OM4 MMF Cable | 29
7Y00CTO1WW | B2PB | Lenovo 3m LC-LC OM4 MMF Cable | 34
7Y00CTO1WW | B2PC | Lenovo 5m LC-LC OM4 MMF Cable | 44
7Y00CTO1WW | B2PD | Lenovo 10m LC-LC OM4 MMF Cable | 69
7Y00CTO1WW | B2PE | Lenovo 15m LC-LC OM4 MMF Cable | 79
7Y00CTO1WW | B2PF | Lenovo 25m LC-LC OM4 MMF Cable | 114
7Y00CTO1WW | B2X4 | ThinkSystem 2.5" 5200 1.92TB Entry SATA 6Gb Hot Swap SSD | 899
7Y00CTO1WW | B2X6 | ThinkSystem 2.5" 5200 7.68TB Entry SATA 6Gb Hot Swap SSD | 4999
7Y00CTO1WW | B2X9 | ThinkSystem 3.5" 5200 1.92TB Entry SATA 6Gb Hot Swap SSD | 909
7Y00CTO1WW | B2XJ | ThinkSystem U.2 Toshiba CM5-V 6.4TB Mainstream NVMe PCIe 3.0 x4 Hot Swap SSD | 12829
7Y00CTO1WW | B2XK | ThinkSystem 3.5" Toshiba CM5-V 6.4TB Mainstream NVMe PCIe 3.0 x4 Hot Swap SSD | 12829
7Y00CTO1WW | B30W | Custom MFG SVCS Fee - Medium Increment | 30
7Y00CTO1WW | B30X | Custom MFG SVCS Fee - Large Increment | 300
7Y00CTO1WW | B31D | ThinkSystem NVIDIA Quadro P620 2GB PCIe Active GPU | 269
7Y00CTO1WW | B31G | ThinkSystem QLogic QL41134 PCIe 10Gb 4-Port Base-T Ethernet Adapter | 799
7Y00CTO1WW | B32R | ThinkSystem RDX External USB 3.0 Dock | 349
7Y00CTO1WW | B34N | ThinkSystem U.2 PM983 1.92TB Entry NVMe PCIe 3.0 x4 Hot Swap SSD | 939
7Y00CTO1WW | B34P | ThinkSystem U.2 PM983 3.84TB Entry NVMe PCIe 3.0 x4 Hot Swap SSD | 1839
7Y00CTO1WW | B34Q | ThinkSystem 3.5" PM983 1.92TB Entry NVMe PCIe 3.0 x4 Hot Swap SSD | 2999
7Y00CTO1WW | B34R | ThinkSystem 3.5" PM983 3.84TB Entry NVMe PCIe 3.0 x4 Hot Swap SSD | 5049
7Y00CTO1WW | B34S | ThinkSystem NVIDIA Tesla V100 32GB PCIe Passive GPU | 25819
7Y00CTO1WW | B42B | ThinkSystem Toolless Friction Rail v2 | 99
7Y00CTO1WW | B496 | ThinkSystem 3.5" 14TB 7.2K SAS 12Gb Hot Swap 512e HDD | 1199
7Y00CTO1WW | B497 | ThinkSystem 3.5" 14TB 7.2K SATA 6Gb Hot Swap 512e HDD | 1149
7Y00CTO1WW | B498 | ThinkSystem 2.5" Intel S4510 240GB Entry SATA 6Gb Hot Swap SSD | 149
7Y00CTO1WW | B499 | ThinkSystem 2.5" Intel S4510 480GB Entry SATA 6Gb Hot Swap SSD | 309
7Y00CTO1WW | B49A | ThinkSystem 2.5" Intel S4510 960GB Entry SATA 6Gb Hot Swap SSD | 529
7Y00CTO1WW | B49B | ThinkSystem 2.5" Intel S4510 1.92TB Entry SATA 6Gb Hot Swap SSD | 1049
7Y00CTO1WW | B49C | ThinkSystem 2.5" Intel S4510 3.84TB Entry SATA 6Gb Hot Swap SSD | 1979
7Y00CTO1WW | B49L | ThinkSystem 2.5" Intel S4610 240GB Mainstream SATA 6Gb Hot Swap SSD | 399
7Y00CTO1WW | B49M | ThinkSystem 2.5" Intel S4610 480GB Mainstream SATA 6Gb Hot Swap SSD | 479
7Y00CTO1WW | B49N | ThinkSystem 2.5" Intel S4610 960GB Mainstream SATA 6Gb Hot Swap SSD | 699
7Y00CTO1WW | B49P | ThinkSystem 2.5" Intel S4610 1.92TB Mainstream SATA 6Gb Hot Swap SSD | 1289
7Y00CTO1WW | B49Q | ThinkSystem 2.5" Intel S4610 3.84TB Mainstream SATA 6Gb Hot Swap SSD | 2499
7Y00CTO1WW | B4D3 | ThinkSystem U.2 PM983 7.68TB Entry NVMe PCIe3.0 x4 Hot Swap SSD | 4999
7Y00CTO1WW | B4D4 | ThinkSystem 3.5" PM983 7.68TB Entry NVMe PCIe3.0 x4 Hot Swap SSD | 9999
7Y00CTO1WW | B4PC | ThinkSystem 2U 2.5" NVMe 8-Bay Backplane | 249
7Y00CTO1WW | B4QQ | 0.5m Mellanox HDR IB Passive Copper QSFP56 Cable | 299
7Y00CTO1WW | B4QR | 1m Mellanox HDR IB Passive Copper QSFP56 Cable | 399
7Y00CTO1WW | B4QS | 1.5m Mellanox HDR IB Passive Copper QSFP56 Cable | 449
7Y00CTO1WW | B4QT | 2m Mellanox HDR IB Passive Copper QSFP56 Cable | 499
7Y00CTO1WW | B4QW | 3m Mellanox HDR IB Active Optical QSFP56 Cable | 2099
7Y00CTO1WW | B4QX | 5m Mellanox HDR IB Active Optical QSFP56 Cable | 2149
7Y00CTO1WW | B4QY | 10m Mellanox HDR IB Active Optical QSFP56 Cable | 2199
7Y00CTO1WW | B4QZ | 15m Mellanox HDR IB Active Optical QSFP56 Cable | 2249
7Y00CTO1WW | B4R0 | 20m Mellanox HDR IB Active Optical QSFP56 Cable | 2299
7Y00CTO1WW | B4R1 | 1m Mellanox HDR IB to 2x HDR100 Splitter Passive Copper QSFP56 Cable | 399
7Y00CTO1WW | B4R2 | 1.5m Mellanox HDR IB to 2x HDR100 Splitter Passive Copper QSFP56 Cable | 449
7Y00CTO1WW | B4R4 | 3m Mellanox HDR IB to 2x HDR100 Splitter Optical QSFP56 Cable | 2799
7Y00CTO1WW | B4R5 | 5m Mellanox HDR IB to 2x HDR100 Splitter Optical QSFP56 Cable | 2899
7Y00CTO1WW | B4R6 | 10m Mellanox HDR IB to 2x HDR100 Splitter Optical QSFP56 Cable | 2999
7Y00CTO1WW | B4R7 | 15m Mellanox HDR IB to 2x HDR100 Splitter Optical QSFP56 Cable | 3199
7Y00CTO1WW | B4R8 | 20m Mellanox HDR IB to 2x HDR100 Splitter Optical QSFP56 Cable | 3299
7Y00CTO1WW | B4R9 | ThinkSystem Mellanox ConnectX-6 HDR100/100GbE QSFP56 1-port PCIe VPI Adapter | 1779
7Y00CTO1WW | B4RA | ThinkSystem Mellanox ConnectX-6 HDR100/100GbE QSFP56 2-port PCIe VPI Adapter | 2099
7Y00CTO1WW | B4RC | ThinkSystem Mellanox ConnectX-6 HDR/200GbE QSFP56 1-port PCIe 4 VPI Adapter | 2209
7Y00CTO1WW | B4RQ | ThinkSystem RAID 730-8i 2GB Flash PCIe 12Gb Adapter | 879
7Y00CTO1WW | B4Y4 | ThinkSystem 2.5" SS530 400GB Performance SAS 12Gb Hot Swap SSD | 1479
7Y00CTO1WW | B4Y5 | ThinkSystem 2.5" SS530 800GB Performance SAS 12Gb Hot Swap SSD | 2299
7Y00CTO1WW | B4Y7 | ThinkSystem 2.5" SS530 3.2TB Performance SAS 12Gb Hot Swap SSD | 7859
7Y00CTO1WW | B4Y8 | ThinkSystem 3.5" SS530 800GB Performance SAS 12Gb Hot Swap SSD | 2279
7Y00CTO1WW | B4YA | ThinkSystem 3.5" SS530 3.2TB Performance SAS 12Gb Hot Swap SSD | 7759
7Y00CTO1WW | B4YB | ThinkSystem NVIDIA T4 16GB PCIe Passive GPU | 6279
7Y00CTO1WW | B587 | ThinkSystem 128GB TruDDR4 2933MHz (4Rx4 1.2V) 3DS RDIMM | 3399
7Y00CTO1WW | B58F | ThinkSystem U.2 Intel P4510 1.0TB Entry NVMe PCIe3.0 x4 Hot Swap SSD | 539
7Y00CTO1WW | B58G | ThinkSystem U.2 Intel P4510 2.0TB Entry NVMe PCIe3.0 x4 Hot Swap SSD | 1459
7Y00CTO1WW | B59Z | FBU02 SuperCap | 149
7Y00CTO1WW | B5SS | ThinkSystem Broadcom 57416 10GBASE-T 2-port + 5720 1GbE 2-port OCP Ethernet Adapter | 509
7Y00CTO1WW | B5ST | ThinkSystem Broadcom 57416 10GBASE-T 2-port OCP Ethernet Adapter | 449
7Y00CTO1WW | B5SU | ThinkSystem Broadcom 57454 10GBASE-T 4-port PCIe Ethernet Adapter | 719
7Y00CTO1WW | B5SV | ThinkSystem Broadcom 57454 10/25GbE SFP28 4-port OCP Ethernet Adapter | 539
7Y00CTO1WW | B5SW | ThinkSystem Marvell QL41232 10/25GbE SFP28 2-Port OCP Ethernet Adapter | 369
7Y00CTO1WW | B5SX | ThinkSystem Emulex LPe35000 32Gb 1-port PCIe Fibre Channel Adapter | 1739
7Y00CTO1WW | B5SY | ThinkSystem Emulex LPe35002 32Gb 2-port PCIe Fibre Channel Adapter | 2599
7Y00CTO1WW | B5SZ | ThinkSystem Broadcom 57414 10/25GbE SFP28 2-port OCP Ethernet Adapter | 389
7Y00CTO1WW | B5T0 | ThinkSystem Broadcom 57414 10/25GbE SFP28 2-port PCIe Ethernet Adapter | 389
7Y00CTO1WW | B5T1 | ThinkSystem Broadcom 5719 1GbE RJ45 4-port OCP Ethernet Adapter | 159
7Y00CTO1WW | B5T2 | ThinkSystem Mellanox ConnectX-4 Lx 10/25GbE SFP28 2-port OCP Ethernet Adapter | 329
7Y00CTO1WW | B5T3 | ThinkSystem Broadcom 57454 10/25GbE SFP28 4-port PCIe Ethernet Adapter | 559
7Y00CTO1WW | B5T4 | ThinkSystem Broadcom 57454 10GBASE-T 4-port OCP Ethernet Adapter | 739
7Y00CTO1WW | B5VH | ThinkSystem SR635/SR655 Motherboard | 2529
7Y00CTO1WW | B5VJ | ThinkSystem SR655 24x2.5" Chassis | 739
7Y00CTO1WW | B5VK | ThinkSystem SR655 12x3.5" Chassis | 609
7Y00CTO1WW | B5VN | ThinkSystem 2.5" NVMe 4-Bay Middle Backplane | 499
7Y00CTO1WW | B5VP | ThinkSystem SR655 2.5" SATA/SAS 4-Bay Middle Backplane | 59
7Y00CTO1WW | B5VT | ThinkSystem SR655 x8/x8 PCIe Riser3 | 609
7Y00CTO1WW | B5VU | ThinkSystem SR655 x16/x8/x8 PCIe Riser2 | 369
7Y00CTO1WW | B5VV | ThinkSystem SR635/SR655 x16 PCIe Riser1 | 269
7Y00CTO1WW | B5VW | ThinkSystem SR635/SR655 x8 PCIe Internal Riser | 299
7Y00CTO1WW | B5VX | ThinkSystem SR655 x16/x8/x8 PCIe Riser1 | 619
7Y00CTO1WW | B5VY | ThinkSystem SR655 x16/x16 PCIe Riser2 | 399
7Y00CTO1WW | B5VZ | ThinkSystem SR655 x16/x16 PCIe Riser1 | 529
7Y00CTO1WW | B5W0 | ThinkSystem SR635/SR655 x16/x16 PCIe Riser2 (BF) | 219
7Y00CTO1WW | B5W1 | ThinkSystem SR655 x16/x16 PCIe Riser3 | 719
7Y00CTO1WW | B5W3 | ThinkSystem SR655 Performance Fan Module | 109
7Y00CTO1WW | B5W4 | ThinkSystem ROME 2U Fan Module | 89
7Y00CTO1WW | B5W5 | ThinkSystem SR655 Airduct | 59
7Y00CTO1WW | B5W6 | ThinkSystem SR655 6x PCIe 4x2.5" HDD RW BKT | 169
7Y00CTO1WW | B5W7 | ThinkSystem 2U 8x3.5" OP Panel Cage 1(w/FIO Cable, 2USB3.0) | 139
7Y00CTO1WW | B5W9 | ThinkSystem SR655 MS 3LP Riser BKT | 99
7Y00CTO1WW | B5WA | ThinkSystem ROME 2U Airduct for Middle SFF HDD Cage | 49
7Y00CTO1WW | B5WB | ThinkSystem SR655 Airduct for GPU | 69
7Y00CTO1WW | B5WC | ThinkSystem SR655 MS 2FH Riser BKT | 69
7Y00CTO1WW | B5WE | ThinkSystem SR655 MidBay 8x2.5" HDD Cage | 229
7Y00CTO1WW | B5WF | ThinkSystem ROME 2U GPU Airduct Addon for HL GPU | 39
7Y00CTO1WW | B5WG | ThinkSystem SR655 Rear 4x2.5" HDD Cage | 119
7Y00CTO1WW | B5WH | ThinkSystem SR655 Rear 4x3.5" HDD Cage | 149
7Y00CTO1WW | B5WJ | ThinkSystem OCP3 Filler | 19
7Y00CTO1WW | B5WK | ThinkSystem Rome Internal M2 BKT | 39
7Y00CTO1WW | B5WL | ThinkSystem SR655 Riser Filler 4 (3LP) | 49
7Y00CTO1WW | B5WM | ThinkSystem 2x Supercap BKT | 59
7Y00CTO1WW | B5WN | SR635/SR655 Internal Riser BKT | 69
7Y00CTO1WW | B5WP | ThinkSystem SR655 MS 2FH+1LP Riser BKT | 89
7Y00CTO1WW | B5WR | ThinkSystem SR655 EIA Latch with FIO (Right, 2 USB3.0) | 169
7Y00CTO1WW | B5WS | ThinkSystem SR655 Riser Filler 3 (2FH) | 49
7Y00CTO1WW | B5WT | ThinkSystem SR655 MS 3FH Riser BKT | 109
7Y00CTO1WW | B5WU | ThinkSystem SR655 Airduct for Middle HDD Cage | 39
7Y00CTO1WW | B5WV | ThinkSystem SR655 Riser Filler 2 (2FH/LP) | 49
7Y00CTO1WW | B5WW | ThinkSystem SR655 MidBay 4x3.5" HDD Cage | 169
7Y00CTO1WW | B5WX | ThinkSystem SR655 Riser Filler 1 (3FH) | 49
7Y00CTO1WW | B5WY | ThinkSystem SR655 8x PCIE Rear Wall BKT | 179
7Y00CTO1WW | B5WZ | SR635/SR655 MS FH Riser BKT | 89
7Y00CTO1WW | B5XC | ThinkSystem 64GB TruDDR4 3200MHz (2Rx4 1.2V) RDIMM-A | 1089
7Y00CTO1WW | B5XD | ThinkSystem 16GB TruDDR4 3200MHz (2Rx8 1.2V) RDIMM-A | 299
7Y00CTO1WW | B5XE | ThinkSystem 32GB TruDDR4 3200MHz (2Rx4 1.2V) RDIMM-A | 539
7Y00CTO1WW | B5XF | ThinkSystem AMD EPYC 7742 64C 225W 2.25 GHz Processor | 12289
7Y00CTO1WW | B5XG | ThinkSystem AMD EPYC 7502 32C 180W 2.5GHz Processor | 4599
7Y00CTO1WW | B5XH | ThinkSystem M.2 SATA 2-Bay RAID Enablement Kit | 119
7Y00CTO1WW | B5XJ | ThinkSystem M.2 SATA/NVMe 2-Bay Enablement Kit | 79
7Y00CTO1WW | B652 | ThinkSystem Marvell QL41232 10/25GbE SFP28 2-Port PCIe Ethernet Adapter | 339
7Y00CTO1WW | B653 | ThinkSystem Mellanox ConnectX-4 Lx 10/25GbE SFP28 2-port PCIe Ethernet Adapter | 379
7Y00CTO1WW | B68K | 30m Mellanox HDR IB to 2x HDR100 Splitter Optical QSFP56 Cable | 3499
7Y00CTO1WW | B68L | 2m Mellanox HDR IB to 2x HDR100 Splitter Passive Copper QSFP56 Cable | 499
7Y00CTO1WW | B68M | 100m Mellanox HDR IB Optical QSFP56 Cable | 5099
7Y00CTO1WW | B68N | 50m Mellanox HDR IB Optical QSFP56 Cable | 3699
7Y00CTO1WW | B68P | 30m Mellanox HDR IB Optical QSFP56 Cable | 2399
7Y00CTO1WW | B69R | ThinkSystem SR655 x16 PCIe 2U Riser 1 | 539
7Y00CTO1WW | B6TR | ThinkSystem AMD EPYC 7702 64C 200W 2.0GHz Processor | 11399
7Y00CTO1WW | B6TS | ThinkSystem AMD EPYC 7262 8C 155W 3.2GHz Processor | 1059
7Y00CTO1WW | B6TT | ThinkSystem AMD EPYC 7402P 24C 180W 2.8GHz Processor | 2209
7Y00CTO1WW | B6TU | ThinkSystem AMD EPYC 7452 32C 155W 2.35 GHz Processor | 3579
7Y00CTO1WW | B6TV | ThinkSystem AMD EPYC 7302 16C 155W 3.0GHz Processor | 1729
7Y00CTO1WW | B6U0 | VMware ESXi 6.5 U3 (factory installed) | 0
7Y00CTO1WW | B6VU | ThinkSystem AMD EPYC 7252 8C 120W 3.1GHz Processor | 1129
7Y00CTO1WW | B6VV | ThinkSystem AMD EPYC 7302P 16C 155W 3.0GHz Processor | 1519
7Y00CTO1WW | B6VW | ThinkSystem AMD EPYC 7402 24C 180W 2.8GHz Processor | 3149
7Y00CTO1WW | B6VX | ThinkSystem AMD EPYC 7502P 32C 180W 2.5GHz Processor | 4069
7Y00CTO1WW | B6VY | ThinkSystem AMD EPYC 7702P 64C 200W 2.0GHz Processor | 7819
7Y00CTO1WW | B6VZ | ThinkSystem AMD EPYC 7282 16C 120W 2.8GHz Processor | 1539
7Y00CTO1WW | B6W0 | ThinkSystem AMD EPYC 7352 24C 155W 2.3GHz Processor | 3069
7Y00CTO1WW | B6W1 | ThinkSystem AMD EPYC 7552 48C 200W 2.2GHz Processor | 9159
7Y00CTO1WW | B6W2 | ThinkSystem AMD EPYC 7542 32C 225W 2.9GHz Processor | 7739
7Y00CTO1WW | B6W3 | ThinkSystem AMD EPYC 7642 48C 225W 2.3GHz Processor | 10869
7Y00CTO1WW | B6XS | ThinkSystem 750W (230V) Titanium Hot-Swap Power Supply | 319
7Y00CTO1WW | B6XT | ThinkSystem 750W(230/115V) Platinum Hot-Swap Power Supply | 189
7Y00CTO1WW | B6XX | ThinkSystem SR655 left EIA latch with VGA | 89
7Y00CTO1WW | B766 | ThinkSystem AMD EPYC 7232P 8C 120W 3.1GHz Processor | 1069
7Y00CTO1WW | B767 | ThinkSystem AMD EPYC 7272 12C 120W 2.9GHz Processor | 1479
7Y00CTO1WW | B7EW | ThinkSystem 2.5" 5210 1.92TB Entry SATA 6Gb Hot Swap QLC SSD | 759
7Y00CTO1WW | B7EX | ThinkSystem 2.5" 5210 3.84TB Entry SATA 6Gb Hot Swap QLC SSD | 1489
7Y00CTO1WW | B7EY | ThinkSystem 2.5" 5210 7.68TB Entry SATA 6Gb Hot Swap QLC SSD | 2779
7Y00CTO1WW | B7EZ | ThinkSystem 3.5" 16TB 7.2K SAS 12Gb Hot Swap 512e HDD | 1309
7Y00CTO1WW | B7F0 | ThinkSystem 3.5" 16TB 7.2K SATA 6Gb Hot Swap 512e HDD | 1289
7Y00CTO1WW | B7MS | ThinkSystem 8GB TruDDR4 2933MHz (1Rx8 1.2V) RDIMM-A | 179
7Y00CTO1WW | B7MT | ThinkSystem 16GB TruDDR4 2933MHz (1Rx4 1.2V) RDIMM-A | 289
7Y00CTO1WW | B7MU | ThinkSystem 16GB TruDDR4 2933MHz (2Rx8 1.2V) RDIMM-A | 289
7Y00CTO1WW | B7MV | ThinkSystem 32GB TruDDR4 2933MHz (2Rx4 1.2V) RDIMM-A | 529
7Y00CTO1WW | B7MW | ThinkSystem 64GB TruDDR4 2933MHz (2Rx4 1.2V) RDIMM-A | 1059
7Y00CTO1WW | B88T | VMware ESXi 6.7 U3 (factory installed) | 0
7Y00CTO1WW | B8HP | ThinkSystem 2.5" 5300 960GB Entry SATA 6Gb Hot Swap SSD | 489
7Y00CTO1WW | B8HQ | ThinkSystem 3.5" 5300 3.84TB Entry SATA 6Gb Hot Swap SSD | 2179
7Y00CTO1WW | B8HR | ThinkSystem 3.5" 5300 1.92TB Mainstream SATA 6Gb Hot Swap SSD | 1829
7Y00CTO1WW | B8HS | ThinkSystem M.2 5300 240GB SATA 6Gbps Non-Hot Swap SSD | 359
7Y00CTO1WW | B8HT | ThinkSystem 3.5" PM1645a 800GB Mainstream SAS 12Gb Hot Swap SSD | 829
7Y00CTO1WW | B8HU | ThinkSystem 2.5" PM1645a 800GB Mainstream SAS 12Gb Hot Swap SSD | 819
7Y00CTO1WW | B8HV | ThinkSystem 2.5" 5300 240GB Entry SATA 6Gb Hot Swap SSD | 359
7Y00CTO1WW | B8HW | ThinkSystem HHHL PM1735 3.2TB Mainstream NVMe PCIe4.0 x8 Flash Adapter | 3179
7Y00CTO1WW | B8HX | ThinkSystem 3.5" 5300 3.84TB Mainstream SATA 6Gb Hot Swap SSD | 3119
7Y00CTO1WW | B8HY | ThinkSystem 2.5" 5300 480GB Mainstream SATA 6Gb Hot Swap SSD | 429
7Y00CTO1WW | B8HZ | ThinkSystem 3.5" 5300 1.92TB Entry SATA 6Gb Hot Swap SSD | 1139
7Y00CTO1WW | B8J0 | ThinkSystem 3.5" 5300 960GB Mainstream SATA 6Gb Hot Swap SSD | 929
7Y00CTO1WW | B8J1 | ThinkSystem 2.5" 5300 240GB Mainstream SATA 6Gb Hot Swap SSD | 409
7Y00CTO1WW | B8J2 | ThinkSystem 2.5" 5300 7.68TB Entry SATA 6Gb Hot Swap SSD | 3649
7Y00CTO1WW | B8J3 | ThinkSystem 3.5" 5300 7.68TB Entry SATA 6Gb Hot Swap SSD | 4119
7Y00CTO1WW | B8J4 | ThinkSystem 2.5" PM1645a 1.6TB Mainstream SAS 12Gb Hot Swap SSD | 1379
7Y00CTO1WW | B8J5 | ThinkSystem 2.5" 5300 1.92TB Entry SATA 6Gb Hot Swap SSD | 939
7Y00CTO1WW | B8J6 | ThinkSystem 2.5" 5300 960GB Mainstream SATA 6Gb Hot Swap SSD | 729
7Y00CTO1WW | B8J7 | ThinkSystem 2.5" 5300 3.84TB Mainstream SATA 6Gb Hot Swap SSD | 2179
7Y00CTO1WW | B8J9 | ThinkSystem 3.5" 5300 480GB Entry SATA 6Gb Hot Swap SSD | 379
7Y00CTO1WW | B8JA | ThinkSystem 2.5" PM1645a 6.4TB Mainstream SAS 12Gb Hot Swap SSD | 6049
7Y00CTO1WW | B8JB | ThinkSystem 3.5" 5300 240GB Entry SATA 6Gb Hot Swap SSD | 369
7Y00CTO1WW | B8JC | ThinkSystem 3.5" 5300 960GB Entry SATA 6Gb Hot Swap SSD | 629
7Y00CTO1WW | B8JD | ThinkSystem 2.5" PM1645a 3.2TB Mainstream SAS 12Gb Hot Swap SSD | 2579
7Y00CTO1WW | B8JE | ThinkSystem 2.5" 5300 1.92TB Mainstream SATA 6Gb Hot Swap SSD | 1279
7Y00CTO1WW | B8JF | ThinkSystem 3.5" 5300 480GB Mainstream SATA 6Gb Hot Swap SSD | 529
7Y00CTO1WW | B8JG | ThinkSystem 3.5" PM1645a 6.4TB Mainstream SAS 12Gb Hot Swap SSD | 6059
7Y00CTO1WW | B8JH | ThinkSystem HHHL PM1735 1.6TB Mainstream NVMe PCIe4.0 x8 Flash Adapter | 1799
7Y00CTO1WW | B8JJ | ThinkSystem M.2 5300 960GB SATA 6Gbps Non-Hot Swap SSD | 539
7Y00CTO1WW | B8JK | ThinkSystem 3.5" PM1645a 3.2TB Mainstream SAS 12Gb Hot Swap SSD | 2589
7Y00CTO1WW | B8JL | ThinkSystem 3.5" 5300 240GB Mainstream SATA 6Gb Hot Swap SSD | 419
7Y00CTO1WW | B8JM | ThinkSystem 2.5" 5300 480GB Entry SATA 6Gb Hot Swap SSD | 309
7Y00CTO1WW | B8JN | ThinkSystem 3.5" PM1645a 1.6TB Mainstream SAS 12Gb Hot Swap SSD | 1389
7Y00CTO1WW | B8JP | ThinkSystem 2.5" 5300 3.84TB Entry SATA 6Gb Hot Swap SSD | 1789
7Y00CTO1WW | B8NU | ThinkSystem 32GB TruDDR4 3200 MHz (2Rx8 1.2V) RDIMM-A | 589
7Y00CTO1WW | B8PP | ThinkSystem Mellanox ConnectX-6 Dx 100GbE QSFP56 2-port PCIe Ethernet Adapter | 1019
7Y00CTO1WW | B909 | Individual Internal 8i RAID Cable to Rear Mid BP | 0
7Y00CTO1WW | B919 | ThinkSystem M.2 5300 480GB SATA 6Gbps Non-Hot Swap SSD | 369
7Y00CTO1WW | B91A | ThinkSystem 2.5" PM1643a 960GB Entry SAS 12Gb Hot Swap SSD | 819
7Y00CTO1WW | B91B | ThinkSystem 2.5" PM1643a 1.92TB Entry SAS 12Gb Hot Swap SSD | 1379
7Y00CTO1WW | B91C | ThinkSystem 2.5" PM1643a 3.84TB Entry SAS 12Gb Hot Swap SSD | 2579
7Y00CTO1WW | B91D | ThinkSystem 2.5" PM1643a 7.68TB Entry SAS 12Gb Hot Swap SSD | 5019
7Y00CTO1WW | B91E | ThinkSystem 3.5" PM1643a 3.84TB Entry SAS 12Gb Hot Swap SSD | 1729
7Y00CTO1WW | B93E | ThinkSystem Intel I350 1GbE RJ45 4-port OCP Ethernet Adapter | 179
7Y00CTO1WW | B969 | ThinkSystem SR655 Intrusion Switch Bracket | 19
7Y00CTO1WW | B96M | ThinkSystem HHHL PM1735 6.4TB Mainstream NVMe PCIe4.0 x4 Flash Adapter | 5579
7Y00CTO1WW | B96P | ThinkSystem U.3 Kioxia CM6-V 6.4TB Mainstream NVMe PCIe4.0 x4 Hot Swap SSD | 6789
7Y00CTO1WW | B96T | ThinkSystem U.3 Kioxia CM6-V 3.2TB Mainstream NVMe PCIe4.0 x4 Hot Swap SSD | 3459
7Y00CTO1WW | B96Z | ThinkSystem U.3 Kioxia CM6-V 1.6TB Mainstream NVMe PCIe4.0 x4 Hot Swap SSD | 1919
7Y00CTO1WW | B9AC | ThinkSystem 2.5" 5210 960GB Entry SATA 6Gb Hot Swap QLC SSD | 419
7Y00CTO1WW | BA1F | ThinkSystem QLogic QLE2772 32Gb 2-Port PCIe Fibre Channel Adapter | 2309
7Y00CTO1WW | BA1G | ThinkSystem QLogic QLE2770 32Gb 1-Port PCIe Fibre Channel Adapter | 1529
7Y00CTO1WW | BA4N | ThinkSystem 1610-4P NVMe Switch Adapter | 929
7Y00CTO1WW | BABN | ThinkSystem AMD EPYC 7662 64C 225W 2.0GHz Processor | 11549
7Y00CTO1WW | BABP | ThinkSystem AMD EPYC 7532 32C 200W 2.4GHz Processor | 6289
7Y00CTO1WW | BAVP | ThinkSystem AMD EPYC 7H12 64C 280W 2.6GHz Processor | 13619
7Y00CTO1WW | BAZK | ThinkSystem SR635/SR655 Mother Board V1.1 | 1469
7Y00CTO1WW | BB2E | ThinkSystem NVIDIA Tesla V100S 32GB PCIe Passive GPU | 26079
7Y00CTO1WW | BB8U | ThinkSystem Marvell QL41132 10GBASE-T 2-port OCP Ethernet Adapter | 509
7Y00CTO1WW | BBZG | VMware ESXi 7.0 (Factory Installed) | 2
7Y00CTO1WW | BC4Y | ThinkSystem U.2 PM1733 1.92TB Entry NVMe PCIe 4.0 x4 Hot Swap SSD | 1909
7Y00CTO1WW | BC4Z | ThinkSystem U.2 PM1733 3.84TB Entry NVMe PCIe 4.0 x4 Hot Swap SSD | 3369
7Y00CTO1WW | BCD5 | ThinkSystem Intel X710-T2L 10GBASE-T 2-port OCP Ethernet Adapter | 369
7Y00CTO1WW | BCE8 | ThinkSystem AMD EPYC 7F52 16C 240W 3.5GHz Processor | 5819
7Y00CTO1WW | BCE9 | ThinkSystem AMD EPYC 7F32 8C 180W 3.7GHz Processor | 3939
7Y00CTO1WW | BCEA | ThinkSystem AMD EPYC 7F72 24C 240W 3.2GHz Processor | 6759
7Y00CTO1WW | BCFR | ThinkSystem U.2 Intel P5600 3.2TB Mainstream NVMe PCIe 4.0 x4 Hot Swap SSD | 3829
7Y00CTO1WW | BCFS | ThinkSystem U.2 Intel P5600 6.4TB Mainstream NVMe PCIe 4.0 x4 Hot Swap SSD | 7639
7Y00CTO1WW | BCFT | ThinkSystem U.2 Intel P5500 1.92TB Entry NVMe PCIe 4.0 x4 Hot Swap SSD | 1479
7Y00CTO1WW | BCFU | ThinkSystem U.2 Intel P5500 7.68TB Entry NVMe PCIe 4.0 x4 Hot Swap SSD | 5359
7Y00CTO1WW | BCFV | ThinkSystem U.2 Intel P5600 1.6TB Mainstream NVMe PCIe 4.0 x4 Hot Swap SSD | 1919
7Y00CTO1WW | BCFW | ThinkSystem U.2 Intel P5500 3.84TB Entry NVMe PCIe 4.0 x4 Hot Swap SSD | 2689
7Y00CTO1WW | BCGJ | ThinkSystem HHHL Kioxia CM5-V 1.6TB Mainstream NVMe PCIe3.0 x4 Flash Adapter | 2279
7Y00CTO1WW | BCGK | ThinkSystem HHHL Kioxia CM5-V 3.2TB Mainstream NVMe PCIe3.0 x4 Flash Adapter | 4129
7Y00CTO1WW | BCGL | ThinkSystem HHHL Kioxia CM5-V 6.4TB Mainstream NVMe PCIe3.0 x4 Flash Adapter | 7879
7Y00CTO1WW | BCPB | ThinkSystem SR655 3.5" SATA/SAS 4-Bay Middle Backplane | 89
7Y00CTO1WW | BCPC | ThinkSystem SR655 2.5" NVMe 4-Bay Rear Backplane | 159
7Y00CTO1WW | BCPD | ThinkSystem SR655 2.5" SATA/SAS 4-Bay Rear Backplane | 69
7Y00CTO1WW | BCTC | ThinkSystem 2.5" Multi Vendor 240GB Entry SATA 6Gb Hot Swap SSD | 219
7Y00CTO1WW | BCTD | ThinkSystem 2.5" Multi Vendor 480GB Entry SATA 6Gb Hot Swap SSD | 219
7Y00CTO1WW | BCTE | ThinkSystem 2.5" Multi Vendor 960GB Entry SATA 6Gb Hot Swap SSD | 659
7Y00CTO1WW | BCTF | ThinkSystem 2.5" Multi Vendor 1.92TB Entry SATA 6Gb Hot Swap SSD | 1289
7Y00CTO1WW | BCTG | ThinkSystem 2.5" Multi Vendor 3.84TB Entry SATA 6Gb Hot Swap SSD | 1259
7Y00CTO1WW | BCTH | ThinkSystem 3.5" Multi Vendor 240GB Entry SATA 6Gb Hot Swap SSD | 229
7Y00CTO1WW | BCTJ | ThinkSystem 3.5" Multi Vendor 480GB Entry SATA 6Gb Hot Swap SSD | 219
7Y00CTO1WW | BCTK | ThinkSystem 3.5" Multi Vendor 960GB Entry SATA 6Gb Hot Swap SSD | 669
7Y00CTO1WW | BCTL | ThinkSystem 3.5" Multi Vendor 1.92TB Entry SATA 6Gb Hot Swap SSD | 1289
7Y00CTO1WW | BCTM | ThinkSystem 3.5" Multi Vendor 3.84TB Entry SATA 6Gb Hot Swap SSD | 1269
7Y00CTO1WW | BD49 | ThinkSystem Broadcom 57454 10/25GbE SFP28 4-port PCIe Ethernet Adapter V2 | 549
7Y00CTO1WW | BE03 | ThinkSystem U.3 Kioxia CM6-V 800GB Mainstream NVMe PCIe 4.0 x4 Hot Swap SSD | 1439
7Y00CTO1WW | BE29 | ThinkSystem 2.5" 5300 960GB Entry SATA 6Gb Hot Swap SSD SED | 579
7Y00CTO1WW | BE2E | ThinkSystem U.2 PM1733 7.68TB Entry NVMe PCIe 4.0 x4 Hot Swap SSD | 5579
7Y00CTO1WW | BE2F | ThinkSystem U.2 PM1733 15.36TB Entry NVMe PCIe 4.0 x4 Hot Swap SSD | 10969
7Y00CTO1WW | BE5E | VMware ESXi 7.0 U1 (Factory Installed) | 0
7Y00CTO1WW | BEL5 | ThinkSystem NVIDIA A100 40GB PCIe Gen4 Passive GPU | 35939
7Y00CTO1WW | BEMB | ThinkSystem 2.5" 5300 3.84TB Mainstream SATA 6Gb Hot Swap SSD SED | 3149
7Y00CTO1WW | BEVK | ThinkSystem 3.5" PM1643a 7.68TB Entry SAS 12Gb Hot Swap SSD | 5589
7Y00CTO1WW | BF10 | Lenovo Dual Rate 10G/25G SFP28 85C Transceiver | 399
7Y00CTO1WW | BF6W | Lenovo 1m Passive 200G QSFP56 Ethernet DAC Cable | 339
7Y00CTO1WW | BF70 | ThinkSystem AMD EPYC 7713P 64C 225W 2.0GHz Processor | 10599
7Y00CTO1WW | BF71 | ThinkSystem AMD EPYC 7543P 32C 225W 2.8GHz Processor | 5519
7Y00CTO1WW | BF72 | ThinkSystem AMD EPYC 7443 24C 200W 2.85GHz Processor | 3979
7Y00CTO1WW | BF73 | ThinkSystem AMD EPYC 7763 64C 280W 2.45GHz Processor | 16689
7Y00CTO1WW | BF74 | ThinkSystem AMD EPYC 7453 28C 225W 2.75GHz Processor | 3879
7Y00CTO1WW | BF75 | ThinkSystem AMD EPYC 7663 56C 240W 2.0GHz Processor | 13169
7Y00CTO1WW | BF76 | ThinkSystem AMD EPYC 7313 16C 155W 3.0GHz Processor | 2139
7Y00CTO1WW | BF77 | ThinkSystem AMD EPYC 7543 32C 225W 2.8GHz Processor | 7519
7Y00CTO1WW | BF78 | ThinkSystem AMD EPYC 7413 24C 180W 2.65GHz Processor | 3609
7Y00CTO1WW | BF79 | ThinkSystem AMD EPYC 7443P 24C 200W 2.85GHz Processor | 2639
7Y00CTO1WW | BF7A | ThinkSystem AMD EPYC 7513 32C 200W 2.6GHz Processor | 5749
7Y00CTO1WW | BF7B | ThinkSystem AMD EPYC 7313P 16C 155W 3.0GHz Processor | 1809
7Y00CTO1WW | BF7C | ThinkSystem AMD EPYC 7713 64C 225W 2.0GHz Processor | 14939
7Y00CTO1WW | BF7D | ThinkSystem AMD EPYC 73F3 16C 240W 3.5GHz Processor | 7449
7Y00CTO1WW | BF7E | ThinkSystem AMD EPYC 7343 16C 190W 3.2GHz Processor | 3099
7Y00CTO1WW | BF7F | ThinkSystem AMD EPYC 75F3 32C 280W 2.95GHz Processor | 10279
7Y00CTO1WW | BF7G | ThinkSystem AMD EPYC 74F3 24C 240W 3.2GHz Processor | 6139
7Y00CTO1WW | BF7H | ThinkSystem AMD EPYC 72F3 8C 180W 3.7GHz Processor | 5219
7Y00CTO1WW | BF92 | Lenovo 3m Passive 200G QSFP56 Ethernet DAC Cable | 549
7Y00CTO1WW | BF9A | BP Cabling Sequence from Riser1B Slot 2,3,1 | 0
7Y00CTO1WW | BFYA | Operating mode selection for: "Maximum Efficiency Mode" | 0
7Y00CTO1WW | BFYB | Operating mode selection for: "Maximum Performance Mode" | 0
7Y00CTO1WW | BFZZ | ThinkSystem 2.5" Nytro 3732 800GB Performance SAS 12Gb Hot Swap SSD SED | 1669
7Y00CTO1WW | BG00 | ThinkSystem 3.5" Nytro 3732 3.2TB Performance SAS 12Gb Hot Swap SSD | 6219
7Y00CTO1WW | BG01 | ThinkSystem 3.5" Nytro 3732 1.6TB Performance SAS 12Gb Hot Swap SSD | 3239
7Y00CTO1WW | BG02 | ThinkSystem 3.5" Nytro 3732 800GB Performance SAS 12Gb Hot Swap SSD | 1669
7Y00CTO1WW | BG03 | ThinkSystem 3.5" Nytro 3732 400GB Performance SAS 12Gb Hot Swap SSD | 1029
7Y00CTO1WW | BG04 | ThinkSystem 2.5" Nytro 3732 3.2TB Performance SAS 12Gb Hot Swap SSD | 6259
7Y00CTO1WW | BG05 | ThinkSystem 2.5" Nytro 3732 1.6TB Performance SAS 12Gb Hot Swap SSD | 3259
7Y00CTO1WW | BG06 | ThinkSystem 2.5" Nytro 3732 800GB Performance SAS 12Gb Hot Swap SSD | 1669
7Y00CTO1WW | BG07 | ThinkSystem 2.5" Nytro 3732 400GB Performance SAS 12Gb Hot Swap SSD | 1029
7Y00CTO1WW | BGQ5 | ThinkSystem AMD EPYC 7643 48C 225W 2.3GHz Processor | 10109
7Y00CTO1WW | BGWZ | ThinkSystem Rome Milan MB | 1549
7Y00CTO1WW | BGX0 | ThinkSystem x16/x8/x8 PCIe Riser2 NVFF5 | 49
7Y00CTO1WW | BGX1 | ThinkSystem x16/x16 PCIe Riser3 NVFF5 | 39
7Y00CTO1WW | BHSR | VMware ESXi 7.0 U2 (Factory Installed) | 0
7Y00CTO1WW | BHSS | MI for PXE with RJ45 Network port | 0
7Y00CTO1WW | BHX5 | ThinkSystem SR655 3.5" 18TB 7.2K SATA 6Gb Hot Swap 512e HDD | 1139
7Y00CTO1WW | BHX6 | ThinkSystem SR655 3.5" 18TB 7.2K SAS 12Gb Hot Swap 512e HDD | 1169
7Y00CTO1WW | BJ3G | ThinkSystem Emulex LPe35000 32Gb 1-port PCIe Fibre Channel Adapter v2 | 1729
7Y00CTO1WW | BJ3H | ThinkSystem Emulex LPe35002 32Gb 2-port PCIe Fibre Channel Adapter v2 | 2589
7Y00CTO1WW | BJMV | ThinkSystem SR635/SR655 Mother Board V1.1 TPM1.2 | 1439
7Y02CTO1WW | 747 | UID Asset Tag Label | 20
7Y02CTO1WW | 2302 | RAID Configuration | 149
7Y02CTO1WW | 2305 | Integration 1U Component | 59
7Y02CTO1WW | 2321 | Custom MFG SVCS Fee - Small Increment | 3
7Y02CTO1WW | 5053 | SFP+ SR Transceiver | 699
7Y02CTO1WW | 5340 | Serial Conversion Option (SCO) | 249
7Y02CTO1WW | 5341 | Virtual Media Conversion Option Gen2 (VCO2) | 129
7Y02CTO1WW | 5977 | Select Storage devices - no configured RAID required | 0
7Y02CTO1WW | 5978 | Select Storage devices - configured RAID | 0
7Y02CTO1WW | 6201 | 1.5m, 10A/100-250V, C13 to IEC 320-C14 Rack Power Cable | 19
7Y02CTO1WW | 6204 | 2.8m, 10A/100-250V, C13 to IEC 320-C20 Rack Power Cable | 19
7Y02CTO1WW | 6263 | 4.3m, 10A/100-250V, C13 to IEC 320-C14 Rack Power Cable | 19
7Y02CTO1WW | 6311 | 2.8m, 10A/100-250V, C13 to IEC 320-C14 Rack Power Cable | 9
7Y02CTO1WW | 6313 | 2.8m, 10A/120V, C13 to NEMA 5-15P (US) Line Cord | 19
7Y02CTO1WW | 6370 | 4.3m, 10A/125V, C13 to NEMA 5-15P (US) Line Cord | 10
7Y02CTO1WW | 6373 | 4.3m, 10A/250V, C13 to NEMA 6-15P (US) Line Cord | 15
7Y02CTO1WW | 6400 | 2.8m, 13A/100-250V, C13 to C14 Jumper Cord | 9
7Y02CTO1WW | 6401 | 2.8m, 13A/120V, C13 to NEMA 5-15P (US) Line Cord | 29
7Y02CTO1WW | 6570 | 2.0m, 13A/100-250V, C13 to C14 Jumper Cord | 19
7Y02CTO1WW | 6583 | 4.3m, 13A/100-250V, C13 to C14 Rack Power Cable | 19
7Y02CTO1WW | 7008 | Primary Array 2 HDDs | 0
7Y02CTO1WW | 7009 | Primary Array 3 HDDs | 0
7Y02CTO1WW | 7010 | Primary Array 4 HDDs | 0
7Y02CTO1WW | 7011 | Primary Array 5 HDDs | 0
7Y02CTO1WW | 7012 | Primary Array 6 HDDs | 0
7Y02CTO1WW | 7013 | Primary Array 7 HDDs | 0
7Y02CTO1WW | 7014 | Primary Array 8 HDDs | 0
7Y02CTO1WW | 7015 | Secondary Array 2 HDDs | 0
7Y02CTO1WW | 7016 | Secondary Array 3 HDDs | 0
7Y02CTO1WW | 7017 | Secondary Array 4 HDDs | 0
7Y02CTO1WW | 7057 | Secondary Array 5 HDDs | 0
7Y02CTO1WW | 7058 | Secondary Array 6 HDDs | 0
7Y02CTO1WW | 7059 | Secondary Array 7 HDDs | 0
7Y02CTO1WW | 7060 | Secondary Array 8 HDDs | 0
7Y02CTO1WW | 7664 | Primary Array 9 HDDs | 0
7Y02CTO1WW | 7831 | Customer Solution Center Services | 0
7Y02CTO1WW | 8034 | LeSI Solution Component | 0
7Y02CTO1WW | 8067 | TAA Compliant Order | 0
7Y02CTO1WW | 8072 | General Racking Solution | 0
7Y02CTO1WW | 8086 | No Publications Selected | 0
7Y02CTO1WW | 8971 | Integrate in manufacturing | 0
7Y02CTO1WW | 8972 | Ship Uninstalled (Safety) | 0
7Y02CTO1WW | 9013 | Hot Spare | 0
7Y02CTO1WW | 9016 | Memory Sparing | 0
7Y02CTO1WW | 9017 | Enable Memory Mirroring | 0
7Y02CTO1WW | 9714 | Primary Array 10 HDDs | 0
7Y02CTO1WW | A102 | Advanced Grouping | 0
7Y02CTO1WW | A1PH | 1m Passive DAC SFP+ Cable | 69
7Y02CTO1WW | A1PJ | 3m Passive DAC SFP+ Cable | 89
7Y02CTO1WW | A1PK | 5m Passive DAC SFP+ Cable | 159
7Y02CTO1WW | A1RF | 2.8m, 10A/250V, C13 to NEMA 6-15P Line Cord | 15
7Y02CTO1WW | A2K6 | Primary Array - RAID 0 | 0
7Y02CTO1WW | A2K7 | Primary Array - RAID 1 | 0
7Y02CTO1WW | A2K9 | Primary Array - RAID 5 | 0
7Y02CTO1WW | A2KA | Primary Array - RAID 6 | 0
7Y02CTO1WW | A2KB | Primary Array - RAID 10 | 0
7Y02CTO1WW | A2KF | Secondary Array - RAID 0 | 0
7Y02CTO1WW | A2KG | Secondary Array - RAID 1 | 0
7Y02CTO1WW | A2KJ | Secondary Array - RAID 5 | 0
7Y02CTO1WW | A2KK | Secondary Array - RAID 6 | 0
7Y02CTO1WW | A2KL | Secondary Array - RAID 10 | 0
7Y02CTO1WW | A3RG | 0.5m Passive DAC SFP+ Cable | 79
7Y02CTO1WW | A3RH | 7m Passive DAC SFP+ Cable | 179
7Y02CTO1WW | A3SW | 1.2m, 16A/100-250V, 2 Short C13s to Short C20 Rack Power Cable | 55
7Y02CTO1WW | A3SX | 2.5m, 16A/100-250V, 2 Long C13s to Short C20 Rack Power Cable | 75
7Y02CTO1WW | A3SY | 2.8m, 16A/100-250V, 2 Short C13s to Long C20 Rack Power Cable | 79
7Y02CTO1WW | A3SZ | 4.1m, 16A/100-250V, 2 Long C13s to Long C20 Rack Power Cable | 85
7Y02CTO1WW | A4EY | No x Network Adapter | 0
7Y02CTO1WW | A4VP | 1.0m, 10A/100-250V, C13 to IEC 320-C14 Rack Power Cable | 19
7Y02CTO1WW | A51N | 1.5m Passive DAC SFP+ Cable | 89
7Y02CTO1WW | A51P | 2m Passive DAC SFP+ Cable | 89
7Y02CTO1WW | A5DL | SFP 1000Base-T (RJ-45) Transceiver | 89
7Y02CTO1WW | A5U1 | SKLM for System x w/SEDs - FoD per Install w/1Yr S&S | 199
7Y02CTO1WW | AS6C | SKLM for System x w/SEDs - FoD per Install w/3Yr S&S | 299
7Y02CTO1WW | ASR5 | Lenovo 0.5m LC-LC OM3 MMF Cable | 24
7Y02CTO1WW | ASR6 | Lenovo 1m LC-LC OM3 MMF Cable | 24
7Y02CTO1WW | ASR7 | Lenovo 3m LC-LC OM3 MMF Cable | 24
7Y02CTO1WW | ASR8 | Lenovo 5m LC-LC OM3 MMF Cable | 29
7Y02CTO1WW | ASR9 | Lenovo 10m LC-LC OM3 MMF Cable | 39
7Y02CTO1WW | ASRA | Lenovo 15m LC-LC OM3 MMF Cable | 45
7Y02CTO1WW | ASRB | Lenovo 25m LC-LC OM3 MMF Cable | 54
7Y02CTO1WW | AT2R | Lenovo 1m Active DAC SFP+ Cables | 129
7Y02CTO1WW | AT2S | Lenovo 3m Active DAC SFP+ Cables | 139
7Y02CTO1WW | AT2T | Lenovo 5m Active DAC SFP+ Cables | 159
7Y02CTO1WW | AT7S | Emulex VFA5.2 2x10 GbE SFP+ PCIe Adapter | 449
7Y02CTO1WW | AT7T | Emulex VFA5.2 2x10 GbE SFP+ Adapter and FCoE/iSCSI SW | 1319
7Y02CTO1WW | ATPX | Intel X550-T2 Dual Port 10GBase-T Adapter | 599
7Y02CTO1WW | ATRH | Intel X710-DA2 ML2 2x10GbE SFP+ Adapter | 499
7Y02CTO1WW | ATZB | QLogic 16Gb Enhanced Gen5 FC Single-port HBA | 979
7Y02CTO1WW | ATZC | QLogic 16Gb Enhanced Gen5 FC Dual-port HBA | 1339
7Y02CTO1WW | ATZU | Emulex 16Gb Gen6 FC Single-port HBA | 949
7Y02CTO1WW | ATZV | Emulex 16Gb Gen6 FC Dual-port HBA | 1309
7Y02CTO1WW | AU0E | 0.5m Intel OPA 100 Series Passive Copper QSFP28 Cable | 79
7Y02CTO1WW | AU0F | 0.75m Intel OPA Passive Copper QSFP28 Cable | 139
7Y02CTO1WW | AU0G | 1m Intel OPA 100 Series Passive Copper QSFP28 Cable | 99
7Y02CTO1WW | AU0H | 1.25m Intel OPA 100 Series Passive Copper QSFP28 Cable | 159
7Y02CTO1WW | AU0J | 1.5m Intel OPA 100 Series Passive Copper QSFP28 Cable | 109
7Y02CTO1WW | AU0K | 2m Intel OPA 100 Series Passive Copper QSFP28 Cable | 129
7Y02CTO1WW | AU0M | 5m Intel OPA 100 Series Active Optical QSFP28 Cable | 899
7Y02CTO1WW | AU0P | 15m Intel OPA 100 Series Active Optical QSFP28 Cable | 949
7Y02CTO1WW | AU7Z | Emulex VFA5.2 ML2 2x10 GbE SFP+ Adapter and FCoE/iSCSI SW | 399
7Y02CTO1WW | AUK7 | TPM 2.0 and Secure Boot | 0
7Y02CTO1WW | AUKG | ThinkSystem 1Gb 2-port RJ45 LOM | 79
7Y02CTO1WW | AUKJ | ThinkSystem 10Gb 2-port SFP+ LOM | 169
7Y02CTO1WW | AUKL | ThinkSystem 10Gb 2-port Base-T LOM | 259
7Y02CTO1WW | AUKN | ThinkSystem Emulex OCe14104B-NX PCIe 10Gb 4-Port SFP+ Ethernet Adapter | 539
7Y02CTO1WW | AUKP | ThinkSystem Broadcom 57416 10GBASE-T 2-Port PCIe Ethernet Adapter | 479
7Y02CTO1WW | AUKQ | ThinkSystem Broadcom NX-E ML2 10Gb 2-Port Base-T Ethernet Adapter | 529
7Y02CTO1WW | AUKS | ThinkSystem Broadcom 57412 25GbE SFP28 1-Port PCIe Ethernet Adapter | 489
7Y02CTO1WW | AUKX | ThinkSystem Intel X710-DA2 PCIe 10Gb 2-Port SFP+ Ethernet Adapter | 459
7Y02CTO1WW | AULV | ThinkSystem 2.5" 300GB 15K SAS 12Gb Hot Swap 512n HDD | 339
7Y02CTO1WW | AULW | ThinkSystem 2.5" 600GB 15K SAS 12Gb Hot Swap 512n HDD | 469
7Y02CTO1WW | AULX | ThinkSystem 2.5" 900GB 15K SAS 12Gb Hot Swap 512e HDD | 639
7Y02CTO1WW | AULY | ThinkSystem 2.5" 300GB 10K SAS 12Gb Hot Swap 512n HDD | 289
7Y02CTO1WW | AULZ | ThinkSystem 2.5" 600GB 10K SAS 12Gb Hot Swap 512n HDD | 319
7Y02CTO1WW | AUM0 | ThinkSystem 2.5" 900GB 10K SAS 12Gb Hot Swap 512n HDD | 389
7Y02CTO1WW | AUM1 | ThinkSystem 2.5" 1.2TB 10K SAS 12Gb Hot Swap 512n HDD | 389
7Y02CTO1WW | AUM2 | ThinkSystem 2.5" 1.8TB 10K SAS 12Gb Hot Swap 512e HDD | 589
7Y02CTO1WW | AUM4 | ThinkSystem 2.5" 300GB 10K SAS 12Gb Hot Swap 512n HDD SED | 339
7Y02CTO1WW | AUM5 | ThinkSystem 2.5" 600GB 10K SAS 12Gb Hot Swap 512n HDD SED | 635
7Y02CTO1WW | AUM6 | ThinkSystem 2.5" 1TB 7.2K SAS 12Gb Hot Swap 512n HDD | 469
7Y02CTO1WW | AUM7 | ThinkSystem 2.5" 2TB 7.2K SAS 12Gb Hot Swap 512n HDD | 839
7Y02CTO1WW | AUMU | ThinkSystem M.2 Enablement Kit | 39
7Y02CTO1WW | AUMV | ThinkSystem M.2 with Mirroring Enablement Kit | 149
7Y02CTO1WW | AUNB | ThinkSystem 16GB TruDDR4 2666 MHz (1Rx4 1.2V) RDIMM | 289
7Y02CTO1WW | AUNC | ThinkSystem 16GB TruDDR4 2666 MHz (2Rx8 1.2V) RDIMM | 319
7Y02CTO1WW | AUND | ThinkSystem 32GB TruDDR4 2666 MHz (2Rx4 1.2V) RDIMM | 609
7Y02CTO1WW | AUNE | ThinkSystem 64GB TruDDR4 2666 MHz (4Rx4 1.2V) LRDIMM | 1259
7Y02CTO1WW | AUNG | ThinkSystem RAID 530-8i PCIe 12Gb Adapter | 299
7Y02CTO1WW | AUNJ | ThinkSystem RAID 930-8i 2GB Flash PCIe 12Gb Adapter | 1009
7Y02CTO1WW | AUNK | ThinkSystem RAID 930-16i 4GB Flash PCIe 12Gb Adapter | 1529
7Y02CTO1WW | AUNL | ThinkSystem 430-8i SAS/SATA 12Gb HBA | 299
7Y02CTO1WW | AUNM | ThinkSystem 430-16i SAS/SATA 12Gb HBA | 589
7Y02CTO1WW | AUNN | ThinkSystem 430-16e SAS/SATA 12Gb HBA | 609
7Y02CTO1WW | AUNP | FBU345 SuperCap | 135
7Y02CTO1WW | AUNQ | ThinkSystem RAID 930-8e 4GB Flash PCIe 12Gb Adapter | 1689
7Y02CTO1WW | AUNR | ThinkSystem 430-8e SAS/SATA 12Gb HBA | 299
7Y02CTO1WW | AUPW | ThinkSystem XClarity Controller Standard to Enterprise Upgrade | 100
7Y02CTO1WW | AURR | ThinkSystem M3.5 Screw for Riser 2x2pcs and Planar 5pcs | 0
7Y02CTO1WW | AUSL | ThinkSystem COM Port Upgrade Kit | 19
7Y02CTO1WW | AUU1 | ThinkSystem 8GB TruDDR4 2666 MHz (1Rx8 1.2V) RDIMM | 189
7Y02CTO1WW | AUU2 | ThinkSystem 3.5" 300GB 15K SAS 12Gb Hot Swap 512n HDD | 359
7Y02CTO1WW | AUU3 | ThinkSystem 3.5" 600GB 15K SAS 12Gb Hot Swap 512n HDD | 479
7Y02CTO1WW | AUU4 | ThinkSystem 3.5" 1TB 7.2K SAS 12Gb Hot Swap 512n HDD | 299
7Y02CTO1WW | AUU5 | ThinkSystem 3.5" 2TB 7.2K SAS 12Gb Hot Swap 512n HDD | 339
7Y02CTO1WW | AUU6 | ThinkSystem 3.5" 4TB 7.2K SAS 12Gb Hot Swap 512n HDD | 419
7Y02CTO1WW | AUU7 | ThinkSystem 3.5" 6TB 7.2K SAS 12Gb Hot Swap 512e HDD | 549
7Y02CTO1WW | AUU8 | ThinkSystem 3.5" 4TB 7.2K SATA 6Gb Hot Swap 512n HDD | 389
7Y02CTO1WW | AUU9 | ThinkSystem 3.5" 8TB 7.2K SATA 6Gb Hot Swap 512e HDD | 599
7Y02CTO1WW | AUUA | ThinkSystem 3.5" 6TB 7.2K SATA 6Gb Hot Swap 512e HDD | 529
7Y02CTO1WW | AUUB | ThinkSystem 3.5" 10TB 7.2K SATA 6Gb Hot Swap 512e HDD | 829
7Y02CTO1WW | AUUC | ThinkSystem 3.5" 900GB 15K SAS 12Gb Hot Swap 512e HDD | 679
7Y02CTO1WW | AUUD | ThinkSystem 3.5" 2TB 7.2K SATA 6Gb Hot Swap 512n HDD | 319
7Y02CTO1WW | AUUE | ThinkSystem 2.5" 1TB 7.2K SATA 6Gb Hot Swap 512n HDD | 469
7Y02CTO1WW | AUUF | ThinkSystem 3.5" 1TB 7.2K SATA 6Gb Hot Swap 512n HDD | 269
7Y02CTO1WW | AUUG | ThinkSystem 3.5" 10TB 7.2K SAS 12Gb Hot Swap 512e HDD | 849
7Y02CTO1WW | AUUH | ThinkSystem 3.5" 4TB 7.2K SAS 12Gb Hot Swap 512n HDD FIPS | 829
7Y02CTO1WW | AUUJ | ThinkSystem 2.5" 2TB 7.2K SATA 6Gb Hot Swap 512e HDD | 849
7Y02CTO1WW | AUUL | ThinkSystem M.2 32GB SATA 6Gbps Non-Hot Swap SSD | 109
7Y02CTO1WW | AUUV | ThinkSystem M.2 128GB SATA 6Gbps Non-Hot Swap SSD | 159
7Y02CTO1WW | AUV2 | ThinkSystem 1610-4P NVMe Switch Adapter | 929
7Y02CTO1WW | AUW8 | ThinkSystem 3.5" SATA/SAS 4-Bay Backplane | 90
7Y02CTO1WW | AUW9 | ThinkSystem 1U 2.5" 4 AnyBay 10-Bay Backplane | 250
7Y02CTO1WW | AUWA | ThinkSystem SR530/SR570/SR630 x16 PCIe LP Riser 2 Kit | 35
7Y02CTO1WW | AUWB | ThinkSystem SR530/SR630/SR570 2.5" SATA/SAS 8-Bay Backplane | 100
7Y02CTO1WW | AUWC | ThinkSystem SR530/SR570/SR630 x8/x16 PCIe LP+LP Riser 1 Kit | 39
7Y02CTO1WW | AUWN | Lenovo ThinkSystem 1U LP Riser Bracket | 10
7Y02CTO1WW | AUWQ | Lenovo ThinkSystem 1U LP+LP BF Riser Bracket | 10
7Y02CTO1WW | AUWR | ThinkSystem 1U Security Bezel | 49
7Y02CTO1WW | AUWS | Lenovo ThinkSystem 1U LP+FH BF Riser Bracket | 15
7Y02CTO1WW | AUWW | Front VGA Connector Upgrade Kit for 1U 2.5" | 25
7Y02CTO1WW | AUZS | ThinkSystem 1TB 7.2K 6Gbps SATA 3.5" Simple Swap 512n HDD | 229
7Y02CTO1WW | AUZT | ThinkSystem 2TB 7.2K 6Gbps SATA 3.5" Simple Swap 512n HDD | 429
7Y02CTO1WW | AUZU | ThinkSystem 4TB 7.2K 6Gbps SATA 3.5" Simple Swap 512n HDD | 599
7Y02CTO1WW | AUZV | ThinkSystem Broadcom 5719 1GbE RJ45 4-Port PCIe Ethernet Adapter | 159
7Y02CTO1WW | AUZW | ThinkSystem I350-T4 PCIe 1Gb 4-Port RJ45 Ethernet Adapter | 379
7Y02CTO1WW | AUZX | ThinkSystem Broadcom 5720 1GbE RJ45 2-Port PCIe Ethernet Adapter | 129
7Y02CTO1WW | AUZY | ThinkSystem I350-T2 PCIe 1Gb 2-Port RJ45 Ethernet Adapter | 179
7Y02CTO1WW | AUZZ | ThinkSystem I350-F1 PCIe 1Gb 1-Port SFP Ethernet Adapter | 379
7Y02CTO1WW | AV0W | ThinkSystem SR530/SR570 x8 PCIe LP Riser 2 Kit | 39
7Y02CTO1WW | AV0X | ThinkSystem SR530/SR570 x8/x8ML2 PCIe LP+LP Riser 1 Kit | 69
7Y02CTO1WW | AV1B | Lenovo 25GBase-SR SFP28 Transceiver | 449
7Y02CTO1WW | AV1F | Lenovo 3m 25G SFP28 Active Optical Cable | 489
7Y02CTO1WW | AV1G | Lenovo 5m 25G SFP28 Active Optical Cable | 489
7Y02CTO1WW | AV1H | Lenovo 10m 25G SFP28 Active Optical Cable | 499
7Y02CTO1WW | AV1J | Lenovo 15m 25G SFP28 Active Optical Cable | 497
7Y02CTO1WW | AV1K | Lenovo 20m 25G SFP28 Active Optical Cable | 519
7Y02CTO1WW | AV1W | Lenovo 1m Passive 25G SFP28 DAC Cable | 69
7Y02CTO1WW | AV1X | Lenovo 3m Passive 25G SFP28 DAC Cable | 79
7Y02CTO1WW | AV1Y | Lenovo 5m Passive 25G SFP28 DAC Cable | 159
7Y02CTO1WW | AVUT | ThinkSystem XClarity Controller Standard to Advanced Upgrade | 50
7Y02CTO1WW | AVUX | On Board SATA AHCI Mode | 0
7Y02CTO1WW | AVV0 | On Board SATA Software RAID Mode | 0
7Y02CTO1WW | AVV8 | ThinkSystem External USB DVD-RW Optical Disk Drive | 79
7Y02CTO1WW | AWDZ | Intel Xeon Gold 6138 20C 125W 2.0GHz Processor | 4099
7Y02CTO1WW | AWE4 | Intel Xeon Gold 6130T 16C 125W 2.1GHz Processor | 3129
7Y02CTO1WW | AWE5 | Intel Xeon Gold 6126T 12C 125W 2.6GHz Processor | 2979
7Y02CTO1WW | AWE8 | Intel Xeon Gold 5120T 14C 105W 2.2GHz Processor | 2699
7Y02CTO1WW | AWEA | Intel Xeon Silver 4116T 12C 85W 2.1GHz Processor | 1979
7Y02CTO1WW | AWEE | Intel Xeon Silver 4110 8C 85W 2.1GHz Processor | 909
7Y02CTO1WW | AWEH | Intel Xeon Bronze 3106 8C 85W 1.7GHz Processor | 599
7Y02CTO1WW | AWEK | Intel Xeon Platinum 8160T 24C 150W 2.1GHz Processor | 9129
7Y02CTO1WW | AWEL | Intel Xeon Gold 6126 12C 125W 2.6GHz Processor | 2869
7Y02CTO1WW | AWEM | Intel Xeon Gold 6138T 20C 125W 2.0GHz Processor | 4349
7Y02CTO1WW | AWEN | Intel Xeon Gold 6130 16C 125W 2.1GHz Processor | 2999
7Y02CTO1WW | AWEP | Intel Xeon Gold 5118 12C 105W 2.3GHz Processor | 2019
7Y02CTO1WW | AWEQ | Intel Xeon Gold 5119T 14C 85W 2.0GHz Processor | 2549
7Y02CTO1WW | AWER | Intel Xeon Silver 4116 12C 85W 2.1GHz Processor | 1649
7Y02CTO1WW | AWES | Intel Xeon Silver 4114T 10C 85W 2.2GHz Processor | 1369
7Y02CTO1WW | AWET | Intel Xeon Silver 4109T 8C 70W 2.0GHz Processor | 949
7Y02CTO1WW | AX8A | 4.3m, 13A/120V, C13 to NEMA 5-15P (US) Line Cord | 19
7Y02CTO1WW | AXC6 | ThinkSystem 8TB 7.2K 6Gbps SATA 3.5" Simple Swap 512e HDD | 1199
7Y02CTO1WW | AXC7 | ThinkSystem 6TB 7.2K 6Gbps SATA 3.5" Simple Swap 512e HDD | 999
7Y02CTO1WW | AXC8 | ThinkSystem 3.5" 10TB 7.2K SATA 6Gb Simple Swap 512e HDD | 1499
7Y02CTO1WW | AXCA | ThinkSystem Toolless Slide Rail | 99
7Y02CTO1WW | AXCB | ThinkSystem Toolless Slide Rail Kit with 1U CMA | 145
7Y02CTO1WW | AXE5 | ThinkSystem SR590/SR570 MB | 1415
7Y02CTO1WW | AXEQ | ThinkSystem 550W(230V/115V) Platinum Hot-Swap Power Supply | 349
7Y02CTO1WW | AXER | ThinkSystem 750W(230/115V) Platinum Hot-Swap Power Supply | 399
7Y02CTO1WW | AXES | ThinkSystem 750W (230V) Titanium Hot-Swap Power Supply | 549
7Y02CTO1WW | AXEX | ThinkSystem SR570 2.5" Chassis with 10 Bays | 850
7Y02CTO1WW | AXEY | ThinkSystem SR570 2.5" Chassis with 8 Bays | 720
7Y02CTO1WW | AXEZ | ThinkSystem SR570 3.5" Chassis with 4 Bays | 730
7Y02CTO1WW | AXFM | ThinkSystem Toolless Friction Rail | 69
7Y02CTO1WW | AXFN | ThinkSystem Screw-in Slide Rail | 129
7Y02CTO1WW | AXFP | ThinkSystem 1U CMA Upgrade Kit for Screw-in Slide Rail | 40
7Y02CTO1WW | AXFS | VMware ESXi 6.0 U3 (factory installed) | 0
7Y02CTO1WW | AXFT | VMware ESXi 6.5 U1 (factory installed) | 0
7Y02CTO1WW | B0ML | Feature Enable TPM on MB | 0
7Y02CTO1WW | B0N4 | 2.0m, 10A/100-250V, C13 to IEC 320-C14 Rack Power Cable | 29
7Y02CTO1WW | B0N5 | 1.0m, 13A/100-250V, C13 to C14 Jumper Cord | 25
7Y02CTO1WW | B0N6 | 1.5m, 13A/100-250V, C13 to C14 Jumper Cord | 29
7Y02CTO1WW | B0RJ | 10GBASE-LR SFP+Transceiver | 350
7Y02CTO1WW | B0TE | ThinkSystem Screw-in Slide Rail Kit with 1U CMA | 145
7Y02CTO1WW | B0YR | ThinkSystem 3.5" 8TB 7.2K SAS 12Gb Hot Swap 512e HDD | 659
7Y02CTO1WW | B0YS | ThinkSystem 2.5" 2.4TB 10K SAS 12Gb Hot Swap 512e HDD | 629
7Y02CTO1WW | B0Z0 | ThinkSystem 2.5" Intel S4500 960GB Entry SATA 6Gb Hot Swap SSD | 1219
7Y02CTO1WW | B0Z5 | ThinkSystem 3.5" Intel S4500 960GB Entry SATA 6Gb Hot Swap SSD | 1199
7Y02CTO1WW | B117 | ThinkSystem 3.5" 12TB 7.2K SAS 12Gb Hot Swap 512e HDD | 949
7Y02CTO1WW | B118 | ThinkSystem 3.5" 12TB 7.2K SATA 6Gb Hot Swap 512e HDD | 1829
7Y02CTO1WW | B136 | ThinkSystem 1U CMA Upgrade Kit for Toolless Slide Rail | 55
7Y02CTO1WW | B16E | ThinkSystem SR570 3.5" SATA 4-Bay Simple Swap Backplane | 45
7Y02CTO1WW | B173 | Companion Part for XClarity Controller Standard to Enterprise Upgrade in Factory | 0
7Y02CTO1WW | B1JJ | ThinkSystem 3.5" 300GB 10K SAS 12Gb Hot Swap 512n HDD | 289
7Y02CTO1WW | B21R | ThinkSystem QLogic QL41262 10/25GbE SFP28 2-Port PCIe Ethernet Adapter | 409
7Y02CTO1WW | B2X4 | ThinkSystem 2.5" 5200 1.92TB Entry SATA 6Gb Hot Swap SSD | 899
7Y02CTO1WW | B2X6 | ThinkSystem 2.5" 5200 7.68TB Entry SATA 6Gb Hot Swap SSD | 4999
7Y02CTO1WW | B2X9 | ThinkSystem 3.5" 5200 1.92TB Entry SATA 6Gb Hot Swap SSD | 909
7Y02CTO1WW | B2XB | ThinkSystem 3.5" 5200 7.68TB Entry SATA 6Gb Hot Swap SSD | 4999
7Y02CTO1WW | B30W | Custom MFG SVCS Fee - Medium Increment | 30
7Y02CTO1WW | B30X | Custom MFG SVCS Fee - Large Increment | 300
7Y02CTO1WW | B31E | ThinkSystem RAID 930-16i 8GB Flash PCIe 12Gb Adapter | 2389
7Y02CTO1WW | B31G | ThinkSystem QLogic QL41134 PCIe 10Gb 4-Port Base-T Ethernet Adapter | 799
7Y02CTO1WW | B34H | ThinkSystem 2.5" PM883 240GB Entry SATA 6Gb Hot Swap SSD | 219
7Y02CTO1WW | B34J | ThinkSystem 2.5" PM883 480GB Entry SATA 6Gb Hot Swap SSD | 279
7Y02CTO1WW | B34K | ThinkSystem 2.5" PM883 960GB Entry SATA 6Gb Hot Swap SSD | 449
7Y02CTO1WW | B34L | ThinkSystem 2.5" PM883 1.92TB Entry SATA 6Gb Hot Swap SSD | 889
7Y02CTO1WW | B34M | ThinkSystem 2.5" PM883 3.84TB Entry SATA 6Gb Hot Swap SSD | 1739
7Y02CTO1WW | B34N | ThinkSystem U.2 PM983 1.92TB Entry NVMe PCIe 3.0 x4 Hot Swap SSD | 939
7Y02CTO1WW | B34P | ThinkSystem U.2 PM983 3.84TB Entry NVMe PCIe 3.0 x4 Hot Swap SSD | 1839
7Y02CTO1WW | B4H1 | ThinkSystem 8GB TruDDR4 2933MHz (1Rx8 1.2V) RDIMM | 219
7Y02CTO1WW | B4H2 | ThinkSystem 16GB TruDDR4 2933MHz (2Rx8 1.2V) RDIMM | 319
7Y02CTO1WW | B4H3 | ThinkSystem 32GB TruDDR4 2933MHz (2Rx4 1.2V) RDIMM | 619
7Y02CTO1WW | B4H4 | ThinkSystem 64GB TruDDR4 2933MHz (2Rx4 1.2V) RDIMM | 1279
7Y02CTO1WW | B4HC | Intel Xeon Gold 6252 24C 150W 2.1GHz Processor | 5909
7Y02CTO1WW | B4HE | Intel Xeon Gold 6248 20C 150W 2.5GHz Processor | 5049
7Y02CTO1WW | B4HF | Intel Xeon Gold 6244 8C 150W 3.6GHz Processor | 4699
7Y02CTO1WW | B4HG | Intel Xeon Gold 6242 16C 150W 2.8GHz Processor | 4419
7Y02CTO1WW | B4HH | Intel Xeon Gold 6240 18C 150W 2.6GHz Processor | 3819
7Y02CTO1WW | B4HJ | Intel Xeon Gold 6230 20C 125W 2.1GHz Processor | 3099
7Y02CTO1WW | B4HK | Intel Xeon Gold 5220 18C 125W 2.2GHz Processor | 2599
7Y02CTO1WW | B4HL | Intel Xeon Gold 5218 16C 125W 2.3GHz Processor | 2019
7Y02CTO1WW | B4HM | Intel Xeon Gold 5217 8C 115W 3.0GHz Processor | 2659
7Y02CTO1WW | B4HN | Intel Xeon Gold 5215 10C 85W 2.5GHz Processor | 2019
7Y02CTO1WW | B4HP | Intel Xeon Silver 4216 16C 100W 2.1GHz Processor | 1649
7Y02CTO1WW | B4HQ | Intel Xeon Silver 4215 8C 85W 2.5GHz Processor | 1399
7Y02CTO1WW | B4HR | Intel Xeon Silver 4214 12C 85W 2.2GHz Processor | 1169
7Y02CTO1WW | B4HS | Intel Xeon Silver 4210 10C 85W 2.2GHz Processor | 859
7Y02CTO1WW | B4HT | Intel Xeon Silver 4208 8C 85W 2.1GHz Processor | 799
7Y02CTO1WW | B4HU | Intel Xeon Bronze 3204 6C 85W 1.9GHz Processor | 439
7Y02CTO1WW | B4LV | ThinkSystem 128GB TruDDR4 2666MHz (1.2V) Intel Optane DC Persistent Memory | 1089
7Y02CTO1WW | B4LW | ThinkSystem 256GB TruDDR4 2666MHz (1.2V) Intel Optane DC Persistent Memory | 4689
7Y02CTO1WW | B4LX | ThinkSystem 512GB TruDDR4 2666MHz (1.2V) Intel Optane DC Persistent Memory | 18319
7Y02CTO1WW | B4LY | ThinkSystem 16GB TruDDR4 2933 MHz (1Rx4 1.2V) RDIMM | 289
7Y02CTO1WW | B4NF | ThinkSystem SR590/SR570 Refresh MB | 1415
7Y02CTO1WW | B4NV | Intel Xeon Gold 6240Y 18/14/8C 150W 2.6GHz Processor | 5345
7Y02CTO1WW | B4NW | Intel Xeon Silver 4214Y 12/10/8C 85W 2.2GHz Processor | 1519
7Y02CTO1WW | B4P2 | Intel Xeon Gold 6238T 22C 125W 1.9GHz Processor | 4349
7Y02CTO1WW | B4P3 | Intel Xeon Gold 5218T 16C 105W 2.1GHz Processor | 2399
7Y02CTO1WW | B4P4 | Intel Xeon Silver 4209T 8C 70W 2.2GHz Processor | 929
7Y02CTO1WW | B4P9 | Intel Xeon Gold 5215L 10C 85W 2.5GHz Processor | 17019
7Y02CTO1WW | B4RQ | ThinkSystem RAID 730-8i 2GB Flash PCIe 12Gb Adapter | 879
7Y02CTO1WW | B4X6 | SuperCap for Raid 730-8i 2GB | 149
7Y02CTO1WW | B4XA | VMware ESXi 6.7 U1 (Factory Installed) | 0
7Y02CTO1WW | B528 | Intel Optane DC Persistent Memory - Memory Mode only | 0
7Y02CTO1WW | B529 | Intel Optane DC Persistent Memory - App Direct Mode only | 0
7Y02CTO1WW | B52A | Intel Optane DC Persistent Memory - Mixed Memory Mode | 0
7Y02CTO1WW | B6BS | Intel Xeon Gold 5218B 16C 125W 2.3GHz Processor | 2019
7Y02CTO1WW | B6U0 | VMware ESXi 6.5 U3 (factory installed) | 0
7Y02CTO1WW | B6U1 | VMware ESXi 6.7 U2 (factory installed) | 0
7Y02CTO1WW | B88T | VMware ESXi 6.7 U3 (factory installed) | 0
7Y02CTO1WW | B8HW | ThinkSystem HHHL PM1735 3.2TB Mainstream NVMe PCIe4.0 x8 Flash Adapter | 3179
7Y02CTO1WW | B8JA | ThinkSystem 2.5" PM1645a 6.4TB Mainstream SAS 12Gb Hot Swap SSD | 6049
7Y02CTO1WW | B8JG | ThinkSystem 3.5" PM1645a 6.4TB Mainstream SAS 12Gb Hot Swap SSD | 6059
7Y02CTO1WW | B8JH | ThinkSystem HHHL PM1735 1.6TB Mainstream NVMe PCIe4.0 x8 Flash Adapter | 1799
7Y02CTO1WW | B96M | ThinkSystem HHHL PM1735 6.4TB Mainstream NVMe PCIe4.0 x4 Flash Adapter | 5579
7Y02CTO1WW | B96P | ThinkSystem U.3 Kioxia CM6-V 6.4TB Mainstream NVMe PCIe4.0 x4 Hot Swap SSD | 6789
7Y02CTO1WW | B96T | ThinkSystem U.3 Kioxia CM6-V 3.2TB Mainstream NVMe PCIe4.0 x4 Hot Swap SSD | 3459
7Y02CTO1WW | B96Z | ThinkSystem U.3 Kioxia CM6-V 1.6TB Mainstream NVMe PCIe4.0 x4 Hot Swap SSD | 1919
7Y02CTO1WW | BAZS | Intel Xeon Gold 5218R 20C 125W 2.1GHz Processor | 2259
7Y02CTO1WW | BAZU | Intel Xeon Silver 4215R 8C 130W 3.2GHz Processor | 1429
7Y02CTO1WW | BAZV | Intel Xeon Gold 6208U 16C 150W 2.9GHz Processor | 1779
7Y02CTO1WW | BAZW | Intel Xeon Gold 6226R 16C 150W 2.9GHz Processor | 2289
7Y02CTO1WW | BAZX | Intel Xeon Gold 6230R 26C 150W 2.1GHz Processor | 3349
7Y02CTO1WW | BB0P | Intel Transparent Supply Chain. Lenovo has paired our industry leading supply chain with Intel's innovative Transparent Supply Chain program to add a layer of protection to your data center and bring peace of mind that the server hardware you bring into ... | 0
7Y02CTO1WW | BBZG | VMware ESXi 7.0 (Factory Installed) | 2
7Y02CTO1WW | BC4R | ThinkSystem 2.5" PM1643a 15.36TB Entry SAS 12Gb Hot Swap SSD | 10029
7Y02CTO1WW | BCFH | ThinkSystem 3.5" 18TB 7.2K SATA 6Gb Hot Swap 512e HDD | 1589
7Y02CTO1WW | BCFP | ThinkSystem 3.5" 18TB 7.2K SAS 12Gb Hot Swap 512e HDD | 1609
7Y02CTO1WW | BCFR | ThinkSystem U.2 Intel P5600 3.2TB Mainstream NVMe PCIe 4.0 x4 Hot Swap SSD | 3829
7Y02CTO1WW | BCFS | ThinkSystem U.2 Intel P5600 6.4TB Mainstream NVMe PCIe 4.0 x4 Hot Swap SSD | 7639
7Y02CTO1WW | BCFT | ThinkSystem U.2 Intel P5500 1.92TB Entry NVMe PCIe 4.0 x4 Hot Swap SSD | 1479
7Y02CTO1WW | BCFU | ThinkSystem U.2 Intel P5500 7.68TB Entry NVMe PCIe 4.0 x4 Hot Swap SSD | 5359
7Y02CTO1WW | BCFV | ThinkSystem U.2 Intel P5600 1.6TB Mainstream NVMe PCIe 4.0 x4 Hot Swap SSD | 1919
7Y02CTO1WW | BCFW | ThinkSystem U.2 Intel P5500 3.84TB Entry NVMe PCIe 4.0 x4 Hot Swap SSD | 2689
7Y02CTO1WW | BCGJ | ThinkSystem HHHL Kioxia CM5-V 1.6TB Mainstream NVMe PCIe3.0 x4 Flash Adapter | 2279
7Y02CTO1WW | BCGK | ThinkSystem HHHL Kioxia CM5-V 3.2TB Mainstream NVMe PCIe3.0 x4 Flash Adapter | 4129
7Y02CTO1WW | BCGL | ThinkSystem HHHL Kioxia CM5-V 6.4TB Mainstream NVMe PCIe3.0 x4 Flash Adapter | 7879
7Y02CTO1WW | BCTC | ThinkSystem 2.5" Multi Vendor 240GB Entry SATA 6Gb Hot Swap SSD | 219
7Y02CTO1WW | BCTD | ThinkSystem 2.5" Multi Vendor 480GB Entry SATA 6Gb Hot Swap SSD | 219
7Y02CTO1WW | BCTE | ThinkSystem 2.5" Multi Vendor 960GB Entry SATA 6Gb Hot Swap SSD | 659
7Y02CTO1WW | BCTF | ThinkSystem 2.5" Multi Vendor 1.92TB Entry SATA 6Gb Hot Swap SSD | 1289
7Y02CTO1WW | BCTG | ThinkSystem 2.5" Multi Vendor 3.84TB Entry SATA 6Gb Hot Swap SSD | 1259
7Y02CTO1WW | BCTH | ThinkSystem 3.5" Multi Vendor 240GB Entry SATA 6Gb Hot Swap SSD | 229
7Y02CTO1WW | BCTJ | ThinkSystem 3.5" Multi Vendor 480GB Entry SATA 6Gb Hot Swap SSD | 219
7Y02CTO1WW | BCTK | ThinkSystem 3.5" Multi Vendor 960GB Entry SATA 6Gb Hot Swap SSD | 669
7Y02CTO1WW | BCTL | ThinkSystem 3.5" Multi Vendor 1.92TB Entry SATA 6Gb Hot Swap SSD | 1289
7Y02CTO1WW | BCTM | ThinkSystem 3.5" Multi Vendor 3.84TB Entry SATA 6Gb Hot Swap SSD | 1269
7Y02CTO1WW | BE03 | ThinkSystem U.3 Kioxia CM6-V 800GB Mainstream NVMe PCIe 4.0 x4 Hot Swap SSD | 1439
7Y02CTO1WW | BE5E | VMware ESXi 7.0 U1 (Factory Installed) | 0
7Y02CTO1WW | BEVK | ThinkSystem 3.5" PM1643a 7.68TB Entry SAS 12Gb Hot Swap SSD | 5589
7Y02CTO1WW | BFY5 | ThinkSystem RAID 530-16i PCIe 12Gb Adapter | 579
7Y02CTO1WW | BFYB | Operating mode selection for: "Maximum Performance Mode" | 0
7Y02CTO1WW | BFYC | Operating mode selection for: "Minimal Power Mode" | 0
7Y02CTO1WW | BFYD | Operating mode selection for: "Efficiency Favoring Power Savings Mode" | 0
7Y02CTO1WW | BFYE | Operating mode selection for: "Efficiency - Favoring Performance Mode" | 0
7Y02CTO1WW | BFZZ | ThinkSystem 2.5" Nytro 3732 800GB Performance SAS 12Gb Hot Swap SSD SED | 1669
7Y02CTO1WW | BG00 | ThinkSystem 3.5" Nytro 3732 3.2TB Performance SAS 12Gb Hot Swap SSD | 6219
7Y02CTO1WW | BG01 | ThinkSystem 3.5" Nytro 3732 1.6TB Performance SAS 12Gb Hot Swap SSD | 3239
7Y02CTO1WW | BG02 | ThinkSystem 3.5" Nytro 3732 800GB Performance SAS 12Gb Hot Swap SSD | 1669
7Y02CTO1WW | BG03 | ThinkSystem 3.5" Nytro 3732 400GB Performance SAS 12Gb Hot Swap SSD | 1029
7Y02CTO1WW | BG04 | ThinkSystem 2.5" Nytro 3732 3.2TB Performance SAS 12Gb Hot Swap SSD | 6259
7Y02CTO1WW | BG05 | ThinkSystem 2.5" Nytro 3732 1.6TB Performance SAS 12Gb Hot Swap SSD | 3259
7Y02CTO1WW | BG06 | ThinkSystem 2.5" Nytro 3732 800GB Performance SAS 12Gb Hot Swap SSD | 1669
7Y02CTO1WW | BG07 | ThinkSystem 2.5" Nytro 3732 400GB Performance SAS 12Gb Hot Swap SSD | 1029
7Y02CTO1WW | BHSR | VMware ESXi 7.0 U2 (Factory Installed) | 0
7Y03CTO1WW | 747 | UID Asset Tag Label | 20
7Y03CTO1WW | 2302 | RAID Configuration | 149
7Y03CTO1WW | 2305 | Integration 1U Component | 59
7Y03CTO1WW | 2321 | Custom MFG SVCS Fee - Small Increment | 3
7Y03CTO1WW | 5053 | SFP+ SR Transceiver | 699
7Y03CTO1WW | 5340 | Serial Conversion Option (SCO) | 249
7Y03CTO1WW | 5341 | Virtual Media Conversion Option Gen2 (VCO2) | 129
7Y03CTO1WW | 5977 | Select Storage devices - no configured RAID required | 0
7Y03CTO1WW | 5978 | Select Storage devices - configured RAID | 0
7Y03CTO1WW | 6201 | 1.5m, 10A/100-250V, C13 to IEC 320-C14 Rack Power Cable | 19
7Y03CTO1WW | 6204 | 2.8m, 10A/100-250V, C13 to IEC 320-C20 Rack Power Cable | 19
7Y03CTO1WW | 6263 | 4.3m, 10A/100-250V, C13 to IEC 320-C14 Rack Power Cable | 19
7Y03CTO1WW | 6311 | 2.8m, 10A/100-250V, C13 to IEC 320-C14 Rack Power Cable | 9
7Y03CTO1WW | 6313 | 2.8m, 10A/120V, C13 to NEMA 5-15P (US) Line Cord | 19
7Y03CTO1WW | 6370 | 4.3m, 10A/125V, C13 to NEMA 5-15P (US) Line Cord | 10
7Y03CTO1WW | 6373 | 4.3m, 10A/250V, C13 to NEMA 6-15P (US) Line Cord | 15
7Y03CTO1WW | 6400 | 2.8m, 13A/100-250V, C13 to C14 Jumper Cord | 9
7Y03CTO1WW | 6401 | 2.8m, 13A/120V, C13 to NEMA 5-15P (US) Line Cord | 29
7Y03CTO1WW | 6570 | 2.0m, 13A/100-250V, C13 to C14 Jumper Cord | 19
7Y03CTO1WW | 6583 | 4.3m, 13A/100-250V, C13 to C14 Rack Power Cable | 19
7Y03CTO1WW | 7008 | Primary Array 2 HDDs | 0
7Y03CTO1WW | 7009 | Primary Array 3 HDDs | 0
7Y03CTO1WW | 7010 | Primary Array 4 HDDs | 0
7Y03CTO1WW | 7011 | Primary Array 5 HDDs | 0
7Y03CTO1WW | 7012 | Primary Array 6 HDDs | 0
7Y03CTO1WW | 7013 | Primary Array 7 HDDs | 0
7Y03CTO1WW | 7014 | Primary Array 8 HDDs | 0
7Y03CTO1WW | 7015 | Secondary Array 2 HDDs | 0
7Y03CTO1WW | 7016 | Secondary Array 3 HDDs | 0
7Y03CTO1WW | 7017 | Secondary Array 4 HDDs | 0
7Y03CTO1WW | 7057 | Secondary Array 5 HDDs | 0
7Y03CTO1WW | 7058 | Secondary Array 6 HDDs | 0
7Y03CTO1WW | 7059 | Secondary Array 7 HDDs | 0
7Y03CTO1WW | 7060 | Secondary Array 8 HDDs | 0
7Y03CTO1WW | 7664 | Primary Array 9 HDDs | 0
7Y03CTO1WW | 7831 | Customer Solution Center Services | 0
7Y03CTO1WW | 8034 | LeSI Solution Component | 0
7Y03CTO1WW | 8067 | TAA Compliant Order | 0
7Y03CTO1WW | 8072 | General Racking Solution | 0
7Y03CTO1WW | 8086 | No Publications Selected | 0
7Y03CTO1WW | 8971 | Integrate in manufacturing | 0
7Y03CTO1WW | 8972 | Ship Uninstalled (Safety) | 0
7Y03CTO1WW | 9013 | Hot Spare | 0
7Y03CTO1WW | 9016 | Memory Sparing | 0
7Y03CTO1WW | 9017 | Enable Memory Mirroring | 0
7Y03CTO1WW | 9714 | Primary Array 10 HDDs | 0
7Y03CTO1WW | A102 | Advanced Grouping | 0
7Y03CTO1WW | A103 | System x Cluster Upgrade | 0
7Y03CTO1WW | A1PH | 1m Passive DAC SFP+ Cable | 69
7Y03CTO1WW | A1PJ | 3m Passive DAC SFP+ Cable | 89
7Y03CTO1WW | A1PK | 5m Passive DAC SFP+ Cable | 159
7Y03CTO1WW | A1RF | 2.8m, 10A/250V, C13 to NEMA 6-15P Line Cord | 15
7Y03CTO1WW | A2K6 | Primary Array - RAID 0 | 0
7Y03CTO1WW | A2K7 | Primary Array - RAID 1 | 0
7Y03CTO1WW | A2K9 | Primary Array - RAID 5 | 0
7Y03CTO1WW | A2KA | Primary Array - RAID 6 | 0
7Y03CTO1WW | A2KB | Primary Array - RAID 10 | 0
7Y03CTO1WW | A2KF | Secondary Array - RAID 0 | 0
7Y03CTO1WW | A2KG | Secondary Array - RAID 1 | 0
7Y03CTO1WW | A2KJ | Secondary Array - RAID 5 | 0
7Y03CTO1WW | A2KK | Secondary Array - RAID 6 | 0
7Y03CTO1WW | A2KL | Secondary Array - RAID 10 | 0
7Y03CTO1WW | A3RG | 0.5m Passive DAC SFP+ Cable | 79
7Y03CTO1WW | A3RH | 7m Passive DAC SFP+ Cable | 179
7Y03CTO1WW | A3SW | 1.2m, 16A/100-250V, 2 Short C13s to Short C20 Rack Power Cable | 55
7Y03CTO1WW | A3SX | 2.5m, 16A/100-250V, 2 Long C13s to Short C20 Rack Power Cable | 75
7Y03CTO1WW | A3SY | 2.8m, 16A/100-250V, 2 Short C13s to Long C20 Rack Power Cable | 79
7Y03CTO1WW | A3SZ | 4.1m, 16A/100-250V, 2 Long C13s to Long C20 Rack Power Cable | 85
7Y03CTO1WW | A4EY | No x Network Adapter | 0
7Y03CTO1WW | A4VP | 1.0m, 10A/100-250V, C13 to IEC 320-C14 Rack Power Cable | 19
7Y03CTO1WW | A51N | 1.5m Passive DAC SFP+ Cable | 89
7Y03CTO1WW | A51P | 2m Passive DAC SFP+ Cable | 89
7Y03CTO1WW | A5DL | SFP 1000Base-T (RJ-45) Transceiver | 89
7Y03CTO1WW | A5U1 | SKLM for System x w/SEDs - FoD per Install w/1Yr S&S | 199
7Y03CTO1WW | AS6C | SKLM for System x w/SEDs - FoD per Install w/3Yr S&S | 299
7Y03CTO1WW | ASR5 | Lenovo 0.5m LC-LC OM3 MMF Cable | 24
7Y03CTO1WW | ASR6 | Lenovo 1m LC-LC OM3 MMF Cable | 24
7Y03CTO1WW | ASR7 | Lenovo 3m LC-LC OM3 MMF Cable | 24
7Y03CTO1WW | ASR8 | Lenovo 5m LC-LC OM3 MMF Cable | 29
7Y03CTO1WW | ASR9 | Lenovo 10m LC-LC OM3 MMF Cable | 39
7Y03CTO1WW | ASRA | Lenovo 15m LC-LC OM3 MMF Cable | 45
7Y03CTO1WW | ASRB | Lenovo 25m LC-LC OM3 MMF Cable | 54
7Y03CTO1WW | AT2R | Lenovo 1m Active DAC SFP+ Cables | 129
7Y03CTO1WW | AT2S | Lenovo 3m Active DAC SFP+ Cables | 139
7Y03CTO1WW | AT2T | Lenovo 5m Active DAC SFP+ Cables | 159
7Y03CTO1WW | AT7S | Emulex VFA5.2 2x10 GbE SFP+ PCIe Adapter | 449
7Y03CTO1WW | AT7T | Emulex VFA5.2 2x10 GbE SFP+ Adapter and FCoE/iSCSI SW | 1319
7Y03CTO1WW | ATPX | Intel X550-T2 Dual Port 10GBase-T Adapter | 599
7Y03CTO1WW | ATRH | Intel X710-DA2 ML2 2x10GbE SFP+ Adapter | 499
7Y03CTO1WW | ATYX | Lenovo 1m SFP+ to SFP+ Active Optical Cable | 104
7Y03CTO1WW | ATYY | Lenovo 3m SFP+ to SFP+ Active Optical Cable | 99
7Y03CTO1WW | ATYZ | Lenovo 5m SFP+ to SFP+ Active Optical Cable | 114
7Y03CTO1WW | ATZ0 | Lenovo 7m SFP+ to SFP+ Active Optical Cable | 129
7Y03CTO1WW | ATZ1 | Lenovo 15m SFP+ to SFP+ Active Optical Cable | 169
7Y03CTO1WW | ATZ2 | Lenovo 20m SFP+ to SFP+ Active Optical Cable | 169
7Y03CTO1WW | ATZB | QLogic 16Gb Enhanced Gen5 FC Single-port HBA | 979
7Y03CTO1WW | ATZC | QLogic 16Gb Enhanced Gen5 FC Dual-port HBA | 1339
7Y03CTO1WW | ATZU | Emulex 16Gb Gen6 FC Single-port HBA | 949
7Y03CTO1WW | ATZV | Emulex 16Gb Gen6 FC Dual-port HBA | 1309
7Y03CTO1WW | AU0E | 0.5m Intel OPA 100 Series Passive Copper QSFP28 Cable | 79
7Y03CTO1WW | AU0F | 0.75m Intel OPA Passive Copper QSFP28 Cable | 139
7Y03CTO1WW | AU0G | 1m Intel OPA 100 Series Passive Copper QSFP28 Cable | 99
7Y03CTO1WW | AU0H | 1.25m Intel OPA 100 Series Passive Copper QSFP28 Cable | 159
7Y03CTO1WW | AU0J | 1.5m Intel OPA 100 Series Passive Copper QSFP28 Cable | 109
7Y03CTO1WW | AU0K | 2m Intel OPA 100 Series Passive Copper QSFP28 Cable | 129
7Y03CTO1WW | AU0M | 5m Intel OPA 100 Series Active Optical QSFP28 Cable | 899
7Y03CTO1WW | AU0P | 15m Intel OPA 100 Series Active Optical QSFP28 Cable | 949
7Y03CTO1WW | AU7Z | Emulex VFA5.2 ML2 2x10 GbE SFP+ Adapter and FCoE/iSCSI SW | 399
7Y03CTO1WW | AUK7 | TPM 2.0 and Secure Boot | 0
7Y03CTO1WW | AUKG | ThinkSystem 1Gb 2-port RJ45 LOM | 79
7Y03CTO1WW | AUKJ | ThinkSystem 10Gb 2-port SFP+ LOM | 169
7Y03CTO1WW | AUKL | ThinkSystem 10Gb 2-port Base-T LOM | 259
7Y03CTO1WW | AUKN | ThinkSystem Emulex OCe14104B-NX PCIe 10Gb 4-Port SFP+ Ethernet Adapter | 539
7Y03CTO1WW | AUKP | ThinkSystem Broadcom 57416 10GBASE-T 2-Port PCIe Ethernet Adapter | 479
7Y03CTO1WW | AUKQ | ThinkSystem Broadcom NX-E ML2 10Gb 2-Port Base-T Ethernet Adapter | 529
7Y03CTO1WW | AUKS | ThinkSystem Broadcom 57412 25GbE SFP28 1-Port PCIe Ethernet Adapter | 489
7Y03CTO1WW | AUKX | ThinkSystem Intel X710-DA2 PCIe 10Gb 2-Port SFP+ Ethernet Adapter | 459
7Y03CTO1WW | AULV | ThinkSystem 2.5" 300GB 15K SAS 12Gb Hot Swap 512n HDD | 339
7Y03CTO1WW | AULW | ThinkSystem 2.5" 600GB 15K SAS 12Gb Hot Swap 512n HDD | 469
7Y03CTO1WW | AULX | ThinkSystem 2.5" 900GB 15K SAS 12Gb Hot Swap 512e HDD | 639
7Y03CTO1WW | AULY | ThinkSystem 2.5" 300GB 10K SAS 12Gb Hot Swap 512n HDD | 289
7Y03CTO1WW | AULZ | ThinkSystem 2.5" 600GB 10K SAS 12Gb Hot Swap 512n HDD | 319
7Y03CTO1WW | AUM0 | ThinkSystem 2.5" 900GB 10K SAS 12Gb Hot Swap 512n HDD | 389
7Y03CTO1WW | AUM1 | ThinkSystem 2.5" 1.2TB 10K SAS 12Gb Hot Swap 512n HDD | 389
7Y03CTO1WW | AUM2 | ThinkSystem 2.5" 1.8TB 10K SAS 12Gb Hot Swap 512e HDD | 589
7Y03CTO1WW | AUM4 | ThinkSystem 2.5" 300GB 10K SAS 12Gb Hot Swap 512n HDD SED | 339
7Y03CTO1WW | AUM5 | ThinkSystem 2.5" 600GB 10K SAS 12Gb Hot Swap 512n HDD SED | 635
7Y03CTO1WW | AUM6 | ThinkSystem 2.5" 1TB 7.2K SAS 12Gb Hot Swap 512n HDD | 469
7Y03CTO1WW | AUM7 | ThinkSystem 2.5" 2TB 7.2K SAS 12Gb Hot Swap 512n HDD | 839
7Y03CTO1WW | AUMU | ThinkSystem M.2 Enablement Kit | 39
7Y03CTO1WW | AUMV | ThinkSystem M.2 with Mirroring Enablement Kit | 149
7Y03CTO1WW | AUNB | ThinkSystem 16GB TruDDR4 2666 MHz (1Rx4 1.2V) RDIMM | 289
7Y03CTO1WW | AUNC | ThinkSystem 16GB TruDDR4 2666 MHz (2Rx8 1.2V) RDIMM | 319
7Y03CTO1WW | AUND | ThinkSystem 32GB TruDDR4 2666 MHz (2Rx4 1.2V) RDIMM | 609
7Y03CTO1WW | AUNE | ThinkSystem 64GB TruDDR4 2666 MHz (4Rx4 1.2V) LRDIMM | 1259
7Y03CTO1WW | AUNG | ThinkSystem RAID 530-8i PCIe 12Gb Adapter | 299
7Y03CTO1WW | AUNJ | ThinkSystem RAID 930-8i 2GB Flash PCIe 12Gb Adapter | 1009
7Y03CTO1WW | AUNK | ThinkSystem RAID 930-16i 4GB Flash PCIe 12Gb Adapter | 1529
7Y03CTO1WW | AUNL | ThinkSystem 430-8i SAS/SATA 12Gb HBA | 299
7Y03CTO1WW | AUNM | ThinkSystem 430-16i SAS/SATA 12Gb HBA | 589
7Y03CTO1WW | AUNN | ThinkSystem 430-16e SAS/SATA 12Gb HBA | 609
7Y03CTO1WW | AUNP | FBU345 SuperCap | 135
7Y03CTO1WW | AUNQ | ThinkSystem RAID 930-8e 4GB Flash PCIe 12Gb Adapter | 1689
7Y03CTO1WW | AUNR | ThinkSystem 430-8e SAS/SATA 12Gb HBA | 299
7Y03CTO1WW | AUPW | ThinkSystem XClarity Controller Standard to Enterprise Upgrade | 100
7Y03CTO1WW | AURR | ThinkSystem M3.5 Screw for Riser 2x2pcs and Planar 5pcs | 0
7Y03CTO1WW | AUSL | ThinkSystem COM Port Upgrade Kit | 19
7Y03CTO1WW | AUU1 | ThinkSystem 8GB TruDDR4 2666 MHz (1Rx8 1.2V) RDIMM | 189
7Y03CTO1WW | AUU2 | ThinkSystem 3.5" 300GB 15K SAS 12Gb Hot Swap 512n HDD | 359
7Y03CTO1WW | AUU3 | ThinkSystem 3.5" 600GB 15K SAS 12Gb Hot Swap 512n HDD | 479
7Y03CTO1WW | AUU4 | ThinkSystem 3.5" 1TB 7.2K SAS 12Gb Hot Swap 512n HDD | 299
7Y03CTO1WW | AUU5 | ThinkSystem 3.5" 2TB 7.2K SAS 12Gb Hot Swap 512n HDD | 339
7Y03CTO1WW | AUU6 | ThinkSystem 3.5" 4TB 7.2K SAS 12Gb Hot Swap 512n HDD | 419
7Y03CTO1WW | AUU7 | ThinkSystem 3.5" 6TB 7.2K SAS 12Gb Hot Swap 512e HDD | 549
7Y03CTO1WW | AUU8 | ThinkSystem 3.5" 4TB 7.2K SATA 6Gb Hot Swap 512n HDD | 389
7Y03CTO1WW | AUU9 | ThinkSystem 3.5" 8TB 7.2K SATA 6Gb Hot Swap 512e HDD | 599
7Y03CTO1WW | AUUA | ThinkSystem 3.5" 6TB 7.2K SATA 6Gb Hot Swap 512e HDD | 529
7Y03CTO1WW | AUUB | ThinkSystem 3.5" 10TB 7.2K SATA 6Gb Hot Swap 512e HDD | 829
7Y03CTO1WW | AUUC | ThinkSystem 3.5" 900GB 15K SAS 12Gb Hot Swap 512e HDD | 679
7Y03CTO1WW | AUUD | ThinkSystem 3.5" 2TB 7.2K SATA 6Gb Hot Swap 512n HDD | 319
7Y03CTO1WW | AUUE | ThinkSystem 2.5" 1TB 7.2K SATA 6Gb Hot Swap 512n HDD | 469
7Y03CTO1WW | AUUF | ThinkSystem 3.5" 1TB 7.2K SATA 6Gb Hot Swap 512n HDD | 269
7Y03CTO1WW | AUUG | ThinkSystem 3.5" 10TB 7.2K SAS 12Gb Hot Swap 512e HDD | 849
7Y03CTO1WW | AUUH | ThinkSystem 3.5" 4TB 7.2K SAS 12Gb Hot Swap 512n HDD FIPS | 829
7Y03CTO1WW | AUUJ | ThinkSystem 2.5" 2TB 7.2K SATA 6Gb Hot Swap 512e HDD | 849
7Y03CTO1WW | AUUL | ThinkSystem M.2 32GB SATA 6Gbps Non-Hot Swap SSD | 109
7Y03CTO1WW | AUUV | ThinkSystem M.2 128GB SATA 6Gbps Non-Hot Swap SSD | 159
7Y03CTO1WW | AUV2 | ThinkSystem 1610-4P NVMe Switch Adapter | 929
7Y03CTO1WW | AUW8 | ThinkSystem 3.5" SATA/SAS 4-Bay Backplane | 90
7Y03CTO1WW | AUW9 | ThinkSystem 1U 2.5" 4 AnyBay 10-Bay Backplane | 250
7Y03CTO1WW | AUWA | ThinkSystem SR530/SR570/SR630 x16 PCIe LP Riser 2 Kit | 35
7Y03CTO1WW | AUWB | ThinkSystem SR530/SR630/SR570 2.5" SATA/SAS 8-Bay Backplane | 100
7Y03CTO1WW | AUWC | ThinkSystem SR530/SR570/SR630 x8/x16 PCIe LP+LP Riser 1 Kit | 39
7Y03CTO1WW | AUWN | Lenovo ThinkSystem 1U LP Riser Bracket | 10
7Y03CTO1WW | AUWQ | Lenovo ThinkSystem 1U LP+LP BF Riser Bracket | 10
7Y03CTO1WW | AUWR | ThinkSystem 1U Security Bezel | 49
7Y03CTO1WW | AUWS | Lenovo ThinkSystem 1U LP+FH BF Riser Bracket | 15
7Y03CTO1WW | AUWW | Front VGA Connector Upgrade Kit for 1U 2.5" | 25
7Y03CTO1WW | AUZS | ThinkSystem 1TB 7.2K 6Gbps SATA 3.5" Simple Swap 512n HDD | 229
7Y03CTO1WW | AUZT | ThinkSystem 2TB 7.2K 6Gbps SATA 3.5" Simple Swap 512n HDD | 429
7Y03CTO1WW | AUZU | ThinkSystem 4TB 7.2K 6Gbps SATA 3.5" Simple Swap 512n HDD | 599
7Y03CTO1WW | AUZV | ThinkSystem Broadcom 5719 1GbE RJ45 4-Port PCIe Ethernet Adapter | 159
7Y03CTO1WW | AUZW | ThinkSystem I350-T4 PCIe 1Gb 4-Port RJ45 Ethernet Adapter | 379
7Y03CTO1WW | AUZX | ThinkSystem Broadcom 5720 1GbE RJ45 2-Port PCIe Ethernet Adapter | 129
7Y03CTO1WW | AUZY | ThinkSystem I350-T2 PCIe 1Gb 2-Port RJ45 Ethernet Adapter | 179
7Y03CTO1WW | AUZZ | ThinkSystem I350-F1 PCIe 1Gb 1-Port SFP Ethernet Adapter | 379
7Y03CTO1WW | AV0W | ThinkSystem SR530/SR570 x8 PCIe LP Riser 2 Kit | 39
7Y03CTO1WW | AV0X | ThinkSystem SR530/SR570 x8/x8ML2 PCIe LP+LP Riser 1 Kit | 69
7Y03CTO1WW | AV1B | Lenovo 25GBase-SR SFP28 Transceiver | 449
7Y03CTO1WW | AV1F | Lenovo 3m 25G SFP28 Active Optical Cable | 489
7Y03CTO1WW | AV1G | Lenovo 5m 25G SFP28 Active Optical Cable | 489
7Y03CTO1WW | AV1H | Lenovo 10m 25G SFP28 Active Optical Cable | 499
7Y03CTO1WW | AV1J | Lenovo 15m 25G SFP28 Active Optical Cable | 497
7Y03CTO1WW | AV1K | Lenovo 20m 25G SFP28 Active Optical Cable | 519
7Y03CTO1WW | AV1W | Lenovo 1m Passive 25G SFP28 DAC Cable | 69
7Y03CTO1WW | AV1X | Lenovo 3m Passive 25G SFP28 DAC Cable | 79
7Y03CTO1WW | AV1Y | Lenovo 5m Passive 25G SFP28 DAC Cable | 159
7Y03CTO1WW | AVUT | ThinkSystem XClarity Controller Standard to Advanced Upgrade | 50
7Y03CTO1WW | AVUX | On Board SATA AHCI Mode | 0
7Y03CTO1WW | AVV0 | On Board SATA Software RAID Mode | 0
7Y03CTO1WW | AVV8 | ThinkSystem External USB DVD-RW Optical Disk Drive | 79
7Y03CTO1WW | AWDZ | Intel Xeon Gold 6138 20C 125W 2.0GHz Processor | 4099
7Y03CTO1WW | AWE4 | Intel Xeon Gold 6130T 16C 125W 2.1GHz Processor | 3129
7Y03CTO1WW | AWE5 | Intel Xeon Gold 6126T 12C 125W 2.6GHz Processor | 2979
7Y03CTO1WW | AWE8 | Intel Xeon Gold 5120T 14C 105W 2.2GHz Processor | 2699
7Y03CTO1WW | AWEA | Intel Xeon Silver 4116T 12C 85W 2.1GHz Processor | 1979
7Y03CTO1WW | AWEE | Intel Xeon Silver 4110 8C 85W 2.1GHz Processor | 909
7Y03CTO1WW | AWEH | Intel Xeon Bronze 3106 8C 85W 1.7GHz Processor | 599
7Y03CTO1WW | AWEK | Intel Xeon Platinum 8160T 24C 150W 2.1GHz Processor | 9129
7Y03CTO1WW | AWEL | Intel Xeon Gold 6126 12C 125W 2.6GHz Processor | 2869
7Y03CTO1WW | AWEM | Intel Xeon Gold 6138T 20C 125W 2.0GHz Processor | 4349
7Y03CTO1WW | AWEN | Intel Xeon Gold 6130 16C 125W 2.1GHz Processor | 2999
7Y03CTO1WW | AWEP | Intel Xeon Gold 5118 12C 105W 2.3GHz Processor | 2019
7Y03CTO1WW | AWEQ | Intel Xeon Gold 5119T 14C 85W 2.0GHz Processor | 2549
7Y03CTO1WW | AWER | Intel Xeon Silver 4116 12C 85W 2.1GHz Processor | 1649
7Y03CTO1WW | AWES | Intel Xeon Silver 4114T 10C 85W 2.2GHz Processor | 1369
7Y03CTO1WW | AWET | Intel Xeon Silver 4109T 8C 70W 2.0GHz Processor | 949
7Y03CTO1WW | AX8A | 4.3m, 13A/120V, C13 to NEMA 5-15P (US) Line Cord | 19
7Y03CTO1WW | AXC6 | ThinkSystem 8TB 7.2K 6Gbps SATA 3.5" Simple Swap 512e HDD | 1199
7Y03CTO1WW | AXC7 | ThinkSystem 6TB 7.2K 6Gbps SATA 3.5" Simple Swap 512e HDD | 999
7Y03CTO1WW | AXC8 | ThinkSystem 3.5" 10TB 7.2K SATA 6Gb Simple Swap 512e HDD | 1499
7Y03CTO1WW | AXCA | ThinkSystem Toolless Slide Rail | 99
7Y03CTO1WW | AXCB | ThinkSystem Toolless Slide Rail Kit with 1U CMA | 145
7Y03CTO1WW | AXE5 | ThinkSystem SR590/SR570 MB | 1415
7Y03CTO1WW | AXEQ | ThinkSystem 550W(230V/115V) Platinum Hot-Swap Power Supply | 349
7Y03CTO1WW | AXER | ThinkSystem 750W(230/115V) Platinum Hot-Swap Power Supply | 399
7Y03CTO1WW | AXES | ThinkSystem 750W (230V) Titanium Hot-Swap Power Supply | 549
7Y03CTO1WW | AXEX | ThinkSystem SR570 2.5" Chassis with 10 Bays | 850
7Y03CTO1WW | AXEY | ThinkSystem SR570 2.5" Chassis with 8 Bays | 720
7Y03CTO1WW | AXEZ | ThinkSystem SR570 3.5" Chassis with 4 Bays | 730
7Y03CTO1WW | AXFM | ThinkSystem Toolless Friction Rail | 69
7Y03CTO1WW | AXFN | ThinkSystem Screw-in Slide Rail | 129
7Y03CTO1WW | AXFP | ThinkSystem 1U CMA Upgrade Kit for Screw-in Slide Rail | 40
7Y03CTO1WW | AXFS | VMware ESXi 6.0 U3 (factory installed) | 0
7Y03CTO1WW | AXFT | VMware ESXi 6.5 U1 (factory installed) | 0
7Y03CTO1WW | B0ML | Feature Enable TPM on MB | 0
7Y03CTO1WW | B0N4 | 2.0m, 10A/100-250V, C13 to IEC 320-C14 Rack Power Cable | 29
7Y03CTO1WW | B0N5 | 1.0m, 13A/100-250V, C13 to C14 Jumper Cord | 25
7Y03CTO1WW | B0N6 | 1.5m, 13A/100-250V, C13 to C14 Jumper Cord | 29
7Y03CTO1WW | B0RJ | 10GBASE-LR SFP+Transceiver | 350
7Y03CTO1WW | B0TE | ThinkSystem Screw-in Slide Rail Kit with 1U CMA | 145
7Y03CTO1WW | B0YR | ThinkSystem 3.5" 8TB 7.2K SAS 12Gb Hot Swap 512e HDD | 659
7Y03CTO1WW | B0YS | ThinkSystem 2.5" 2.4TB 10K SAS 12Gb Hot Swap 512e HDD | 629
7Y03CTO1WW | B0Z0 | ThinkSystem 2.5" Intel S4500 960GB Entry SATA 6Gb Hot Swap SSD | 1219
7Y03CTO1WW | B0Z5 | ThinkSystem 3.5" Intel S4500 960GB Entry SATA 6Gb Hot Swap SSD | 1199
7Y03CTO1WW | B117 | ThinkSystem 3.5" 12TB 7.2K SAS 12Gb Hot Swap 512e HDD | 949
7Y03CTO1WW | B118 | ThinkSystem 3.5" 12TB 7.2K SATA 6Gb Hot Swap 512e HDD | 1829
7Y03CTO1WW | B136 | ThinkSystem 1U CMA Upgrade Kit for Toolless Slide Rail | 55
7Y03CTO1WW | B16E | ThinkSystem SR570 3.5" SATA 4-Bay Simple Swap Backplane | 45
7Y03CTO1WW | B173 | Companion Part for XClarity Controller Standard to Enterprise Upgrade in Factory | 0
7Y03CTO1WW | B1JJ | ThinkSystem 3.5" 300GB 10K SAS 12Gb Hot Swap 512n HDD | 289
7Y03CTO1WW | B21R | ThinkSystem QLogic QL41262 10/25GbE SFP28 2-Port PCIe Ethernet Adapter | 409
7Y03CTO1WW | B21W | ThinkSystem U.2 Toshiba CM5-V 800GB Mainstream NVMe PCIe 3.0 x4 Hot Swap SSD | 859
7Y03CTO1WW | B21X | ThinkSystem U.2 Toshiba CM5-V 1.6TB Mainstream NVMe PCIe 3.0 x4 Hot Swap SSD | 3449
7Y03CTO1WW | B21Y | ThinkSystem U.2 Toshiba CM5-V 3.2TB Mainstream NVMe PCIe 3.0 x4 Hot Swap SSD | 6999
7Y03CTO1WW | B2X4 | ThinkSystem 2.5" 5200 1.92TB Entry SATA 6Gb Hot Swap SSD | 899
7Y03CTO1WW | B2X6 | ThinkSystem 2.5" 5200 7.68TB Entry SATA 6Gb Hot Swap SSD | 4999
7Y03CTO1WW | B2X9 | ThinkSystem 3.5" 5200 1.92TB Entry SATA 6Gb Hot Swap SSD | 909
7Y03CTO1WW | B2XB | ThinkSystem 3.5" 5200 7.68TB Entry SATA 6Gb Hot Swap SSD | 4999
7Y03CTO1WW | B2XJ | ThinkSystem U.2 Toshiba CM5-V 6.4TB Mainstream NVMe PCIe 3.0 x4 Hot Swap SSD | 12829
7Y03CTO1WW | B30W | Custom MFG SVCS Fee - Medium Increment | 30
7Y03CTO1WW | B30X | Custom MFG SVCS Fee - Large Increment | 300
7Y03CTO1WW | B31E | ThinkSystem RAID 930-16i 8GB Flash PCIe 12Gb Adapter | 2389
7Y03CTO1WW | B31G | ThinkSystem QLogic QL41134 PCIe 10Gb 4-Port Base-T Ethernet Adapter | 799
7Y03CTO1WW | B34H | ThinkSystem 2.5" PM883 240GB Entry SATA 6Gb Hot Swap SSD | 219
7Y03CTO1WW | B34J | ThinkSystem 2.5" PM883 480GB Entry SATA 6Gb Hot Swap SSD | 279
7Y03CTO1WW | B34K | ThinkSystem 2.5" PM883 960GB Entry SATA 6Gb Hot Swap SSD | 449
7Y03CTO1WW | B34L | ThinkSystem 2.5" PM883 1.92TB Entry SATA 6Gb Hot Swap SSD | 889
7Y03CTO1WW | B34M | ThinkSystem 2.5" PM883 3.84TB Entry SATA 6Gb Hot Swap SSD | 1739
7Y03CTO1WW | B34N | ThinkSystem U.2 PM983 1.92TB Entry NVMe PCIe 3.0 x4 Hot Swap SSD | 939
7Y03CTO1WW | B34P | ThinkSystem U.2 PM983 3.84TB Entry NVMe PCIe 3.0 x4 Hot Swap SSD | 1839
7Y03CTO1WW | B3VW | VMware ESXi 6.5 U2 (Factory Installed) | 0
7Y03CTO1WW | B3VX | VMware ESXi 6.7 (Factory Installed) | 0
7Y03CTO1WW | B488 | ThinkSystem 2.5" 5200 240GB Mainstream SATA 6Gb Hot Swap SSD | 469
7Y03CTO1WW | B48B | ThinkSystem 2.5" 5200 1.92TB Mainstream SATA 6Gb Hot Swap SSD | 2129
7Y03CTO1WW | B48C | ThinkSystem 2.5" 5200 3.84TB Mainstream SATA 6Gb Hot Swap SSD | 4869
7Y03CTO1WW | B48D | ThinkSystem 3.5" 5200 240GB Mainstream SATA 6Gb Hot Swap SSD | 469
7Y03CTO1WW | B48G | ThinkSystem 3.5" 5200 1.92TB Mainstream SATA 6Gb Hot Swap SSD | 2139
7Y03CTO1WW | B48H | ThinkSystem 3.5" 5200 3.84TB Mainstream SATA 6Gb Hot Swap SSD | 4859
7Y03CTO1WW | B496 | ThinkSystem 3.5" 14TB 7.2K SAS 12Gb Hot Swap 512e HDD | 1199
7Y03CTO1WW | B497 | ThinkSystem 3.5" 14TB 7.2K SATA 6Gb Hot Swap 512e HDD | 1149
7Y03CTO1WW | B498 | ThinkSystem 2.5" Intel S4510 240GB Entry SATA 6Gb Hot Swap SSD | 149
7Y03CTO1WW | B499 | ThinkSystem 2.5" Intel S4510 480GB Entry SATA 6Gb Hot Swap SSD | 309
7Y03CTO1WW | B49A | ThinkSystem 2.5" Intel S4510 960GB Entry SATA 6Gb Hot Swap SSD | 529
7Y03CTO1WW | B49B | ThinkSystem 2.5" Intel S4510 1.92TB Entry SATA 6Gb Hot Swap SSD | 1049
7Y03CTO1WW | B49C | ThinkSystem 2.5" Intel S4510 3.84TB Entry SATA 6Gb Hot Swap SSD | 1979
7Y03CTO1WW | B49D | ThinkSystem 3.5" Intel S4510 240GB Entry SATA 6Gb Hot Swap SSD | 149
7Y03CTO1WW | B49E | ThinkSystem 3.5" Intel S4510 480GB Entry SATA 6Gb Hot Swap SSD | 209
7Y03CTO1WW | B49F | ThinkSystem 3.5" Intel S4510 960GB Entry SATA 6Gb Hot Swap SSD | 539
7Y03CTO1WW | B49G | ThinkSystem 3.5" Intel S4510 1.92TB Entry SATA 6Gb Hot Swap SSD | 1059
7Y03CTO1WW | B49H | ThinkSystem 3.5" Intel S4510 3.84TB Entry SATA 6Gb Hot Swap SSD | 1989
7Y03CTO1WW | B49L | ThinkSystem 2.5" Intel S4610 240GB Mainstream SATA 6Gb Hot Swap SSD | 399
7Y03CTO1WW | B49M | ThinkSystem 2.5" Intel S4610 480GB Mainstream SATA 6Gb Hot Swap SSD | 479
7Y03CTO1WW | B49N | ThinkSystem 2.5" Intel S4610 960GB Mainstream SATA 6Gb Hot Swap SSD | 699
7Y03CTO1WW | B49P | ThinkSystem 2.5" Intel S4610 1.92TB Mainstream SATA 6Gb Hot Swap SSD | 1289
7Y03CTO1WW | B49Q | ThinkSystem 2.5" Intel S4610 3.84TB Mainstream SATA 6Gb Hot Swap SSD | 2499
7Y03CTO1WW | B49R | ThinkSystem 3.5" Intel S4610 240GB Mainstream SATA 6Gb Hot Swap SSD | 409
7Y03CTO1WW | B49S | ThinkSystem 3.5" Intel S4610 480GB Mainstream SATA 6Gb Hot Swap SSD | 309
7Y03CTO1WW | B49T | ThinkSystem 3.5" Intel S4610 960GB Mainstream SATA 6Gb Hot Swap SSD | 1029
7Y03CTO1WW | B49U | ThinkSystem 3.5" Intel S4610 1.92TB Mainstream SATA 6Gb Hot Swap SSD | 1799
7Y03CTO1WW | B49V | ThinkSystem 3.5" Intel S4610 3.84TB Mainstream SATA 6Gb Hot Swap SSD | 3579
7Y03CTO1WW | B4A2 | ThinkSystem 2.5" PM1645 3.2TB Mainstream SAS 12Gb Hot Swap SSD | 2579
7Y03CTO1WW | B4A5 | ThinkSystem 3.5" PM1645 3.2TB Mainstream SAS 12Gb Hot Swap SSD | 2589
7Y03CTO1WW | B4A7 | ThinkSystem 2.5" PM1643 3.84TB Capacity SAS 12Gb Hot Swap SSD | 2579
7Y03CTO1WW | B4A8 | ThinkSystem 3.5" PM1643 3.84TB Capacity SAS 12Gb Hot Swap SSD | 1869
7Y03CTO1WW | B4D2 | ThinkSystem 2.5" PM883 7.68TB Entry SATA 6Gb Hot Swap SSD | 3379
7Y03CTO1WW | B4D3 | ThinkSystem U.2 PM983 7.68TB Entry NVMe PCIe3.0 x4 Hot Swap SSD | 4999
7Y03CTO1WW | B4H1 | ThinkSystem 8GB TruDDR4 2933MHz (1Rx8 1.2V) RDIMM | 219
7Y03CTO1WW | B4H2 | ThinkSystem 16GB TruDDR4 2933MHz (2Rx8 1.2V) RDIMM | 319
7Y03CTO1WW | B4H3 | ThinkSystem 32GB TruDDR4 2933MHz (2Rx4 1.2V) RDIMM | 619
7Y03CTO1WW | B4H4 | ThinkSystem 64GB TruDDR4 2933MHz (2Rx4 1.2V) RDIMM | 1279
7Y03CTO1WW | B4HC | Intel Xeon Gold 6252 24C 150W 2.1GHz Processor | 5909
7Y03CTO1WW | B4HE | Intel Xeon Gold 6248 20C 150W 2.5GHz Processor | 5049
7Y03CTO1WW | B4HF | Intel Xeon Gold 6244 8C 150W 3.6GHz Processor | 4699
7Y03CTO1WW | B4HG | Intel Xeon Gold 6242 16C 150W 2.8GHz Processor | 4419
7Y03CTO1WW | B4HH | Intel Xeon Gold 6240 18C 150W 2.6GHz Processor | 3819
7Y03CTO1WW | B4HJ | Intel Xeon Gold 6230 20C 125W 2.1GHz Processor | 3099
7Y03CTO1WW | B4HK | Intel Xeon Gold 5220 18C 125W 2.2GHz Processor | 2599
7Y03CTO1WW | B4HL | Intel Xeon Gold 5218 16C 125W 2.3GHz Processor | 2019
7Y03CTO1WW | B4HM | Intel Xeon Gold 5217 8C 115W 3.0GHz Processor | 2659
7Y03CTO1WW | B4HN | Intel Xeon Gold 5215 10C 85W 2.5GHz Processor | 2019
7Y03CTO1WW | B4HP | Intel Xeon Silver 4216 16C 100W 2.1GHz Processor | 1649
7Y03CTO1WW | B4HQ | Intel Xeon Silver 4215 8C 85W 2.5GHz Processor | 1399
7Y03CTO1WW | B4HR | Intel Xeon Silver 4214 12C 85W 2.2GHz Processor | 1169
7Y03CTO1WW | B4HS | Intel Xeon Silver 4210 10C 85W 2.2GHz Processor | 859
7Y03CTO1WW | B4HT | Intel Xeon Silver 4208 8C 85W 2.1GHz Processor | 799
7Y03CTO1WW | B4HU | Intel Xeon Bronze 3204 6C 85W 1.9GHz Processor | 439
7Y03CTO1WW | B4LV | ThinkSystem 128GB TruDDR4 2666MHz (1.2V) Intel Optane DC Persistent Memory | 1089
7Y03CTO1WW | B4LW | ThinkSystem 256GB TruDDR4 2666MHz (1.2V) Intel Optane DC Persistent Memory | 4689
7Y03CTO1WW | B4LX | ThinkSystem 512GB TruDDR4 2666MHz (1.2V) Intel Optane DC Persistent Memory | 18319
7Y03CTO1WW | B4LY | ThinkSystem 16GB TruDDR4 2933 MHz (1Rx4 1.2V) RDIMM | 289
7Y03CTO1WW | B4NF | ThinkSystem SR590/SR570 Refresh MB | 1415
7Y03CTO1WW | B4NV | Intel Xeon Gold 6240Y 18/14/8C 150W 2.6GHz Processor | 5345
7Y03CTO1WW | B4NW | Intel Xeon Silver 4214Y 12/10/8C 85W 2.2GHz Processor | 1519
7Y03CTO1WW | B4P2 | Intel Xeon Gold 6238T 22C 125W 1.9GHz Processor | 4349
7Y03CTO1WW | B4P3 | Intel Xeon Gold 5218T 16C 105W 2.1GHz Processor | 2399
7Y03CTO1WW | B4P4 | Intel Xeon Silver 4209T 8C 70W 2.2GHz Processor | 929
7Y03CTO1WW | B4P9 | Intel Xeon Gold 5215L 10C 85W 2.5GHz Processor | 17019
7Y03CTO1WW | B4RQ | ThinkSystem RAID 730-8i 2GB Flash PCIe 12Gb Adapter | 879
7Y03CTO1WW | B4X6 | SuperCap for Raid 730-8i 2GB | 149
7Y03CTO1WW | B4XA | VMware ESXi 6.7 U1 (Factory Installed) | 0
7Y03CTO1WW | B4Y4 | ThinkSystem 2.5" SS530 400GB Performance SAS 12Gb Hot Swap SSD | 1479
7Y03CTO1WW | B4Y5 | ThinkSystem 2.5" SS530 800GB Performance SAS 12Gb Hot Swap SSD | 2299
7Y03CTO1WW | B4Y7 | ThinkSystem 2.5" SS530 3.2TB Performance SAS 12Gb Hot Swap SSD | 7859
7Y03CTO1WW | B4Y8 | ThinkSystem 3.5" SS530 800GB Performance SAS 12Gb Hot Swap SSD | 2279
7Y03CTO1WW | B4YA | ThinkSystem 3.5" SS530 3.2TB Performance SAS 12Gb Hot Swap SSD | 7759
7Y03CTO1WW | B528 | Intel Optane DC Persistent Memory - Memory Mode only | 0
7Y03CTO1WW | B529 | Intel Optane DC Persistent Memory - App Direct Mode only | 0
7Y03CTO1WW | B52A | Intel Optane DC Persistent Memory - Mixed Memory Mode | 0
7Y03CTO1WW | B58F | ThinkSystem U.2 Intel P4510 1.0TB Entry NVMe PCIe3.0 x4 Hot Swap SSD | 539
7Y03CTO1WW | B58G | ThinkSystem U.2 Intel P4510 2.0TB Entry NVMe PCIe3.0 x4 Hot Swap SSD | 1459
7Y03CTO1WW | B5RX | Intel Xeon Gold 6210U 20C 150W 2.5GHz Processor | 2449
7Y03CTO1WW | B5RY | Intel Xeon Gold 6230N 20C 125W 2.3GHz Processor | 3239
7Y03CTO1WW | B5RZ | Intel Xeon Platinum 8253 16C 125W 2.2GHz Processor | 5299
7Y03CTO1WW | B5S1 | Intel Xeon Gold 5222 4C 105W 3.8GHz Processor | 1999
7Y03CTO1WW | B5S2 | Intel Xeon Platinum 8256 4C 105W 3.8GHz Processor | 12099
7Y03CTO1WW | B5T0 | ThinkSystem Broadcom 57414 10/25GbE SFP28 2-port PCIe Ethernet Adapter | 389
7Y03CTO1WW | B6BS | Intel Xeon Gold 5218B 16C 125W 2.3GHz Processor | 2019
7Y03CTO1WW | B6CE | ThinkSystem RAID 530-16i PCIe 12Gb Adapter | 589
7Y03CTO1WW | B6CJ | Intel Xeon Gold 6238 22C 140W 2.1GHz Processor | 4799
7Y03CTO1WW | B6CK | Intel Xeon Gold 6234 8C 130W 3.3GHz Processor | 3999
7Y03CTO1WW | B6CL | Intel Xeon Gold 6226 12C 125W 2.7GHz Processor | 3299
7Y03CTO1WW | B6CP | Intel Xeon Gold 6230T 20C 125W 2.1GHz Processor | 3599
7Y03CTO1WW | B6CQ | Intel Xeon Gold 5220T 18C 105W 1.9GHz Processor | 3199
7Y03CTO1WW | B6CR | Intel Xeon Gold 6238L 22C 140W 2.1GHz Processor | 14599
7Y03CTO1WW | B6CS | Intel Xeon Gold 6240L 18C 150W 2.6GHz Processor | 14299
7Y03CTO1WW | B6CT | Intel Xeon Gold 6252N 24C 150W 2.3GHz Processor | 7699
7Y03CTO1WW | B6CU | Intel Xeon Gold 6262V 24C 135W 1.9GHz Processor | 5399
7Y03CTO1WW | B6CV | Intel Xeon Gold 6222V 20C 115W 1.8GHz Processor | 2999
7Y03CTO1WW | B6CW | Intel Xeon Gold 5220S 18C 125W 2.7GHz Processor | 3699
7Y03CTO1WW | B6CX | Intel Xeon Gold 6209U 20C 125W 2.1GHz Processor | 2309
7Y03CTO1WW | B6JY | ThinkSystem 3.5" PM883 1.92TB Entry SATA 6Gb Hot Swap SSD | 1159
7Y03CTO1WW | B6JZ | ThinkSystem 3.5" PM883 3.84TB Entry SATA 6Gb Hot Swap SSD | 2219
7Y03CTO1WW | B6TM | ThinkSystem 3.5" PM883 240GB Entry SATA 6Gb Hot Swap SSD | 239
7Y03CTO1WW | B6TN | ThinkSystem 3.5" PM883 480GB Entry SATA 6Gb Hot Swap SSD | 359
7Y03CTO1WW | B6TP | ThinkSystem 3.5" PM883 960GB Entry SATA 6Gb Hot Swap SSD | 599
7Y03CTO1WW | B6U0 | VMware ESXi 6.5 U3 (factory installed) | 0
7Y03CTO1WW | B6U1 | VMware ESXi 6.7 U2 (factory installed) | 0
7Y03CTO1WW | B7EW | ThinkSystem 2.5" 5210 1.92TB Entry SATA 6Gb Hot Swap QLC SSD | 759
7Y03CTO1WW | B7EX | ThinkSystem 2.5" 5210 3.84TB Entry SATA 6Gb Hot Swap QLC SSD | 1489
7Y03CTO1WW | B7EY | ThinkSystem 2.5" 5210 7.68TB Entry SATA 6Gb Hot Swap QLC SSD | 2779
7Y03CTO1WW | B7EZ | ThinkSystem 3.5" 16TB 7.2K SAS 12Gb Hot Swap 512e HDD | 1309
7Y03CTO1WW | B7F0 | ThinkSystem 3.5" 16TB 7.2K SATA 6Gb Hot Swap 512e HDD | 1289
7Y03CTO1WW | B7N3 | Intel Xeon Bronze 3206R 8C 85W 1.9GHz Processor | 559
7Y03CTO1WW | B7N5 | Intel Xeon Silver 4210R 10C 100W 2.4GHz Processor | 899
7Y03CTO1WW | B7N6 | Intel Xeon Silver 4214R 12C 100W 2.4GHz Processor | 1259
7Y03CTO1WW | B7N9 | Intel Xeon Gold 5220R 24C 150W 2.2GHz Processor | 2739
7Y03CTO1WW | B88T | VMware ESXi 6.7 U3 (factory installed) | 0
7Y03CTO1WW | B8HP | ThinkSystem 2.5" 5300 960GB Entry SATA 6Gb Hot Swap SSD | 489
7Y03CTO1WW | B8HQ | ThinkSystem 3.5" 5300 3.84TB Entry SATA 6Gb Hot Swap SSD | 2179
7Y03CTO1WW | B8HR | ThinkSystem 3.5" 5300 1.92TB Mainstream SATA 6Gb Hot Swap SSD | 1829
7Y03CTO1WW | B8HS | ThinkSystem M.2 5300 240GB SATA 6Gbps Non-Hot Swap SSD | 359
7Y03CTO1WW | B8HT | ThinkSystem 3.5" PM1645a 800GB Mainstream SAS 12Gb Hot Swap SSD | 829
7Y03CTO1WW | B8HU | ThinkSystem 2.5" PM1645a 800GB Mainstream SAS 12Gb Hot Swap SSD | 819
7Y03CTO1WW | B8HV | ThinkSystem 2.5" 5300 240GB Entry SATA 6Gb Hot Swap SSD | 359
7Y03CTO1WW | B8HW | ThinkSystem HHHL PM1735 3.2TB Mainstream NVMe PCIe4.0 x8 Flash Adapter | 3179
7Y03CTO1WW | B8HX | ThinkSystem 3.5" 5300 3.84TB Mainstream SATA 6Gb Hot Swap SSD | 3119
7Y03CTO1WW | B8HY | ThinkSystem 2.5" 5300 480GB Mainstream SATA 6Gb Hot Swap SSD | 429
7Y03CTO1WW | B8HZ | ThinkSystem 3.5" 5300 1.92TB Entry SATA 6Gb Hot Swap SSD | 1139
7Y03CTO1WW | B8J0 | ThinkSystem 3.5" 5300 960GB Mainstream SATA 6Gb Hot Swap SSD | 929
7Y03CTO1WW | B8J1 | ThinkSystem 2.5" 5300 240GB Mainstream SATA 6Gb Hot Swap SSD | 409
7Y03CTO1WW | B8J2 | ThinkSystem 2.5" 5300 7.68TB Entry SATA 6Gb Hot Swap SSD | 3649
7Y03CTO1WW | B8J3 | ThinkSystem 3.5" 5300 7.68TB Entry SATA 6Gb Hot Swap SSD | 4119
7Y03CTO1WW | B8J4 | ThinkSystem 2.5" PM1645a 1.6TB Mainstream SAS 12Gb Hot Swap SSD | 1379
7Y03CTO1WW | B8J5 | ThinkSystem 2.5" 5300 1.92TB Entry SATA 6Gb Hot Swap SSD | 939
7Y03CTO1WW | B8J6 | ThinkSystem 2.5" 5300 960GB Mainstream SATA 6Gb Hot Swap SSD | 729
7Y03CTO1WW | B8J7 | ThinkSystem 2.5" 5300 3.84TB Mainstream SATA 6Gb Hot Swap SSD | 2179
7Y03CTO1WW | B8J9 | ThinkSystem 3.5" 5300 480GB Entry SATA 6Gb Hot Swap SSD | 379
7Y03CTO1WW | B8JA | ThinkSystem 2.5" PM1645a 6.4TB Mainstream SAS 12Gb Hot Swap SSD | 6049
7Y03CTO1WW | B8JB | ThinkSystem 3.5" 5300 240GB Entry SATA 6Gb Hot Swap SSD | 369
7Y03CTO1WW | B8JC | ThinkSystem 3.5" 5300 960GB Entry SATA 6Gb Hot Swap SSD | 629
7Y03CTO1WW | B8JD | ThinkSystem 2.5" PM1645a 3.2TB Mainstream SAS 12Gb Hot Swap SSD | 2579
7Y03CTO1WW | B8JE | ThinkSystem 2.5" 5300 1.92TB Mainstream SATA 6Gb Hot Swap SSD | 1279
7Y03CTO1WW | B8JF | ThinkSystem 3.5" 5300 480GB Mainstream SATA 6Gb Hot Swap SSD | 529
7Y03CTO1WW | B8JG | ThinkSystem 3.5" PM1645a 6.4TB Mainstream SAS 12Gb Hot Swap SSD | 6059
7Y03CTO1WW | B8JH | ThinkSystem HHHL PM1735 1.6TB Mainstream NVMe PCIe4.0 x8 Flash Adapter | 1799
7Y03CTO1WW | B8JK | ThinkSystem 3.5" PM1645a 3.2TB Mainstream SAS 12Gb Hot Swap SSD | 2589
7Y03CTO1WW | B8JL | ThinkSystem 3.5" 5300 240GB Mainstream SATA 6Gb Hot Swap SSD | 419
7Y03CTO1WW | B8JM | ThinkSystem 2.5" 5300 480GB Entry SATA 6Gb Hot Swap SSD | 309
7Y03CTO1WW | B8JN | ThinkSystem 3.5" PM1645a 1.6TB Mainstream SAS 12Gb Hot Swap SSD | 1389
7Y03CTO1WW | B8JP | ThinkSystem 2.5" 5300 3.84TB Entry SATA 6Gb Hot Swap SSD | 1789
7Y03CTO1WW | B919 | ThinkSystem M.2 5300 480GB SATA 6Gbps Non-Hot Swap SSD | 369
7Y03CTO1WW | B91A | ThinkSystem 2.5" PM1643a 960GB Entry SAS 12Gb Hot Swap SSD | 819
7Y03CTO1WW | B91B | ThinkSystem 2.5" PM1643a 1.92TB Entry SAS 12Gb Hot Swap SSD | 1379
7Y03CTO1WW | B91C | ThinkSystem 2.5" PM1643a 3.84TB Entry SAS 12Gb Hot Swap SSD | 2579
7Y03CTO1WW | B91D | ThinkSystem 2.5" PM1643a 7.68TB Entry SAS 12Gb Hot Swap SSD | 5019
7Y03CTO1WW | B91E | ThinkSystem 3.5" PM1643a 3.84TB Entry SAS 12Gb Hot Swap SSD | 1729
7Y03CTO1WW | B96M | ThinkSystem HHHL PM1735 6.4TB Mainstream NVMe PCIe4.0 x4 Flash Adapter | 5579
7Y03CTO1WW | B96P | ThinkSystem U.3 Kioxia CM6-V 6.4TB Mainstream NVMe PCIe4.0 x4 Hot Swap SSD | 6789
7Y03CTO1WW | B96T | ThinkSystem U.3 Kioxia CM6-V 3.2TB Mainstream NVMe PCIe4.0 x4 Hot Swap SSD | 3459
7Y03CTO1WW | B96Z | ThinkSystem U.3 Kioxia CM6-V 1.6TB Mainstream NVMe PCIe4.0 x4 Hot Swap SSD | 1919
7Y03CTO1WW | B9AC | ThinkSystem 2.5" 5210 960GB Entry SATA 6Gb Hot Swap QLC SSD | 419
7Y03CTO1WW | BAZS | Intel Xeon Gold 5218R 20C 125W 2.1GHz Processor | 2259
7Y03CTO1WW | BAZU | Intel Xeon Silver 4215R 8C 130W 3.2GHz Processor | 1429
7Y03CTO1WW | BAZV | Intel Xeon Gold 6208U 16C 150W 2.9GHz Processor | 1779
7Y03CTO1WW | BAZW | Intel Xeon Gold 6226R 16C 150W 2.9GHz Processor | 2289
7Y03CTO1WW | BAZX | Intel Xeon Gold 6230R 26C 150W 2.1GHz Processor | 3349
7Y03CTO1WW | BB0P | Intel Transparent Supply Chain. Lenovo has paired our industry leading supply chain with Intel's innovative Transparent Supply Chain program to add a layer of protection to your data center and bring peace of mind that the server hardware you bring into ... | 0
7Y03CTO1WW | BBZG | VMware ESXi 7.0 (Factory Installed) | 2
7Y03CTO1WW | BC4R | ThinkSystem 2.5" PM1643a 15.36TB Entry SAS 12Gb Hot Swap SSD | 10029
7Y03CTO1WW | BCFH | ThinkSystem 3.5" 18TB 7.2K SATA 6Gb Hot Swap 512e HDD | 1589
7Y03CTO1WW | BCFP | ThinkSystem 3.5" 18TB 7.2K SAS 12Gb Hot Swap 512e HDD | 1609
7Y03CTO1WW | BCFR | ThinkSystem U.2 Intel P5600 3.2TB Mainstream NVMe PCIe 4.0 x4 Hot Swap SSD | 3829
7Y03CTO1WW | BCFS | ThinkSystem U.2 Intel P5600 6.4TB Mainstream NVMe PCIe 4.0 x4 Hot Swap SSD | 7639
7Y03CTO1WW | BCFT | ThinkSystem U.2 Intel P5500 1.92TB Entry NVMe PCIe 4.0 x4 Hot Swap SSD | 1479
7Y03CTO1WW | BCFU | ThinkSystem U.2 Intel P5500 7.68TB Entry NVMe PCIe 4.0 x4 Hot Swap SSD | 5359
7Y03CTO1WW | BCFV | ThinkSystem U.2 Intel P5600 1.6TB Mainstream NVMe PCIe 4.0 x4 Hot Swap SSD | 1919
7Y03CTO1WW | BCFW | ThinkSystem U.2 Intel P5500 3.84TB Entry NVMe PCIe 4.0 x4 Hot Swap SSD | 2689
7Y03CTO1WW | BCGJ | ThinkSystem HHHL Kioxia CM5-V 1.6TB Mainstream NVMe PCIe3.0 x4 Flash Adapter | 2279
7Y03CTO1WW | BCGK | ThinkSystem HHHL Kioxia CM5-V 3.2TB Mainstream NVMe PCIe3.0 x4 Flash Adapter | 4129
7Y03CTO1WW | BCGL | ThinkSystem HHHL Kioxia CM5-V 6.4TB Mainstream NVMe PCIe3.0 x4 Flash Adapter | 7879
7Y03CTO1WW | BCTC | ThinkSystem 2.5" Multi Vendor 240GB Entry SATA 6Gb Hot Swap SSD | 219
7Y03CTO1WW | BCTD | ThinkSystem 2.5" Multi Vendor 480GB Entry SATA 6Gb Hot Swap SSD | 219
7Y03CTO1WW | BCTE | ThinkSystem 2.5" Multi Vendor 960GB Entry SATA 6Gb Hot Swap SSD | 659
7Y03CTO1WW | BCTF | ThinkSystem 2.5" Multi Vendor 1.92TB Entry SATA 6Gb Hot Swap SSD | 1289
7Y03CTO1WW | BCTG | ThinkSystem 2.5" Multi Vendor 3.84TB Entry SATA 6Gb Hot Swap SSD | 1259
7Y03CTO1WW | BCTH | ThinkSystem 3.5" Multi Vendor 240GB Entry SATA 6Gb Hot Swap SSD | 229
7Y03CTO1WW | BCTJ | ThinkSystem 3.5" Multi Vendor 480GB Entry SATA 6Gb Hot Swap SSD | 219
7Y03CTO1WW | BCTK | ThinkSystem 3.5" Multi Vendor 960GB Entry SATA 6Gb Hot Swap SSD | 669
7Y03CTO1WW | BCTL | ThinkSystem 3.5" Multi Vendor 1.92TB Entry SATA 6Gb Hot Swap SSD | 1289
7Y03CTO1WW | BCTM | ThinkSystem 3.5" Multi Vendor 3.84TB Entry SATA 6Gb Hot Swap SSD | 1269
7Y03CTO1WW | BE03 | ThinkSystem U.3 Kioxia CM6-V 800GB Mainstream NVMe PCIe 4.0 x4 Hot Swap SSD | 1439
7Y03CTO1WW | BE5E | VMware ESXi 7.0 U1 (Factory Installed) | 0
7Y03CTO1WW | BEVK | ThinkSystem 3.5" PM1643a 7.68TB Entry SAS 12Gb Hot Swap SSD | 5589
7Y03CTO1WW | BFY5 | ThinkSystem RAID 530-16i PCIe 12Gb Adapter | 579
7Y03CTO1WW | BFYB | Operating mode selection for: "Maximum Performance Mode" | 0
7Y03CTO1WW | BFYC | Operating mode selection for: "Minimal Power Mode" | 0
7Y03CTO1WW | BFYD | Operating mode selection for: "Efficiency Favoring Power Savings Mode" | 0
7Y03CTO1WW | BFYE | Operating mode selection for: "Efficiency - Favoring Performance Mode" | 0
7Y03CTO1WW | BFZZ | ThinkSystem 2.5" Nytro 3732 800GB Performance SAS 12Gb Hot Swap SSD SED | 1669
7Y03CTO1WW | BG00 | ThinkSystem 3.5" Nytro 3732 3.2TB Performance SAS 12Gb Hot Swap SSD | 6219
7Y03CTO1WW | BG01 | ThinkSystem 3.5" Nytro 3732 1.6TB Performance SAS 12Gb Hot Swap SSD | 3239
7Y03CTO1WW | BG02 | ThinkSystem 3.5" Nytro 3732 800GB Performance SAS 12Gb Hot Swap SSD | 1669
7Y03CTO1WW | BG03 | ThinkSystem 3.5" Nytro 3732 400GB Performance SAS 12Gb Hot Swap SSD | 1029
7Y03CTO1WW | BG04 | ThinkSystem 2.5" Nytro 3732 3.2TB Performance SAS 12Gb Hot Swap SSD | 6259
7Y03CTO1WW | BG05 | ThinkSystem 2.5" Nytro 3732 1.6TB Performance SAS 12Gb Hot Swap SSD | 3259
7Y03CTO1WW | BG06 | ThinkSystem 2.5" Nytro 3732 800GB Performance SAS 12Gb Hot Swap SSD | 1669
7Y03CTO1WW | BG07 | ThinkSystem 2.5" Nytro 3732 400GB Performance SAS 12Gb Hot Swap SSD | 1029
7Y03CTO1WW | BHSR | VMware ESXi 7.0 U2 (Factory Installed) | 0
7Y03CTOLWW | 747 | UID Asset Tag Label | 20
7Y03CTOLWW | 2302 | RAID Configuration | 149
7Y03CTOLWW | 2305 | Integration 1U Component | 59
7Y03CTOLWW | 2321 | Custom MFG SVCS Fee - Small Increment | 3
7Y03CTOLWW | 5053 | SFP+ SR Transceiver | 699
7Y03CTOLWW | 5340 | Serial Conversion Option (SCO) | 249
7Y03CTOLWW | 5341 | Virtual Media Conversion Option Gen2 (VCO2) | 129
7Y03CTOLWW | 5977 | Select Storage devices - no configured RAID required | 0
7Y03CTOLWW | 5978 | Select Storage devices - configured RAID | 0
7Y03CTOLWW | 6201 | 1.5m, 10A/100-250V, C13 to IEC 320-C14 Rack Power Cable | 19
7Y03CTOLWW | 6204 | 2.8m, 10A/100-250V, C13 to IEC 320-C20 Rack Power Cable | 19
7Y03CTOLWW | 6263 | 4.3m, 10A/100-250V, C13 to IEC 320-C14 Rack Power Cable | 19
7Y03CTOLWW | 6311 | 2.8m, 10A/100-250V, C13 to IEC 320-C14 Rack Power Cable | 9
7Y03CTOLWW | 6313 | 2.8m, 10A/120V, C13 to NEMA 5-15P (US) Line Cord | 19
7Y03CTOLWW | 6370 | 4.3m, 10A/125V, C13 to NEMA 5-15P (US) Line Cord | 10
7Y03CTOLWW | 6373 | 4.3m, 10A/250V, C13 to NEMA 6-15P (US) Line Cord | 15
7Y03CTOLWW | 6400 | 2.8m, 13A/100-250V, C13 to C14 Jumper Cord | 9
7Y03CTOLWW | 6401 | 2.8m, 13A/120V, C13 to NEMA 5-15P (US) Line Cord | 29
7Y03CTOLWW | 6570 | 2.0m, 13A/100-250V, C13 to C14 Jumper Cord | 19
7Y03CTOLWW | 6583 | 4.3m, 13A/100-250V, C13 to C14 Rack Power Cable | 19
7Y03CTOLWW | 7008 | Primary Array 2 HDDs | 0
7Y03CTOLWW | 7009 | Primary Array 3 HDDs | 0
7Y03CTOLWW | 7010 | Primary Array 4 HDDs | 0
7Y03CTOLWW | 7011 | Primary Array 5 HDDs | 0
7Y03CTOLWW | 7012 | Primary Array 6 HDDs | 0
7Y03CTOLWW | 7013 | Primary Array 7 HDDs | 0
7Y03CTOLWW | 7014 | Primary Array 8 HDDs | 0
7Y03CTOLWW | 7015 | Secondary Array 2 HDDs | 0
7Y03CTOLWW | 7016 | Secondary Array 3 HDDs | 0
7Y03CTOLWW | 7017 | Secondary Array 4 HDDs | 0
7Y03CTOLWW | 7057 | Secondary Array 5 HDDs | 0
7Y03CTOLWW | 7058 | Secondary Array 6 HDDs | 0
7Y03CTOLWW | 7059 | Secondary Array 7 HDDs | 0
7Y03CTOLWW | 7060 | Secondary Array 8 HDDs | 0
7Y03CTOLWW | 7664 | Primary Array 9 HDDs | 0
7Y03CTOLWW | 7831 | Customer Solution Center Services | 0
7Y03CTOLWW | 8034 | LeSI Solution Component | 0
7Y03CTOLWW | 8067 | TAA Compliant Order | 0
7Y03CTOLWW | 8072 | General Racking Solution | 0
7Y03CTOLWW | 8086 | No Publications Selected | 0
7Y03CTOLWW | 8971 | Integrate in manufacturing | 0
7Y03CTOLWW | 8972 | Ship Uninstalled (Safety) | 0
7Y03CTOLWW | 9013 | Hot Spare | 0
7Y03CTOLWW | 9016 | Memory Sparing | 0
7Y03CTOLWW | 9017 | Enable Memory Mirroring | 0
7Y03CTOLWW | 9714 | Primary Array 10 HDDs | 0
7Y03CTOLWW | A102 | Advanced Grouping | 0
7Y03CTOLWW | A103 | System x Cluster Upgrade | 0
7Y03CTOLWW | A1PH | 1m Passive DAC SFP+ Cable | 69
7Y03CTOLWW | A1PJ | 3m Passive DAC SFP+ Cable | 89
7Y03CTOLWW | A1PK | 5m Passive DAC SFP+ Cable | 159
7Y03CTOLWW | A1RF | 2.8m, 10A/250V, C13 to NEMA 6-15P Line Cord | 15
7Y03CTOLWW | A2K6 | Primary Array - RAID 0 | 0
7Y03CTOLWW | A2K7 | Primary Array - RAID 1 | 0
7Y03CTOLWW | A2K9 | Primary Array - RAID 5 | 0
7Y03CTOLWW | A2KA | Primary Array - RAID 6 | 0
7Y03CTOLWW | A2KB | Primary Array - RAID 10 | 0
7Y03CTOLWW | A2KF | Secondary Array - RAID 0 | 0
7Y03CTOLWW | A2KG | Secondary Array - RAID 1 | 0
7Y03CTOLWW | A2KJ | Secondary Array - RAID 5 | 0
7Y03CTOLWW | A2KK | Secondary Array - RAID 6 | 0
7Y03CTOLWW | A2KL | Secondary Array - RAID 10 | 0
7Y03CTOLWW | A3RG | 0.5m Passive DAC SFP+ Cable | 79
7Y03CTOLWW | A3RH | 7m Passive DAC SFP+ Cable | 179
7Y03CTOLWW | A3SW | 1.2m, 16A/100-250V, 2 Short C13s to Short C20 Rack Power Cable | 55
7Y03CTOLWW | A3SX | 2.5m, 16A/100-250V, 2 Long C13s to Short C20 Rack Power Cable | 75
7Y03CTOLWW | A3SY | 2.8m, 16A/100-250V, 2 Short C13s to Long C20 Rack Power Cable | 79
7Y03CTOLWW | A3SZ | 4.1m, 16A/100-250V, 2 Long C13s to Long C20 Rack Power Cable | 85
7Y03CTOLWW | A4EY | No x Network Adapter | 0
7Y03CTOLWW | A4VP | 1.0m, 10A/100-250V, C13 to IEC 320-C14 Rack Power Cable | 19
7Y03CTOLWW | A51N | 1.5m Passive DAC SFP+ Cable | 89
7Y03CTOLWW | A51P | 2m Passive DAC SFP+ Cable | 89
7Y03CTOLWW | A5DL | SFP 1000Base-T (RJ-45) Transceiver | 89
7Y03CTOLWW | A5U1 | SKLM for System x w/SEDs - FoD per Install w/1Yr S&S | 199
7Y03CTOLWW | AS6C | SKLM for System x w/SEDs - FoD per Install w/3Yr S&S | 299
7Y03CTOLWW | ASR5 | Lenovo 0.5m LC-LC OM3 MMF Cable | 24
7Y03CTOLWW | ASR6 | Lenovo 1m LC-LC OM3 MMF Cable | 24
7Y03CTOLWW | ASR7 | Lenovo 3m LC-LC OM3 MMF Cable | 24
7Y03CTOLWW | ASR8 | Lenovo 5m LC-LC OM3 MMF Cable | 29
7Y03CTOLWW | ASR9 | Lenovo 10m LC-LC OM3 MMF Cable | 39
7Y03CTOLWW | ASRA | Lenovo 15m LC-LC OM3 MMF Cable | 45
7Y03CTOLWW | ASRB | Lenovo 25m LC-LC OM3 MMF Cable | 54
7Y03CTOLWW | AT2R | Lenovo 1m Active DAC SFP+ Cables | 129
7Y03CTOLWW | AT2S | Lenovo 3m Active DAC SFP+ Cables | 139
7Y03CTOLWW | AT2T | Lenovo 5m Active DAC SFP+ Cables | 159
7Y03CTOLWW | AT7S | Emulex VFA5.2 2x10 GbE SFP+ PCIe Adapter | 449
7Y03CTOLWW | AT7T | Emulex VFA5.2 2x10 GbE SFP+ Adapter and FCoE/iSCSI SW | 1319
7Y03CTOLWW | ATPX | Intel X550-T2 Dual Port 10GBase-T Adapter | 599
7Y03CTOLWW | ATRH | Intel X710-DA2 ML2 2x10GbE SFP+ Adapter | 499
7Y03CTOLWW | ATYX | Lenovo 1m SFP+ to SFP+ Active Optical Cable | 104
7Y03CTOLWW | ATYY | Lenovo 3m SFP+ to SFP+ Active Optical Cable | 99
7Y03CTOLWW | ATYZ | Lenovo 5m SFP+ to SFP+ Active Optical Cable | 114
7Y03CTOLWW | ATZ0 | Lenovo 7m SFP+ to SFP+ Active Optical Cable | 129
7Y03CTOLWW | ATZ1 | Lenovo 15m SFP+ to SFP+ Active Optical Cable | 169
7Y03CTOLWW | ATZ2 | Lenovo 20m SFP+ to SFP+ Active Optical Cable | 169
7Y03CTOLWW | ATZB | QLogic 16Gb Enhanced Gen5 FC Single-port HBA | 979
7Y03CTOLWW | ATZC | QLogic 16Gb Enhanced Gen5 FC Dual-port HBA | 1339
7Y03CTOLWW | ATZU | Emulex 16Gb Gen6 FC Single-port HBA | 949
7Y03CTOLWW | ATZV | Emulex 16Gb Gen6 FC Dual-port HBA | 1309
7Y03CTOLWW | AU0E | 0.5m Intel OPA 100 Series Passive Copper QSFP28 Cable | 79
7Y03CTOLWW | AU0F | 0.75m Intel OPA Passive Copper QSFP28 Cable | 139
7Y03CTOLWW | AU0G | 1m Intel OPA 100 Series Passive Copper QSFP28 Cable | 99
7Y03CTOLWW | AU0H | 1.25m Intel OPA 100 Series Passive Copper QSFP28 Cable | 159
7Y03CTOLWW | AU0J | 1.5m Intel OPA 100 Series Passive Copper QSFP28 Cable | 109
7Y03CTOLWW | AU0M | 5m Intel OPA 100 Series Active Optical QSFP28 Cable | 899
7Y03CTOLWW | AU0P | 15m Intel OPA 100 Series Active Optical QSFP28 Cable | 949
7Y03CTOLWW | AU7Z | Emulex VFA5.2 ML2 2x10 GbE SFP+ Adapter and FCoE/iSCSI SW | 399
7Y03CTOLWW | AUK7 | TPM 2.0 and Secure Boot | 0
7Y03CTOLWW | AUKG | ThinkSystem 1Gb 2-port RJ45 LOM | 79
7Y03CTOLWW | AUKJ | ThinkSystem 10Gb 2-port SFP+ LOM | 169
7Y03CTOLWW | AUKL | ThinkSystem 10Gb 2-port Base-T LOM | 259
7Y03CTOLWW | AUKN | ThinkSystem Emulex OCe14104B-NX PCIe 10Gb 4-Port SFP+ Ethernet Adapter | 539
7Y03CTOLWW | AUKP | ThinkSystem Broadcom 57416 10GBASE-T 2-Port PCIe Ethernet Adapter | 479
7Y03CTOLWW | AUKQ | ThinkSystem Broadcom NX-E ML2 10Gb 2-Port Base-T Ethernet Adapter | 529
7Y03CTOLWW | AUKS | ThinkSystem Broadcom 57412 25GbE SFP28 1-Port PCIe Ethernet Adapter | 489
7Y03CTOLWW | AUKX | ThinkSystem Intel X710-DA2 PCIe 10Gb 2-Port SFP+ Ethernet Adapter | 459
7Y03CTOLWW | AULV | ThinkSystem 2.5" 300GB 15K SAS 12Gb Hot Swap 512n HDD | 339
7Y03CTOLWW | AULW | ThinkSystem 2.5" 600GB 15K SAS 12Gb Hot Swap 512n HDD | 469
7Y03CTOLWW | AULX | ThinkSystem 2.5" 900GB 15K SAS 12Gb Hot Swap 512e HDD | 639
7Y03CTOLWW | AULY | ThinkSystem 2.5" 300GB 10K SAS 12Gb Hot Swap 512n HDD | 289
7Y03CTOLWW | AULZ | ThinkSystem 2.5" 600GB 10K SAS 12Gb Hot Swap 512n HDD | 319
7Y03CTOLWW | AUM0 | ThinkSystem 2.5" 900GB 10K SAS 12Gb Hot Swap 512n HDD | 389
7Y03CTOLWW | AUM1 | ThinkSystem 2.5" 1.2TB 10K SAS 12Gb Hot Swap 512n HDD | 389
7Y03CTOLWW | AUM2 | ThinkSystem 2.5" 1.8TB 10K SAS 12Gb Hot Swap 512e HDD | 589
7Y03CTOLWW | AUM4 | ThinkSystem 2.5" 300GB 10K SAS 12Gb Hot Swap 512n HDD SED | 339
7Y03CTOLWW | AUM5 | ThinkSystem 2.5" 600GB 10K SAS 12Gb Hot Swap 512n HDD SED | 635
7Y03CTOLWW | AUM6 | ThinkSystem 2.5" 1TB 7.2K SAS 12Gb Hot Swap 512n HDD | 469
7Y03CTOLWW | AUM7 | ThinkSystem 2.5" 2TB 7.2K SAS 12Gb Hot Swap 512n HDD | 839
7Y03CTOLWW | AUMU | ThinkSystem M.2 Enablement Kit | 39
7Y03CTOLWW | AUMV | ThinkSystem M.2 with Mirroring Enablement Kit | 149
7Y03CTOLWW | AUNB | ThinkSystem 16GB TruDDR4 2666 MHz (1Rx4 1.2V) RDIMM | 289
7Y03CTOLWW | AUNC | ThinkSystem 16GB TruDDR4 2666 MHz (2Rx8 1.2V) RDIMM | 319
7Y03CTOLWW | AUND | ThinkSystem 32GB TruDDR4 2666 MHz (2Rx4 1.2V) RDIMM | 609
7Y03CTOLWW | AUNE | ThinkSystem 64GB TruDDR4 2666 MHz (4Rx4 1.2V) LRDIMM | 1259
7Y03CTOLWW | AUNG | ThinkSystem RAID 530-8i PCIe 12Gb Adapter | 299
7Y03CTOLWW | AUNJ | ThinkSystem RAID 930-8i 2GB Flash PCIe 12Gb Adapter | 1009
7Y03CTOLWW | AUNK | ThinkSystem RAID 930-16i 4GB Flash PCIe 12Gb Adapter | 1529
7Y03CTOLWW | AUNL | ThinkSystem 430-8i SAS/SATA 12Gb HBA | 299
7Y03CTOLWW | AUNM | ThinkSystem 430-16i SAS/SATA 12Gb HBA | 589
7Y03CTOLWW | AUNN | ThinkSystem 430-16e SAS/SATA 12Gb HBA | 609
7Y03CTOLWW | AUNP | FBU345 SuperCap | 135
7Y03CTOLWW | AUNQ | ThinkSystem RAID 930-8e 4GB Flash PCIe 12Gb Adapter | 1689
7Y03CTOLWW | AUNR | ThinkSystem 430-8e SAS/SATA 12Gb HBA | 299
7Y03CTOLWW | AUPW | ThinkSystem XClarity Controller Standard to Enterprise Upgrade | 100
7Y03CTOLWW | AURR | ThinkSystem M3.5 Screw for Riser 2x2pcs and Planar 5pcs | 0
7Y03CTOLWW | AUSL | ThinkSystem COM Port Upgrade Kit | 19
7Y03CTOLWW | AUU1 | ThinkSystem 8GB TruDDR4 2666 MHz (1Rx8 1.2V) RDIMM | 189
7Y03CTOLWW | AUU2 | ThinkSystem 3.5" 300GB 15K SAS 12Gb Hot Swap 512n HDD | 359
7Y03CTOLWW | AUU3 | ThinkSystem 3.5" 600GB 15K SAS 12Gb Hot Swap 512n HDD | 479
7Y03CTOLWW | AUU4 | ThinkSystem 3.5" 1TB 7.2K SAS 12Gb Hot Swap 512n HDD | 299
7Y03CTOLWW | AUU5 | ThinkSystem 3.5" 2TB 7.2K SAS 12Gb Hot Swap 512n HDD | 339
7Y03CTOLWW | AUU6 | ThinkSystem 3.5" 4TB 7.2K SAS 12Gb Hot Swap 512n HDD | 419
7Y03CTOLWW | AUU7 | ThinkSystem 3.5" 6TB 7.2K SAS 12Gb Hot Swap 512e HDD | 549
7Y03CTOLWW | AUU8 | ThinkSystem 3.5" 4TB 7.2K SATA 6Gb Hot Swap 512n HDD | 389
7Y03CTOLWW | AUU9 | ThinkSystem 3.5" 8TB 7.2K SATA 6Gb Hot Swap 512e HDD | 599
7Y03CTOLWW | AUUA | ThinkSystem 3.5" 6TB 7.2K SATA 6Gb Hot Swap 512e HDD | 529
7Y03CTOLWW | AUUB | ThinkSystem 3.5" 10TB 7.2K SATA 6Gb Hot Swap 512e HDD | 829
7Y03CTOLWW | AUUC | ThinkSystem 3.5" 900GB 15K SAS 12Gb Hot Swap 512e HDD | 679
7Y03CTOLWW | AUUD | ThinkSystem 3.5" 2TB 7.2K SATA 6Gb Hot Swap 512n HDD | 319
7Y03CTOLWW | AUUE | ThinkSystem 2.5" 1TB 7.2K SATA 6Gb Hot Swap 512n HDD | 469
7Y03CTOLWW | AUUF | ThinkSystem 3.5" 1TB 7.2K SATA 6Gb Hot Swap 512n HDD | 269
7Y03CTOLWW | AUUG | ThinkSystem 3.5" 10TB 7.2K SAS 12Gb Hot Swap 512e HDD | 849
7Y03CTOLWW | AUUH | ThinkSystem 3.5" 4TB 7.2K SAS 12Gb Hot Swap 512n HDD FIPS | 829
7Y03CTOLWW | AUUJ | ThinkSystem 2.5" 2TB 7.2K SATA 6Gb Hot Swap 512e HDD | 849
7Y03CTOLWW | AUUL | ThinkSystem M.2 32GB SATA 6Gbps Non-Hot Swap SSD | 109
7Y03CTOLWW | AUUV | ThinkSystem M.2 128GB SATA 6Gbps Non-Hot Swap SSD | 159
7Y03CTOLWW | AUV2 | ThinkSystem 1610-4P NVMe Switch Adapter | 929
7Y03CTOLWW | AUW8 | ThinkSystem 3.5" SATA/SAS 4-Bay Backplane | 90
7Y03CTOLWW | AUW9 | ThinkSystem 1U 2.5" 4 AnyBay 10-Bay Backplane | 250
7Y03CTOLWW | AUWA | ThinkSystem SR530/SR570/SR630 x16 PCIe LP Riser 2 Kit | 35
7Y03CTOLWW | AUWB | ThinkSystem SR530/SR630/SR570 2.5" SATA/SAS 8-Bay Backplane | 100
7Y03CTOLWW | AUWC | ThinkSystem SR530/SR570/SR630 x8/x16 PCIe LP+LP Riser 1 Kit | 39
7Y03CTOLWW | AUWN | Lenovo ThinkSystem 1U LP Riser Bracket | 10
7Y03CTOLWW | AUWQ | Lenovo ThinkSystem 1U LP+LP BF Riser Bracket | 10
7Y03CTOLWW | AUWR | ThinkSystem 1U Security Bezel | 49
7Y03CTOLWW | AUWS | Lenovo ThinkSystem 1U LP+FH BF Riser Bracket | 15
7Y03CTOLWW | AUWW | Front VGA Connector Upgrade Kit for 1U 2.5" | 25
7Y03CTOLWW | AUZS | ThinkSystem 1TB 7.2K 6Gbps SATA 3.5" Simple Swap 512n HDD | 229
7Y03CTOLWW | AUZT | ThinkSystem 2TB 7.2K 6Gbps SATA 3.5" Simple Swap 512n HDD | 429
7Y03CTOLWW | AUZU | ThinkSystem 4TB 7.2K 6Gbps SATA 3.5" Simple Swap 512n HDD | 599
7Y03CTOLWW | AUZV | ThinkSystem Broadcom 5719 1GbE RJ45 4-Port PCIe Ethernet Adapter | 159
7Y03CTOLWW | AUZW | ThinkSystem I350-T4 PCIe 1Gb 4-Port RJ45 Ethernet Adapter | 379
7Y03CTOLWW | AUZX | ThinkSystem Broadcom 5720 1GbE RJ45 2-Port PCIe Ethernet Adapter | 129
7Y03CTOLWW | AUZY | ThinkSystem I350-T2 PCIe 1Gb 2-Port RJ45 Ethernet Adapter | 179
7Y03CTOLWW | AUZZ | ThinkSystem I350-F1 PCIe 1Gb 1-Port SFP Ethernet Adapter | 379
7Y03CTOLWW | AV0W | ThinkSystem SR530/SR570 x8 PCIe LP Riser 2 Kit | 39
7Y03CTOLWW | AV0X | ThinkSystem SR530/SR570 x8/x8ML2 PCIe LP+LP Riser 1 Kit | 69
7Y03CTOLWW | AV1B | Lenovo 25GBase-SR SFP28 Transceiver | 449
7Y03CTOLWW | AV1F | Lenovo 3m 25G SFP28 Active Optical Cable | 489
7Y03CTOLWW | AV1G | Lenovo 5m 25G SFP28 Active Optical Cable | 489
7Y03CTOLWW | AV1H | Lenovo 10m 25G SFP28 Active Optical Cable | 499
7Y03CTOLWW | AV1J | Lenovo 15m 25G SFP28 Active Optical Cable | 497
7Y03CTOLWW | AV1K | Lenovo 20m 25G SFP28 Active Optical Cable | 519
7Y03CTOLWW | AV1W | Lenovo 1m Passive 25G SFP28 DAC Cable | 69
7Y03CTOLWW | AV1X | Lenovo 3m Passive 25G SFP28 DAC Cable | 79
7Y03CTOLWW | AV1Y | Lenovo 5m Passive 25G SFP28 DAC Cable | 159
7Y03CTOLWW | AVUT | ThinkSystem XClarity Controller Standard to Advanced Upgrade | 50
7Y03CTOLWW | AVUX | On Board SATA AHCI Mode | 0
7Y03CTOLWW | AVV0 | On Board SATA Software RAID Mode | 0
7Y03CTOLWW | AVV8 | ThinkSystem External USB DVD-RW Optical Disk Drive | 79
7Y03CTOLWW | AWDZ | Intel Xeon Gold 6138 20C 125W 2.0GHz Processor | 4099
7Y03CTOLWW | AWE4 | Intel Xeon Gold 6130T 16C 125W 2.1GHz Processor | 3129
7Y03CTOLWW | AWE5 | Intel Xeon Gold 6126T 12C 125W 2.6GHz Processor | 2979
7Y03CTOLWW | AWE8 | Intel Xeon Gold 5120T 14C 105W 2.2GHz Processor | 2699
7Y03CTOLWW | AWEA | Intel Xeon Silver 4116T 12C 85W 2.1GHz Processor | 1979
7Y03CTOLWW | AWEE | Intel Xeon Silver 4110 8C 85W 2.1GHz Processor | 909
7Y03CTOLWW | AWEH | Intel Xeon Bronze 3106 8C 85W 1.7GHz Processor | 599
7Y03CTOLWW | AWEK | Intel Xeon Platinum 8160T 24C 150W 2.1GHz Processor | 9129
7Y03CTOLWW | AWEL | Intel Xeon Gold 6126 12C 125W 2.6GHz Processor | 2869
7Y03CTOLWW | AWEM | Intel Xeon Gold 6138T 20C 125W 2.0GHz Processor | 4349
7Y03CTOLWW | AWEN | Intel Xeon Gold 6130 16C 125W 2.1GHz Processor | 2999
7Y03CTOLWW | AWEP | Intel Xeon Gold 5118 12C 105W 2.3GHz Processor | 2019
7Y03CTOLWW | AWEQ | Intel Xeon Gold 5119T 14C 85W 2.0GHz Processor | 2549
7Y03CTOLWW | AWER | Intel Xeon Silver 4116 12C 85W 2.1GHz Processor | 1649
7Y03CTOLWW | AWES | Intel Xeon Silver 4114T 10C 85W 2.2GHz Processor | 1369
7Y03CTOLWW | AWET | Intel Xeon Silver 4109T 8C 70W 2.0GHz Processor | 949
7Y03CTOLWW | AX8A | 4.3m, 13A/120V, C13 to NEMA 5-15P (US) Line Cord | 19
7Y03CTOLWW | AXC6 | ThinkSystem 8TB 7.2K 6Gbps SATA 3.5" Simple Swap 512e HDD | 1199
7Y03CTOLWW | AXC7 | ThinkSystem 6TB 7.2K 6Gbps SATA 3.5" Simple Swap 512e HDD | 999
7Y03CTOLWW | AXC8 | ThinkSystem 3.5" 10TB 7.2K SATA 6Gb Simple Swap 512e HDD | 1499
7Y03CTOLWW | AXCA | ThinkSystem Toolless Slide Rail | 99
7Y03CTOLWW | AXCB | ThinkSystem Toolless Slide Rail Kit with 1U CMA | 145
7Y03CTOLWW | AXE5 | ThinkSystem SR590/SR570 MB | 1415
7Y03CTOLWW | AXEQ | ThinkSystem 550W(230V/115V) Platinum Hot-Swap Power Supply | 349
7Y03CTOLWW | AXER | ThinkSystem 750W(230/115V) Platinum Hot-Swap Power Supply | 399
7Y03CTOLWW | AXES | ThinkSystem 750W (230V) Titanium Hot-Swap Power Supply | 549
7Y03CTOLWW | AXEX | ThinkSystem SR570 2.5" Chassis with 10 Bays | 850
7Y03CTOLWW | AXEY | ThinkSystem SR570 2.5" Chassis with 8 Bays | 720
7Y03CTOLWW | AXEZ | ThinkSystem SR570 3.5" Chassis with 4 Bays | 730
7Y03CTOLWW | AXFM | ThinkSystem Toolless Friction Rail | 69
7Y03CTOLWW | AXFN | ThinkSystem Screw-in Slide Rail | 129
7Y03CTOLWW | AXFP | ThinkSystem 1U CMA Upgrade Kit for Screw-in Slide Rail | 40
7Y03CTOLWW | AXFS | VMware ESXi 6.0 U3 (factory installed) | 0
7Y03CTOLWW | AXFT | VMware ESXi 6.5 U1 (factory installed) | 0
7Y03CTOLWW | B0ML | Feature Enable TPM on MB | 0
7Y03CTOLWW | B0N4 | 2.0m, 10A/100-250V, C13 to IEC 320-C14 Rack Power Cable | 29
7Y03CTOLWW | B0N5 | 1.0m, 13A/100-250V, C13 to C14 Jumper Cord | 25
7Y03CTOLWW | B0N6 | 1.5m, 13A/100-250V, C13 to C14 Jumper Cord | 29
7Y03CTOLWW | B0RJ | 10GBASE-LR SFP+Transceiver | 350
7Y03CTOLWW | B0TE | ThinkSystem Screw-in Slide Rail Kit with 1U CMA | 145
7Y03CTOLWW | B0YR | ThinkSystem 3.5" 8TB 7.2K SAS 12Gb Hot Swap 512e HDD | 659
7Y03CTOLWW | B0YS | ThinkSystem 2.5" 2.4TB 10K SAS 12Gb Hot Swap 512e HDD | 629
7Y03CTOLWW | B0Z0 | ThinkSystem 2.5" Intel S4500 960GB Entry SATA 6Gb Hot Swap SSD | 1219
7Y03CTOLWW | B0Z5 | ThinkSystem 3.5" Intel S4500 960GB Entry SATA 6Gb Hot Swap SSD | 1199
7Y03CTOLWW | B117 | ThinkSystem 3.5" 12TB 7.2K SAS 12Gb Hot Swap 512e HDD | 949
7Y03CTOLWW | B118 | ThinkSystem 3.5" 12TB 7.2K SATA 6Gb Hot Swap 512e HDD | 1829
7Y03CTOLWW | B136 | ThinkSystem 1U CMA Upgrade Kit for Toolless Slide Rail | 55
7Y03CTOLWW | B16E | ThinkSystem SR570 3.5" SATA 4-Bay Simple Swap Backplane | 45
7Y03CTOLWW | B173 | Companion Part for XClarity Controller Standard to Enterprise Upgrade in Factory | 0
7Y03CTOLWW | B1JJ | ThinkSystem 3.5" 300GB 10K SAS 12Gb Hot Swap 512n HDD | 289
7Y03CTOLWW | B21R | ThinkSystem QLogic QL41262 10/25GbE SFP28 2-Port PCIe Ethernet Adapter | 409
7Y03CTOLWW | B21W | ThinkSystem U.2 Toshiba CM5-V 800GB Mainstream NVMe PCIe 3.0 x4 Hot Swap SSD | 859
7Y03CTOLWW | B21X | ThinkSystem U.2 Toshiba CM5-V 1.6TB Mainstream NVMe PCIe 3.0 x4 Hot Swap SSD | 3449
7Y03CTOLWW | B21Y | ThinkSystem U.2 Toshiba CM5-V 3.2TB Mainstream NVMe PCIe 3.0 x4 Hot Swap SSD | 6999
7Y03CTOLWW | B2X4 | ThinkSystem 2.5" 5200 1.92TB Entry SATA 6Gb Hot Swap SSD | 899
7Y03CTOLWW | B2X6 | ThinkSystem 2.5" 5200 7.68TB Entry SATA 6Gb Hot Swap SSD | 4999
7Y03CTOLWW | B2X9 | ThinkSystem 3.5" 5200 1.92TB Entry SATA 6Gb Hot Swap SSD | 909
7Y03CTOLWW | B2XB | ThinkSystem 3.5" 5200 7.68TB Entry SATA 6Gb Hot Swap SSD | 4999
7Y03CTOLWW | B2XJ | ThinkSystem U.2 Toshiba CM5-V 6.4TB Mainstream NVMe PCIe 3.0 x4 Hot Swap SSD | 12829
7Y03CTOLWW | B30W | Custom MFG SVCS Fee - Medium Increment | 30
7Y03CTOLWW | B30X | Custom MFG SVCS Fee - Large Increment | 300
7Y03CTOLWW | B31E | ThinkSystem RAID 930-16i 8GB Flash PCIe 12Gb Adapter | 2389
7Y03CTOLWW | B31G | ThinkSystem QLogic QL41134 PCIe 10Gb 4-Port Base-T Ethernet Adapter | 799
7Y03CTOLWW | B34H | ThinkSystem 2.5" PM883 240GB Entry SATA 6Gb Hot Swap SSD | 219
7Y03CTOLWW | B34J | ThinkSystem 2.5" PM883 480GB Entry SATA 6Gb Hot Swap SSD | 279
7Y03CTOLWW | B34K | ThinkSystem 2.5" PM883 960GB Entry SATA 6Gb Hot Swap SSD | 449
7Y03CTOLWW | B34L | ThinkSystem 2.5" PM883 1.92TB Entry SATA 6Gb Hot Swap SSD | 889
7Y03CTOLWW | B34M | ThinkSystem 2.5" PM883 3.84TB Entry SATA 6Gb Hot Swap SSD | 1739
7Y03CTOLWW | B34N | ThinkSystem U.2 PM983 1.92TB Entry NVMe PCIe 3.0 x4 Hot Swap SSD | 939
7Y03CTOLWW | B34P | ThinkSystem U.2 PM983 3.84TB Entry NVMe PCIe 3.0 x4 Hot Swap SSD | 1839
7Y03CTOLWW | B3VW | VMware ESXi 6.5 U2 (Factory Installed) | 0
7Y03CTOLWW | B3VX | VMware ESXi 6.7 (Factory Installed) | 0
7Y03CTOLWW | B488 | ThinkSystem 2.5" 5200 240GB Mainstream SATA 6Gb Hot Swap SSD | 469
7Y03CTOLWW | B48B | ThinkSystem 2.5" 5200 1.92TB Mainstream SATA 6Gb Hot Swap SSD | 2129
7Y03CTOLWW | B48C | ThinkSystem 2.5" 5200 3.84TB Mainstream SATA 6Gb Hot Swap SSD | 4869
7Y03CTOLWW | B48D | ThinkSystem 3.5" 5200 240GB Mainstream SATA 6Gb Hot Swap SSD | 469
7Y03CTOLWW | B48G | ThinkSystem 3.5" 5200 1.92TB Mainstream SATA 6Gb Hot Swap SSD | 2139
7Y03CTOLWW | B48H | ThinkSystem 3.5" 5200 3.84TB Mainstream SATA 6Gb Hot Swap SSD | 4859
7Y03CTOLWW | B496 | ThinkSystem 3.5" 14TB 7.2K SAS 12Gb Hot Swap 512e HDD | 1199
7Y03CTOLWW | B497 | ThinkSystem 3.5" 14TB 7.2K SATA 6Gb Hot Swap 512e HDD | 1149
7Y03CTOLWW | B498 | ThinkSystem 2.5" Intel S4510 240GB Entry SATA 6Gb Hot Swap SSD | 149
7Y03CTOLWW | B499 | ThinkSystem 2.5" Intel S4510 480GB Entry SATA 6Gb Hot Swap SSD | 309
7Y03CTOLWW | B49A | ThinkSystem 2.5" Intel S4510 960GB Entry SATA 6Gb Hot Swap SSD | 529
7Y03CTOLWW | B49B | ThinkSystem 2.5" Intel S4510 1.92TB Entry SATA 6Gb Hot Swap SSD | 1049
7Y03CTOLWW | B49C | ThinkSystem 2.5" Intel S4510 3.84TB Entry SATA 6Gb Hot Swap SSD | 1979
7Y03CTOLWW | B49D | ThinkSystem 3.5" Intel S4510 240GB Entry SATA 6Gb Hot Swap SSD | 149
7Y03CTOLWW | B49E | ThinkSystem 3.5" Intel S4510 480GB Entry SATA 6Gb Hot Swap SSD | 209
7Y03CTOLWW | B49F | ThinkSystem 3.5" Intel S4510 960GB Entry SATA 6Gb Hot Swap SSD | 539
7Y03CTOLWW | B49G | ThinkSystem 3.5" Intel S4510 1.92TB Entry SATA 6Gb Hot Swap SSD | 1059
7Y03CTOLWW | B49H | ThinkSystem 3.5" Intel S4510 3.84TB Entry SATA 6Gb Hot Swap SSD | 1989
7Y03CTOLWW | B49L | ThinkSystem 2.5" Intel S4610 240GB Mainstream SATA 6Gb Hot Swap SSD | 399
7Y03CTOLWW | B49M | ThinkSystem 2.5" Intel S4610 480GB Mainstream SATA 6Gb Hot Swap SSD | 479
7Y03CTOLWW | B49N | ThinkSystem 2.5" Intel S4610 960GB Mainstream SATA 6Gb Hot Swap SSD | 699
7Y03CTOLWW | B49P | ThinkSystem 2.5" Intel S4610 1.92TB Mainstream SATA 6Gb Hot Swap SSD | 1289
7Y03CTOLWW | B49Q | ThinkSystem 2.5" Intel S4610 3.84TB Mainstream SATA 6Gb Hot Swap SSD | 2499
7Y03CTOLWW | B49R | ThinkSystem 3.5" Intel S4610 240GB Mainstream SATA 6Gb Hot Swap SSD | 409
7Y03CTOLWW | B49S | ThinkSystem 3.5" Intel S4610 480GB Mainstream SATA 6Gb Hot Swap SSD | 309
7Y03CTOLWW | B49T | ThinkSystem 3.5" Intel S4610 960GB Mainstream SATA 6Gb Hot Swap SSD | 1029
7Y03CTOLWW | B49U | ThinkSystem 3.5" Intel S4610 1.92TB Mainstream SATA 6Gb Hot Swap SSD | 1799
7Y03CTOLWW | B49V | ThinkSystem 3.5" Intel S4610 3.84TB Mainstream SATA 6Gb Hot Swap SSD | 3579
7Y03CTOLWW | B4A2 | ThinkSystem 2.5" PM1645 3.2TB Mainstream SAS 12Gb Hot Swap SSD | 2579
7Y03CTOLWW | B4A5 | ThinkSystem 3.5" PM1645 3.2TB Mainstream SAS 12Gb Hot Swap SSD | 2589
7Y03CTOLWW | B4A7 | ThinkSystem 2.5" PM1643 3.84TB Capacity SAS 12Gb Hot Swap SSD | 2579
7Y03CTOLWW | B4A8 | ThinkSystem 3.5" PM1643 3.84TB Capacity SAS 12Gb Hot Swap SSD | 1869
7Y03CTOLWW | B4D2 | ThinkSystem 2.5" PM883 7.68TB Entry SATA 6Gb Hot Swap SSD | 3379
7Y03CTOLWW | B4D3 | ThinkSystem U.2 PM983 7.68TB Entry NVMe PCIe3.0 x4 Hot Swap SSD | 4999
7Y03CTOLWW | B4H1 | ThinkSystem 8GB TruDDR4 2933MHz (1Rx8 1.2V) RDIMM | 219
7Y03CTOLWW | B4H2 | ThinkSystem 16GB TruDDR4 2933MHz (2Rx8 1.2V) RDIMM | 319
7Y03CTOLWW | B4H3 | ThinkSystem 32GB TruDDR4 2933MHz (2Rx4 1.2V) RDIMM | 619
7Y03CTOLWW | B4H4 | ThinkSystem 64GB TruDDR4 2933MHz (2Rx4 1.2V) RDIMM | 1279
7Y03CTOLWW | B4HC | Intel Xeon Gold 6252 24C 150W 2.1GHz Processor | 5909
7Y03CTOLWW | B4HE | Intel Xeon Gold 6248 20C 150W 2.5GHz Processor | 5049
7Y03CTOLWW | B4HF | Intel Xeon Gold 6244 8C 150W 3.6GHz Processor | 4699
7Y03CTOLWW | B4HG | Intel Xeon Gold 6242 16C 150W 2.8GHz Processor | 4419
7Y03CTOLWW | B4HH | Intel Xeon Gold 6240 18C 150W 2.6GHz Processor | 3819
7Y03CTOLWW | B4HJ | Intel Xeon Gold 6230 20C 125W 2.1GHz Processor | 3099
7Y03CTOLWW | B4HK | Intel Xeon Gold 5220 18C 125W 2.2GHz Processor | 2599
7Y03CTOLWW | B4HL | Intel Xeon Gold 5218 16C 125W 2.3GHz Processor | 2019
7Y03CTOLWW | B4HM | Intel Xeon Gold 5217 8C 115W 3.0GHz Processor | 2659
7Y03CTOLWW | B4HN | Intel Xeon Gold 5215 10C 85W 2.5GHz Processor | 2019
7Y03CTOLWW | B4HP | Intel Xeon Silver 4216 16C 100W 2.1GHz Processor | 1649
7Y03CTOLWW | B4HQ | Intel Xeon Silver 4215 8C 85W 2.5GHz Processor | 1399
7Y03CTOLWW | B4HR | Intel Xeon Silver 4214 12C 85W 2.2GHz Processor | 1169
7Y03CTOLWW | B4HS | Intel Xeon Silver 4210 10C 85W 2.2GHz Processor | 859
7Y03CTOLWW | B4HT | Intel Xeon Silver 4208 8C 85W 2.1GHz Processor | 799
7Y03CTOLWW | B4HU | Intel Xeon Bronze 3204 6C 85W 1.9GHz Processor | 439
7Y03CTOLWW | B4LV | ThinkSystem 128GB TruDDR4 2666MHz (1.2V) Intel Optane DC Persistent Memory | 1089
7Y03CTOLWW | B4LW | ThinkSystem 256GB TruDDR4 2666MHz (1.2V) Intel Optane DC Persistent Memory | 4689
7Y03CTOLWW | B4LX | ThinkSystem 512GB TruDDR4 2666MHz (1.2V) Intel Optane DC Persistent Memory | 18319
7Y03CTOLWW | B4LY | ThinkSystem 16GB TruDDR4 2933 MHz (1Rx4 1.2V) RDIMM | 289
7Y03CTOLWW | B4NF | ThinkSystem SR590/SR570 Refresh MB | 1415
7Y03CTOLWW | B4NV | Intel Xeon Gold 6240Y 18/14/8C 150W 2.6GHz Processor | 5345
7Y03CTOLWW | B4NW | Intel Xeon Silver 4214Y 12/10/8C 85W 2.2GHz Processor | 1519
7Y03CTOLWW | B4P2 | Intel Xeon Gold 6238T 22C 125W 1.9GHz Processor | 4349
7Y03CTOLWW | B4P3 | Intel Xeon Gold 5218T 16C 105W 2.1GHz Processor | 2399
7Y03CTOLWW | B4P4 | Intel Xeon Silver 4209T 8C 70W 2.2GHz Processor | 929
7Y03CTOLWW | B4P9 | Intel Xeon Gold 5215L 10C 85W 2.5GHz Processor | 17019
7Y03CTOLWW | B4RQ | ThinkSystem RAID 730-8i 2GB Flash PCIe 12Gb Adapter | 879
7Y03CTOLWW | B4X6 | SuperCap for Raid 730-8i 2GB | 149
7Y03CTOLWW | B4XA | VMware ESXi 6.7 U1 (Factory Installed) | 0
7Y03CTOLWW | B4Y4 | ThinkSystem 2.5" SS530 400GB Performance SAS 12Gb Hot Swap SSD | 1479
7Y03CTOLWW | B4Y5 | ThinkSystem 2.5" SS530 800GB Performance SAS 12Gb Hot Swap SSD | 2299
7Y03CTOLWW | B4Y7 | ThinkSystem 2.5" SS530 3.2TB Performance SAS 12Gb Hot Swap SSD | 7859
7Y03CTOLWW | B4Y8 | ThinkSystem 3.5" SS530 800GB Performance SAS 12Gb Hot Swap SSD | 2279
7Y03CTOLWW | B4YA | ThinkSystem 3.5" SS530 3.2TB Performance SAS 12Gb Hot Swap SSD | 7759
7Y03CTOLWW | B528 | Intel Optane DC Persistent Memory - Memory Mode only | 0
7Y03CTOLWW | B529 | Intel Optane DC Persistent Memory - App Direct Mode only | 0
7Y03CTOLWW | B52A | Intel Optane DC Persistent Memory - Mixed Memory Mode | 0
7Y03CTOLWW | B58F | ThinkSystem U.2 Intel P4510 1.0TB Entry NVMe PCIe3.0 x4 Hot Swap SSD | 539
7Y03CTOLWW | B58G | ThinkSystem U.2 Intel P4510 2.0TB Entry NVMe PCIe3.0 x4 Hot Swap SSD | 1459
7Y03CTOLWW | B5RX | Intel Xeon Gold 6210U 20C 150W 2.5GHz Processor | 2449
7Y03CTOLWW | B5RY | Intel Xeon Gold 6230N 20C 125W 2.3GHz Processor | 3239
7Y03CTOLWW | B5RZ | Intel Xeon Platinum 8253 16C 125W 2.2GHz Processor | 5299
7Y03CTOLWW | B5S1 | Intel Xeon Gold 5222 4C 105W 3.8GHz Processor | 1999
7Y03CTOLWW | B5S2 | Intel Xeon Platinum 8256 4C 105W 3.8GHz Processor | 12099
7Y03CTOLWW | B5T0 | ThinkSystem Broadcom 57414 10/25GbE SFP28 2-port PCIe Ethernet Adapter | 389
7Y03CTOLWW | B6BS | Intel Xeon Gold 5218B 16C 125W 2.3GHz Processor | 2019
7Y03CTOLWW | B6CE | ThinkSystem RAID 530-16i PCIe 12Gb Adapter | 589
7Y03CTOLWW | B6CJ | Intel Xeon Gold 6238 22C 140W 2.1GHz Processor | 4799
7Y03CTOLWW | B6CK | Intel Xeon Gold 6234 8C 130W 3.3GHz Processor | 3999
7Y03CTOLWW | B6CL | Intel Xeon Gold 6226 12C 125W 2.7GHz Processor | 3299
7Y03CTOLWW | B6CP | Intel Xeon Gold 6230T 20C 125W 2.1GHz Processor | 3599
7Y03CTOLWW | B6CQ | Intel Xeon Gold 5220T 18C 105W 1.9GHz Processor | 3199
7Y03CTOLWW | B6CR | Intel Xeon Gold 6238L 22C 140W 2.1GHz Processor | 14599
7Y03CTOLWW | B6CS | Intel Xeon Gold 6240L 18C 150W 2.6GHz Processor | 14299
7Y03CTOLWW | B6CT | Intel Xeon Gold 6252N 24C 150W 2.3GHz Processor | 7699
7Y03CTOLWW | B6CU | Intel Xeon Gold 6262V 24C 135W 1.9GHz Processor | 5399
7Y03CTOLWW | B6CV | Intel Xeon Gold 6222V 20C 115W 1.8GHz Processor | 2999
7Y03CTOLWW | B6CW | Intel Xeon Gold 5220S 18C 125W 2.7GHz Processor | 3699
7Y03CTOLWW | B6CX | Intel Xeon Gold 6209U 20C 125W 2.1GHz Processor | 2309
7Y03CTOLWW | B6JY | ThinkSystem 3.5" PM883 1.92TB Entry SATA 6Gb Hot Swap SSD | 1159
7Y03CTOLWW | B6JZ | ThinkSystem 3.5" PM883 3.84TB Entry SATA 6Gb Hot Swap SSD | 2219
7Y03CTOLWW | B6TM | ThinkSystem 3.5" PM883 240GB Entry SATA 6Gb Hot Swap SSD | 239
7Y03CTOLWW | B6TN | ThinkSystem 3.5" PM883 480GB Entry SATA 6Gb Hot Swap SSD | 359
7Y03CTOLWW | B6TP | ThinkSystem 3.5" PM883 960GB Entry SATA 6Gb Hot Swap SSD | 599
7Y03CTOLWW | B6U0 | VMware ESXi 6.5 U3 (factory installed) | 0
7Y03CTOLWW | B6U1 | VMware ESXi 6.7 U2 (factory installed) | 0
7Y03CTOLWW | B7EW | ThinkSystem 2.5" 5210 1.92TB Entry SATA 6Gb Hot Swap QLC SSD | 759
7Y03CTOLWW | B7EX | ThinkSystem 2.5" 5210 3.84TB Entry SATA 6Gb Hot Swap QLC SSD | 1489
7Y03CTOLWW | B7EY | ThinkSystem 2.5" 5210 7.68TB Entry SATA 6Gb Hot Swap QLC SSD | 2779
7Y03CTOLWW | B7EZ | ThinkSystem 3.5" 16TB 7.2K SAS 12Gb Hot Swap 512e HDD | 1309
7Y03CTOLWW | B7F0 | ThinkSystem 3.5" 16TB 7.2K SATA 6Gb Hot Swap 512e HDD | 1289
7Y03CTOLWW | B7N3 | Intel Xeon Bronze 3206R 8C 85W 1.9GHz Processor | 559
7Y03CTOLWW | B7N5 | Intel Xeon Silver 4210R 10C 100W 2.4GHz Processor | 899
7Y03CTOLWW | B7N6 | Intel Xeon Silver 4214R 12C 100W 2.4GHz Processor | 1259
7Y03CTOLWW | B7N9 | Intel Xeon Gold 5220R 24C 150W 2.2GHz Processor | 2739
7Y03CTOLWW | B88T | VMware ESXi 6.7 U3 (factory installed) | 0
7Y03CTOLWW | B8HP | ThinkSystem 2.5" 5300 960GB Entry SATA 6Gb Hot Swap SSD | 489
7Y03CTOLWW | B8HQ | ThinkSystem 3.5" 5300 3.84TB Entry SATA 6Gb Hot Swap SSD | 2179
7Y03CTOLWW | B8HR | ThinkSystem 3.5" 5300 1.92TB Mainstream SATA 6Gb Hot Swap SSD | 1829
7Y03CTOLWW | B8HS | ThinkSystem M.2 5300 240GB SATA 6Gbps Non-Hot Swap SSD | 359
7Y03CTOLWW | B8HT | ThinkSystem 3.5" PM1645a 800GB Mainstream SAS 12Gb Hot Swap SSD | 829
7Y03CTOLWW | B8HU | ThinkSystem 2.5" PM1645a 800GB Mainstream SAS 12Gb Hot Swap SSD | 819
7Y03CTOLWW | B8HV | ThinkSystem 2.5" 5300 240GB Entry SATA 6Gb Hot Swap SSD | 359
7Y03CTOLWW | B8HW | ThinkSystem HHHL PM1735 3.2TB Mainstream NVMe PCIe4.0 x8 Flash Adapter | 3179
7Y03CTOLWW | B8HX | ThinkSystem 3.5" 5300 3.84TB Mainstream SATA 6Gb Hot Swap SSD | 3119
7Y03CTOLWW | B8HY | ThinkSystem 2.5" 5300 480GB Mainstream SATA 6Gb Hot Swap SSD | 429
7Y03CTOLWW | B8HZ | ThinkSystem 3.5" 5300 1.92TB Entry SATA 6Gb Hot Swap SSD | 1139
7Y03CTOLWW | B8J0 | ThinkSystem 3.5" 5300 960GB Mainstream SATA 6Gb Hot Swap SSD | 929
7Y03CTOLWW | B8J1 | ThinkSystem 2.5" 5300 240GB Mainstream SATA 6Gb Hot Swap SSD | 409
7Y03CTOLWW | B8J2 | ThinkSystem 2.5" 5300 7.68TB Entry SATA 6Gb Hot Swap SSD | 3649
7Y03CTOLWW | B8J3 | ThinkSystem 3.5" 5300 7.68TB Entry SATA 6Gb Hot Swap SSD | 4119
7Y03CTOLWW | B8J4 | ThinkSystem 2.5" PM1645a 1.6TB Mainstream SAS 12Gb Hot Swap SSD | 1379
7Y03CTOLWW | B8J5 | ThinkSystem 2.5" 5300 1.92TB Entry SATA 6Gb Hot Swap SSD | 939
7Y03CTOLWW | B8J6 | ThinkSystem 2.5" 5300 960GB Mainstream SATA 6Gb Hot Swap SSD | 729
7Y03CTOLWW | B8J7 | ThinkSystem 2.5" 5300 3.84TB Mainstream SATA 6Gb Hot Swap SSD | 2179
7Y03CTOLWW | B8J9 | ThinkSystem 3.5" 5300 480GB Entry SATA 6Gb Hot Swap SSD | 379
7Y03CTOLWW | B8JA | ThinkSystem 2.5" PM1645a 6.4TB Mainstream SAS 12Gb Hot Swap SSD | 6049
7Y03CTOLWW | B8JB | ThinkSystem 3.5" 5300 240GB Entry SATA 6Gb Hot Swap SSD | 369
7Y03CTOLWW | B8JC | ThinkSystem 3.5" 5300 960GB Entry SATA 6Gb Hot Swap SSD | 629
7Y03CTOLWW | B8JD | ThinkSystem 2.5" PM1645a 3.2TB Mainstream SAS 12Gb Hot Swap SSD | 2579
7Y03CTOLWW | B8JE | ThinkSystem 2.5" 5300 1.92TB Mainstream SATA 6Gb Hot Swap SSD | 1279
7Y03CTOLWW | B8JF | ThinkSystem 3.5" 5300 480GB Mainstream SATA 6Gb Hot Swap SSD | 529
7Y03CTOLWW | B8JG | ThinkSystem 3.5" PM1645a 6.4TB Mainstream SAS 12Gb Hot Swap SSD | 6059
7Y03CTOLWW | B8JH | ThinkSystem HHHL PM1735 1.6TB Mainstream NVMe PCIe4.0 x8 Flash Adapter | 1799
7Y03CTOLWW | B8JK | ThinkSystem 3.5" PM1645a 3.2TB Mainstream SAS 12Gb Hot Swap SSD | 2589
7Y03CTOLWW | B8JL | ThinkSystem 3.5" 5300 240GB Mainstream SATA 6Gb Hot Swap SSD | 419
7Y03CTOLWW | B8JM | ThinkSystem 2.5" 5300 480GB Entry SATA 6Gb Hot Swap SSD | 309
7Y03CTOLWW | B8JN | ThinkSystem 3.5" PM1645a 1.6TB Mainstream SAS 12Gb Hot Swap SSD | 1389
7Y03CTOLWW | B8JP | ThinkSystem 2.5" 5300 3.84TB Entry SATA 6Gb Hot Swap SSD | 1789
7Y03CTOLWW | B919 | ThinkSystem M.2 5300 480GB SATA 6Gbps Non-Hot Swap SSD | 369
7Y03CTOLWW | B91A | ThinkSystem 2.5" PM1643a 960GB Entry SAS 12Gb Hot Swap SSD | 819
7Y03CTOLWW | B91B | ThinkSystem 2.5" PM1643a 1.92TB Entry SAS 12Gb Hot Swap SSD | 1379
7Y03CTOLWW | B91C | ThinkSystem 2.5" PM1643a 3.84TB Entry SAS 12Gb Hot Swap SSD | 2579
7Y03CTOLWW | B91D | ThinkSystem 2.5" PM1643a 7.68TB Entry SAS 12Gb Hot Swap SSD | 5019
7Y03CTOLWW | B91E | ThinkSystem 3.5" PM1643a 3.84TB Entry SAS 12Gb Hot Swap SSD | 1729
7Y03CTOLWW | B96M | ThinkSystem HHHL PM1735 6.4TB Mainstream NVMe PCIe4.0 x4 Flash Adapter | 5579
7Y03CTOLWW | B96P | ThinkSystem U.3 Kioxia CM6-V 6.4TB Mainstream NVMe PCIe4.0 x4 Hot Swap SSD | 6789
7Y03CTOLWW | B96T | ThinkSystem U.3 Kioxia CM6-V 3.2TB Mainstream NVMe PCIe4.0 x4 Hot Swap SSD | 3459
7Y03CTOLWW | B96Z | ThinkSystem U.3 Kioxia CM6-V 1.6TB Mainstream NVMe PCIe4.0 x4 Hot Swap SSD | 1919
7Y03CTOLWW | B9AC | ThinkSystem 2.5" 5210 960GB Entry SATA 6Gb Hot Swap QLC SSD | 419
7Y03CTOLWW | BAZS | Intel Xeon Gold 5218R 20C 125W 2.1GHz Processor | 2259
7Y03CTOLWW | BAZU | Intel Xeon Silver 4215R 8C 130W 3.2GHz Processor | 1429
7Y03CTOLWW | BAZV | Intel Xeon Gold 6208U 16C 150W 2.9GHz Processor | 1779
7Y03CTOLWW | BAZW | Intel Xeon Gold 6226R 16C 150W 2.9GHz Processor | 2289
7Y03CTOLWW | BAZX | Intel Xeon Gold 6230R 26C 150W 2.1GHz Processor | 3349
7Y03CTOLWW | BB0P | Intel Transparent Supply Chain. Lenovo has paired our industry leading supply chain with Intel's innovative Transparent Supply Chain program to add a layer of protection to your data center and bring peace of mind that the server hardware you bring into ... | 0
7Y03CTOLWW | BBZG | VMware ESXi 7.0 (Factory Installed) | 2
7Y03CTOLWW | BC4R | ThinkSystem 2.5" PM1643a 15.36TB Entry SAS 12Gb Hot Swap SSD | 10029
7Y03CTOLWW | BCFH | ThinkSystem 3.5" 18TB 7.2K SATA 6Gb Hot Swap 512e HDD | 1589
7Y03CTOLWW | BCFP | ThinkSystem 3.5" 18TB 7.2K SAS 12Gb Hot Swap 512e HDD | 1609
7Y03CTOLWW | BCFR | ThinkSystem U.2 Intel P5600 3.2TB Mainstream NVMe PCIe 4.0 x4 Hot Swap SSD | 3829
7Y03CTOLWW | BCFS | ThinkSystem U.2 Intel P5600 6.4TB Mainstream NVMe PCIe 4.0 x4 Hot Swap SSD | 7639
7Y03CTOLWW | BCFT | ThinkSystem U.2 Intel P5500 1.92TB Entry NVMe PCIe 4.0 x4 Hot Swap SSD | 1479
7Y03CTOLWW | BCFU | ThinkSystem U.2 Intel P5500 7.68TB Entry NVMe PCIe 4.0 x4 Hot Swap SSD | 5359
7Y03CTOLWW | BCFV | ThinkSystem U.2 Intel P5600 1.6TB Mainstream NVMe PCIe 4.0 x4 Hot Swap SSD | 1919
7Y03CTOLWW | BCFW | ThinkSystem U.2 Intel P5500 3.84TB Entry NVMe PCIe 4.0 x4 Hot Swap SSD | 2689
7Y03CTOLWW | BCGJ | ThinkSystem HHHL Kioxia CM5-V 1.6TB Mainstream NVMe PCIe3.0 x4 Flash Adapter | 2279
7Y03CTOLWW | BCGK | ThinkSystem HHHL Kioxia CM5-V 3.2TB Mainstream NVMe PCIe3.0 x4 Flash Adapter | 4129
7Y03CTOLWW | BCGL | ThinkSystem HHHL Kioxia CM5-V 6.4TB Mainstream NVMe PCIe3.0 x4 Flash Adapter | 7879
7Y03CTOLWW | BCTC | ThinkSystem 2.5" Multi Vendor 240GB Entry SATA 6Gb Hot Swap SSD | 219
7Y03CTOLWW | BCTD | ThinkSystem 2.5" Multi Vendor 480GB Entry SATA 6Gb Hot Swap SSD | 219
7Y03CTOLWW | BCTE | ThinkSystem 2.5" Multi Vendor 960GB Entry SATA 6Gb Hot Swap SSD | 659
7Y03CTOLWW | BCTF | ThinkSystem 2.5" Multi Vendor 1.92TB Entry SATA 6Gb Hot Swap SSD | 1289
7Y03CTOLWW | BCTG | ThinkSystem 2.5" Multi Vendor 3.84TB Entry SATA 6Gb Hot Swap SSD | 1259
7Y03CTOLWW | BCTH | ThinkSystem 3.5" Multi Vendor 240GB Entry SATA 6Gb Hot Swap SSD | 229
7Y03CTOLWW | BCTJ | ThinkSystem 3.5" Multi Vendor 480GB Entry SATA 6Gb Hot Swap SSD | 219
7Y03CTOLWW | BCTK | ThinkSystem 3.5" Multi Vendor 960GB Entry SATA 6Gb Hot Swap SSD | 669
7Y03CTOLWW | BCTL | ThinkSystem 3.5" Multi Vendor 1.92TB Entry SATA 6Gb Hot Swap SSD | 1289
7Y03CTOLWW | BCTM | ThinkSystem 3.5" Multi Vendor 3.84TB Entry SATA 6Gb Hot Swap SSD | 1269
7Y03CTOLWW | BE03 | ThinkSystem U.3 Kioxia CM6-V 800GB Mainstream NVMe PCIe 4.0 x4 Hot Swap SSD | 1439
7Y03CTOLWW | BE5E | VMware ESXi 7.0 U1 (Factory Installed) | 0
7Y03CTOLWW | BEVK | ThinkSystem 3.5" PM1643a 7.68TB Entry SAS 12Gb Hot Swap SSD | 5589
7Y03CTOLWW | BFY5 | ThinkSystem RAID 530-16i PCIe 12Gb Adapter | 579
7Y03CTOLWW | BFYB | Operating mode selection for: "Maximum Performance Mode" | 0
7Y03CTOLWW | BFYC | Operating mode selection for: "Minimal Power Mode" | 0
7Y03CTOLWW | BFYD | Operating mode selection for: "Efficiency Favoring Power Savings Mode" | 0
7Y03CTOLWW | BFYE | Operating mode selection for: "Efficiency - Favoring Performance Mode" | 0
7Y03CTOLWW | BFZZ | ThinkSystem 2.5" Nytro 3732 800GB Performance SAS 12Gb Hot Swap SSD SED | 1669
7Y03CTOLWW | BG00 | ThinkSystem 3.5" Nytro 3732 3.2TB Performance SAS 12Gb Hot Swap SSD | 6219
7Y03CTOLWW | BG01 | ThinkSystem 3.5" Nytro 3732 1.6TB Performance SAS 12Gb Hot Swap SSD | 3239
7Y03CTOLWW | BG02 | ThinkSystem 3.5" Nytro 3732 800GB Performance SAS 12Gb Hot Swap SSD | 1669
7Y03CTOLWW | BG03 | ThinkSystem 3.5" Nytro 3732 400GB Performance SAS 12Gb Hot Swap SSD | 1029
7Y03CTOLWW | BG04 | ThinkSystem 2.5" Nytro 3732 3.2TB Performance SAS 12Gb Hot Swap SSD | 6259
7Y03CTOLWW | BG05 | ThinkSystem 2.5" Nytro 3732 1.6TB Performance SAS 12Gb Hot Swap SSD | 3259
7Y03CTOLWW | BG06 | ThinkSystem 2.5" Nytro 3732 800GB Performance SAS 12Gb Hot Swap SSD | 1669
7Y03CTOLWW | BG07 | ThinkSystem 2.5" Nytro 3732 400GB Performance SAS 12Gb Hot Swap SSD | 1029
7Y03CTOLWW | BHSR | VMware ESXi 7.0 U2 (Factory Installed) | 0
7Y34CTO2WW | 747 | UID Asset Tag Label | 20
7Y34CTO2WW | 2304 | Integration Prep | 400
7Y34CTO2WW | 2305 | Integration 1U Component | 59
7Y34CTO2WW | 2306 | Integration >1U Component | 125
7Y34CTO2WW | 3802 | 1.5m Blue Cat5e Cable | 14
7Y34CTO2WW | 3803 | 3m Blue Cat5e Cable | 25
7Y34CTO2WW | 8067 | TAA Compliant Order | 0
7Y34CTO2WW | 8971 | Integrate in manufacturing | 0
7Y34CTO2WW | 8972 | Ship Uninstalled (Safety) | 0
7Y34CTO2WW | A1PH | 1m Passive DAC SFP+ Cable | 69
7Y34CTO2WW | A1PJ | 3m Passive DAC SFP+ Cable | 89
7Y34CTO2WW | AT2S | Lenovo 3m Active DAC SFP+ Cables | 139
7Y34CTO2WW | ATWL | Second Stage Mfg Services | 89
7Y34CTO2WW | AV1W | Lenovo 1m Passive 25G SFP28 DAC Cable | 69
7Y34CTO2WW | AV1X | Lenovo 3m Passive 25G SFP28 DAC Cable | 79
7Y34CTO2WW | AX42 | Lenovo 1m 40G QSFP+ Active Optical Cable | 689
7Y34CTO2WW | B1EQ | Network Verification | 600
7Y34CTO2WW | B1F0 | Rackless Prep | 100
7Y34CTO2WW | B31K | SXM Rackless Shipgroup | 0
7Y34CTO2WW | B31L | Customer Rack Kit SXM | 0
7Y34CTO2WW | B31R | ThinkAgile SXM Customer Provided Rack Kit | 150
7Y36CTO1WW | 64 | QLogic 10Gb SFP+ SR Optical Transceiver | 909
7Y36CTO1WW | 69 | Brocade 10Gb SFP+ SR Optical Transceiver | 909
7Y36CTO1WW | 747 | UID Asset Tag Label | 20
7Y36CTO1WW | 1763 | EMEA Long Leadtime Configurations | 0
7Y36CTO1WW | 1772 | Capacity Scheduling Service | 0
7Y36CTO1WW | 1796 | Custom SLA Scheduling Service | 0
7Y36CTO1WW | 2300 | BladeCenter Chassis Configuration | 250
7Y36CTO1WW | 2302 | RAID Configuration | 149
7Y36CTO1WW | 2306 | Integration >1U Component | 125
7Y36CTO1WW | 2321 | Custom MFG SVCS Fee - Small Increment | 3
7Y36CTO1WW | 3700 | 1m LC-LC Fiber Cable (networking) | 79
7Y36CTO1WW | 3701 | 5m LC-LC Fiber Cable (networking) | 129
7Y36CTO1WW | 3702 | 25m LC-LC Fiber Cable (networking) | 189
7Y36CTO1WW | 3742 | 3m Console Switch Cable (USB) | 19
7Y36CTO1WW | 3760 | 1.8m Black Cat5e Cable | 17
7Y36CTO1WW | 3761 | 3m Black Cat5e Cable | 19
7Y36CTO1WW | 3762 | 10m Black Cat5e Cable | 29
7Y36CTO1WW | 3791 | 0.6m Yellow Cat5e Cable | 24
7Y36CTO1WW | 3792 | 1.5m Yellow Cat5e Cable | 24
7Y36CTO1WW | 3793 | 3m Yellow Cat5e Cable | 25
7Y36CTO1WW | 3794 | 10m Yellow Cat5e Cable | 34
7Y36CTO1WW | 3795 | 25m Yellow Cat5e Cable | 69
7Y36CTO1WW | 3796 | 0.6m Green Cat5e Cable | 16
7Y36CTO1WW | 3797 | 1.5m Green Cat5e Cable | 17
7Y36CTO1WW | 3798 | 3m Green Cat5e Cable | 19
7Y36CTO1WW | 3799 | 10m Green Cat5e Cable | 29
7Y36CTO1WW | 3800 | 25m Green Cat5e Cable | 69
7Y36CTO1WW | 3801 | 0.6m Blue Cat5e Cable | 24
7Y36CTO1WW | 3802 | 1.5m Blue Cat5e Cable | 14
7Y36CTO1WW | 3803 | 3m Blue Cat5e Cable | 25
7Y36CTO1WW | 3804 | 10m Blue Cat5e Cable | 34
7Y36CTO1WW | 3805 | 25m Blue Cat5e Cable | 69
7Y36CTO1WW | 5053 | SFP+ SR Transceiver | 699
7Y36CTO1WW | 5977 | Select Storage devices - no configured RAID required | 0
7Y36CTO1WW | 5978 | Select Storage devices - configured RAID | 0
7Y36CTO1WW | 6201 | 1.5m, 10A/100-250V, C13 to IEC 320-C14 Rack Power Cable | 19
7Y36CTO1WW | 6263 | 4.3m, 10A/100-250V, C13 to IEC 320-C14 Rack Power Cable | 19
7Y36CTO1WW | 6311 | 2.8m, 10A/100-250V, C13 to IEC 320-C14 Rack Power Cable | 9
7Y36CTO1WW | 6373 | 4.3m, 10A/250V, C13 to NEMA 6-15P (US) Line Cord | 15
7Y36CTO1WW | 6400 | 2.8m, 13A/100-250V, C13 to C14 Jumper Cord | 9
7Y36CTO1WW | 6570 | 2.0m, 13A/100-250V, C13 to C14 Jumper Cord | 19
7Y36CTO1WW | 6583 | 4.3m, 13A/100-250V, C13 to C14 Rack Power Cable | 19
7Y36CTO1WW | 7008 | Primary Array 2 HDDs | 0
7Y36CTO1WW | 7009 | Primary Array 3 HDDs | 0
7Y36CTO1WW | 7010 | Primary Array 4 HDDs | 0
7Y36CTO1WW | 7011 | Primary Array 5 HDDs | 0
7Y36CTO1WW | 7012 | Primary Array 6 HDDs | 0
7Y36CTO1WW | 7013 | Primary Array 7 HDDs | 0
7Y36CTO1WW | 7014 | Primary Array 8 HDDs | 0
7Y36CTO1WW | 7015 | Secondary Array 2 HDDs | 0
7Y36CTO1WW | 7016 | Secondary Array 3 HDDs | 0
7Y36CTO1WW | 7017 | Secondary Array 4 HDDs | 0
7Y36CTO1WW | 7057 | Secondary Array 5 HDDs | 0
7Y36CTO1WW | 7058 | Secondary Array 6 HDDs | 0
7Y36CTO1WW | 7831 | Customer Solution Center Services | 0
7Y36CTO1WW | 7929 | e1350 Special Bid Solution Component | 0
7Y36CTO1WW | 8031 | Consolidate Shipment | 0
7Y36CTO1WW | 8034 | LeSI Solution Component | 0
7Y36CTO1WW | 8067 | TAA Compliant Order | 0
7Y36CTO1WW | 8072 | General Racking Solution | 0
7Y36CTO1WW | 8086 | No Publications Selected | 0
7Y36CTO1WW | 8971 | Integrate in manufacturing | 0
7Y36CTO1WW | 8972 | Ship Uninstalled (Safety) | 0
7Y36CTO1WW | 9013 | Hot Spare | 0
7Y36CTO1WW | 9016 | Memory Sparing | 0
7Y36CTO1WW | 9017 | Enable Memory Mirroring | 0
7Y36CTO1WW | 9170 | Storage SubSystem ID 01 | 0
7Y36CTO1WW | 9171 | Storage SubSystem ID 02 | 0
7Y36CTO1WW | 9172 | Storage SubSystem ID 03 | 0
7Y36CTO1WW | 9173 | Storage SubSystem ID 04 | 0
7Y36CTO1WW | 9174 | Storage SubSystem ID 05 | 0
7Y36CTO1WW | 9175 | Storage SubSystem ID 06 | 0
7Y36CTO1WW | 9176 | Storage SubSystem ID 07 | 0
7Y36CTO1WW | 9177 | Storage SubSystem ID 08 | 0
7Y36CTO1WW | 9178 | Storage SubSystem ID 09 | 0
7Y36CTO1WW | 9179 | Storage SubSystem ID 10 | 0
7Y36CTO1WW | 9180 | Storage SubSystem ID 11 | 0
7Y36CTO1WW | 9181 | Storage SubSystem ID 12 | 0
7Y36CTO1WW | 9182 | Storage SubSystem ID 13 | 0
7Y36CTO1WW | 9183 | Storage SubSystem ID 14 | 0
7Y36CTO1WW | 9184 | Storage SubSystem ID 15 | 0
7Y36CTO1WW | 9185 | Storage SubSystem ID 16 | 0
7Y36CTO1WW | 9186 | Storage SubSystem ID 17 | 0
7Y36CTO1WW | 9187 | Storage SubSystem ID 18 | 0
7Y36CTO1WW | 9188 | Storage SubSystem ID 19 | 0
7Y36CTO1WW | 9189 | Storage SubSystem ID 20 | 0
7Y36CTO1WW | A102 | Advanced Grouping | 0
7Y36CTO1WW | A103 | System x Cluster Upgrade | 0
7Y36CTO1WW | A193 | Integrated Solutions | 0
7Y36CTO1WW | A1A6 | Cisco 10GBASE-SR SFP+ Transceiver | 1495
7Y36CTO1WW | A1MS | 10m Cat6 Yellow Cable | 49
7Y36CTO1WW | A1MT | 10m Green Cat6 Cable | 49
7Y36CTO1WW | A1MU | 10m Cat6 Blue Cable | 49
7Y36CTO1WW | A1MV | 25m Cat6 Yellow Cable | 105
7Y36CTO1WW | A1MW | 25m Green Cat6 Cable | 105
7Y36CTO1WW | A1MX | 25m Cat6 Blue Cable | 105
7Y36CTO1WW | A1PH | 1m Passive DAC SFP+ Cable | 69
7Y36CTO1WW | A1PJ | 3m Passive DAC SFP+ Cable | 89
7Y36CTO1WW | A1PK | 5m Passive DAC SFP+ Cable | 159
7Y36CTO1WW | A1PL | 8.5m Passive DAC SFP+ Cable | 329
7Y36CTO1WW | A1RF | 2.8m, 10A/250V, C13 to NEMA 6-15P Line Cord | 15
7Y36CTO1WW | A2K6 | Primary Array - RAID 0 | 0
7Y36CTO1WW | A2K7 | Primary Array - RAID 1 | 0
7Y36CTO1WW | A2K9 | Primary Array - RAID 5 | 0
7Y36CTO1WW | A2KB | Primary Array - RAID 10 | 0
7Y36CTO1WW | A2KF | Secondary Array - RAID 0 | 0
7Y36CTO1WW | A2KG | Secondary Array - RAID 1 | 0
7Y36CTO1WW | A2KJ | Secondary Array - RAID 5 | 0
7Y36CTO1WW | A2KL | Secondary Array - RAID 10 | 0
7Y36CTO1WW | A2X0 | No Power Cord Validation | 0
7Y36CTO1WW | A3RG | 0.5m Passive DAC SFP+ Cable | 79
7Y36CTO1WW | A3RH | 7m Passive DAC SFP+ Cable | 179
7Y36CTO1WW | A4VP | 1.0m, 10A/100-250V, C13 to IEC 320-C14 Rack Power Cable | 19
7Y36CTO1WW | A51N | 1.5m Passive DAC SFP+ Cable | 89
7Y36CTO1WW | A51P | 2m Passive DAC SFP+ Cable | 89
7Y36CTO1WW | A5DL | SFP 1000Base-T (RJ-45) Transceiver | 89
7Y36CTO1WW | A5UA | Lenovo 1m MPO-4xLC OM3 MMF Breakout Cable | 279
7Y36CTO1WW | A5UB | Lenovo 3m MPO-4xLC OM3 MMF Breakout Cable | 329
7Y36CTO1WW | A5UC | Lenovo 5m MPO-4xLC OM3 MMF Breakout Cable | 379
7Y36CTO1WW | ASQT | 0.5m Mellanox EDR IB Passive Copper QSFP28 Cable | 229
7Y36CTO1WW | ASQU | 0.75m Mellanox EDR IB Passive Copper QSFP28 Cable | 249
7Y36CTO1WW | ASQV | 1m Mellanox EDR IB Passive Copper QSFP28 Cable | 249
7Y36CTO1WW | ASQW | 1.25m Mellanox EDR IB Passive Copper QSFP28 Cable | 289
7Y36CTO1WW | ASQX | 1.5m Mellanox EDR IB Passive Copper QSFP28 Cable | 289
7Y36CTO1WW | ASQY | 2m Mellanox EDR IB Passive Copper QSFP28 Cable | 289
7Y36CTO1WW | ASQZ | 5m Mellanox EDR IB Optical QSFP28 Cable | 1359
7Y36CTO1WW | ASR0 | 10m Mellanox EDR IB Optical QSFP28 Cable | 1419
7Y36CTO1WW | ASR1 | 15m Mellanox EDR IB Optical QSFP28 Cable | 1509
7Y36CTO1WW | ASR2 | 20m Mellanox EDR IB Optical QSFP28 Cable | 1569
7Y36CTO1WW | ASR3 | 30m Mellanox EDR IB Optical QSFP28 Cable | 1789
7Y36CTO1WW | ASR5 | Lenovo 0.5m LC-LC OM3 MMF Cable | 24
7Y36CTO1WW | ASR6 | Lenovo 1m LC-LC OM3 MMF Cable | 24
7Y36CTO1WW | ASR7 | Lenovo 3m LC-LC OM3 MMF Cable | 24
7Y36CTO1WW | ASR8 | Lenovo 5m LC-LC OM3 MMF Cable | 29
7Y36CTO1WW | ASR9 | Lenovo 10m LC-LC OM3 MMF Cable | 39
7Y36CTO1WW | ASRA | Lenovo 15m LC-LC OM3 MMF Cable | 45
7Y36CTO1WW | ASRB | Lenovo 25m LC-LC OM3 MMF Cable | 54
7Y36CTO1WW | ASRC | Lenovo 30m LC-LC OM3 MMF Cable | 64
7Y36CTO1WW | ASRN | 3m Mellanox EDR IB Optical QSFP28 Cable | 1359
7Y36CTO1WW | ATC0 | 0.5m (SFF-8644 to SFF-8088) 6Gbps External mini-SAS cable | 39
7Y36CTO1WW | ATC1 | 1m (SFF-8644 to SFF-8088) 6Gbps External mini-SAS cable | 49
7Y36CTO1WW | ATC2 | 2m (SFF-8644 to SFF-8088) 6Gbps External mini-SAS cable | 79
7Y36CTO1WW | ATC3 | 4m (SFF-8644 to SFF-8088) 6Gbps External mini-SAS cable | 99
7Y36CTO1WW | ATC4 | 6m (SFF-8644 to SFF-8088) 6Gbps External mini-SAS cable | 129
7Y36CTO1WW | ATRP | Mellanox ConnectX-4 2x100GbE/EDR IB QSFP28 VPI Adapter | 2059
7Y36CTO1WW | ATYX | Lenovo 1m SFP+ to SFP+ Active Optical Cable | 104
7Y36CTO1WW | ATYY | Lenovo 3m SFP+ to SFP+ Active Optical Cable | 99
7Y36CTO1WW | ATYZ | Lenovo 5m SFP+ to SFP+ Active Optical Cable | 114
7Y36CTO1WW | ATZ0 | Lenovo 7m SFP+ to SFP+ Active Optical Cable | 129
7Y36CTO1WW | ATZ1 | Lenovo 15m SFP+ to SFP+ Active Optical Cable | 169
7Y36CTO1WW | ATZ2 | Lenovo 20m SFP+ to SFP+ Active Optical Cable | 169
7Y36CTO1WW | AU0B | Intel OPA 100 Series Single-port PCIe 3.0 x16 HFA | 1069
7Y36CTO1WW | AU0E | 0.5m Intel OPA 100 Series Passive Copper QSFP28 Cable | 79
7Y36CTO1WW | AU0F | 0.75m Intel OPA Passive Copper QSFP28 Cable | 139
7Y36CTO1WW | AU0G | 1m Intel OPA 100 Series Passive Copper QSFP28 Cable | 99
7Y36CTO1WW | AU0H | 1.25m Intel OPA 100 Series Passive Copper QSFP28 Cable | 159
7Y36CTO1WW | AU0J | 1.5m Intel OPA 100 Series Passive Copper QSFP28 Cable | 109
7Y36CTO1WW | AU0K | 2m Intel OPA 100 Series Passive Copper QSFP28 Cable | 129
7Y36CTO1WW | AU0M | 5m Intel OPA 100 Series Active Optical QSFP28 Cable | 899
7Y36CTO1WW | AU0P | 15m Intel OPA 100 Series Active Optical QSFP28 Cable | 949
7Y36CTO1WW | AU16 | 0.5m External MiniSAS HD 8644/MiniSAS HD 8644 Cable | 79
7Y36CTO1WW | AU17 | 1m External MiniSAS HD 8644/MiniSAS HD 8644 Cable | 89
7Y36CTO1WW | AU18 | 2m External MiniSAS HD 8644/MiniSAS HD 8644 Cable | 99
7Y36CTO1WW | AU19 | 3m External MiniSAS HD 8644/MiniSAS HD 8644 Cable | 109
7Y36CTO1WW | AUJY | External MiniSAS HD 8644/MiniSAS HD 8644 6M Cable | 249
7Y36CTO1WW | AUK7 | TPM 2.0 and Secure Boot | 0
7Y36CTO1WW | AUKX | ThinkSystem Intel X710-DA2 PCIe 10Gb 2-Port SFP+ Ethernet Adapter | 459
7Y36CTO1WW | AULY | ThinkSystem 2.5" 300GB 10K SAS 12Gb Hot Swap 512n HDD | 289
7Y36CTO1WW | AULZ | ThinkSystem 2.5" 600GB 10K SAS 12Gb Hot Swap 512n HDD | 319
7Y36CTO1WW | AUM1 | ThinkSystem 2.5" 1.2TB 10K SAS 12Gb Hot Swap 512n HDD | 389
7Y36CTO1WW | AUMU | ThinkSystem M.2 Enablement Kit | 39
7Y36CTO1WW | AUMV | ThinkSystem M.2 with Mirroring Enablement Kit | 149
7Y36CTO1WW | AUNR | ThinkSystem 430-8e SAS/SATA 12Gb HBA | 299
7Y36CTO1WW | AUPW | ThinkSystem XClarity Controller Standard to Enterprise Upgrade | 100
7Y36CTO1WW | AUUE | ThinkSystem 2.5" 1TB 7.2K SATA 6Gb Hot Swap 512n HDD | 469
7Y36CTO1WW | AUUJ | ThinkSystem 2.5" 2TB 7.2K SATA 6Gb Hot Swap 512e HDD | 849
7Y36CTO1WW | AUUV | ThinkSystem M.2 128GB SATA 6Gbps Non-Hot Swap SSD | 159
7Y36CTO1WW | AUZY | ThinkSystem I350-T2 PCIe 1Gb 2-Port RJ45 Ethernet Adapter | 179
7Y36CTO1WW | AV1B | Lenovo 25GBase-SR SFP28 Transceiver | 449
7Y36CTO1WW | AV1D | Lenovo 100GBase-SR4 QSFP28 Transceiver | 1539
7Y36CTO1WW | AV1F | Lenovo 3m 25G SFP28 Active Optical Cable | 489
7Y36CTO1WW | AV1G | Lenovo 5m 25G SFP28 Active Optical Cable | 489
7Y36CTO1WW | AV1H | Lenovo 10m 25G SFP28 Active Optical Cable | 499
7Y36CTO1WW | AV1J | Lenovo 15m 25G SFP28 Active Optical Cable | 497
7Y36CTO1WW | AV1K | Lenovo 20m 25G SFP28 Active Optical Cable | 519
7Y36CTO1WW | AV1L | Lenovo 3m 100G QSFP28 Active Optical Cable | 1059
7Y36CTO1WW | AV1M | Lenovo 5m 100G QSFP28 Active Optical Cable | 1069
7Y36CTO1WW | AV1N | Lenovo 10m 100G QSFP28 Active Optical Cable | 1099
7Y36CTO1WW | AV1P | Lenovo 15m 100G QSFP28 Active Optical Cable | 1079
7Y36CTO1WW | AV1Q | Lenovo 20m 100G QSFP28 Active Optical Cable | 1179
7Y36CTO1WW | AV1R | Lenovo 3m 100G to 4x25G Breakout Active Optical Cable | 1949
7Y36CTO1WW | AV1S | Lenovo 5m 100G to 4x25G Breakout Active Optical Cable | 1975
7Y36CTO1WW | AV1T | Lenovo 10m 100G to 4x25G Breakout Active Optical Cable | 2035
7Y36CTO1WW | AV1U | Lenovo 15m 100G to 4x25G Breakout Active Optical Cable | 2095
7Y36CTO1WW | AV1V | Lenovo 20m 100G to 4x25G Breakout Active Optical Cable | 2149
7Y36CTO1WW | AV1W | Lenovo 1m Passive 25G SFP28 DAC Cable | 69
7Y36CTO1WW | AV1X | Lenovo 3m Passive 25G SFP28 DAC Cable | 79
7Y36CTO1WW | AV1Y | Lenovo 5m Passive 25G SFP28 DAC Cable | 159
7Y36CTO1WW | AV1Z | Lenovo 1m Passive 100G QSFP28 DAC Cable | 99
7Y36CTO1WW | AV20 | Lenovo 3m Passive 100G QSFP28 DAC Cable | 159
7Y36CTO1WW | AV21 | Lenovo 5m Passive 100G QSFP28 DAC Cable | 299
7Y36CTO1WW | AV22 | Lenovo 1m 100G QSFP28 to 4x25G SFP28 Breakout DAC Cable | 179
7Y36CTO1WW | AV23 | Lenovo 3m 100G QSFP28 to 4x25G SFP28 Breakout DAC Cable | 299
7Y36CTO1WW | AV24 | Lenovo 5m 100G QSFP28 to 4x25G SFP28 Breakout DAC Cable | 459
7Y36CTO1WW | AV25 | Lenovo 5m MPO-MPO OM4 MMF Cable | 114
7Y36CTO1WW | AV26 | Lenovo 7m MPO-MPO OM4 MMF Cable | 135
7Y36CTO1WW | AV27 | Lenovo 10m MPO-MPO OM4 MMF Cable | 159
7Y36CTO1WW | AV28 | Lenovo 15m MPO-MPO OM4 MMF Cable | 205
7Y36CTO1WW | AV29 | Lenovo 20m MPO-MPO OM4 MMF Cable | 259
7Y36CTO1WW | AV2A | Lenovo 30m MPO-MPO OM4 MMF Cable | 349
7Y36CTO1WW | AVFQ | 0.75m Green Cat5e Cable | 15
7Y36CTO1WW | AVFR | 1.0m Green Cat5e Cable | 19
7Y36CTO1WW | AVFS | 1.25m Green Cat5e Cable | 19
7Y36CTO1WW | AVFT | 0.75m Blue Cat5e Cable | 15
7Y36CTO1WW | AVFU | 1.0m Blue Cat5e Cable | 19
7Y36CTO1WW | AVFV | 1.25m Blue Cat5e Cable | 19
7Y36CTO1WW | AVFW | 0.75m Green Cat6 Cable | 19
7Y36CTO1WW | AVFX | 1.0m Green Cat6 Cable | 19
7Y36CTO1WW | AVFY | 1.25m Green Cat6 Cable | 19
7Y36CTO1WW | AVFZ | 1.5m Green Cat6 Cable | 19
7Y36CTO1WW | AVG0 | 3m Green Cat6 Cable | 25
7Y36CTO1WW | AVUT | ThinkSystem XClarity Controller Standard to Advanced Upgrade | 50
7Y36CTO1WW | AVUX | On Board SATA AHCI Mode | 0
7Y36CTO1WW | AVV0 | On Board SATA Software RAID Mode | 0
7Y36CTO1WW | B0ML | Feature Enable TPM on MB | 0
7Y36CTO1WW | B0N4 | 2.0m, 10A/100-250V, C13 to IEC 320-C14 Rack Power Cable | 29
7Y36CTO1WW | B0N5 | 1.0m, 13A/100-250V, C13 to C14 Jumper Cord | 25
7Y36CTO1WW | B0N6 | 1.5m, 13A/100-250V, C13 to C14 Jumper Cord | 29
7Y36CTO1WW | B0RJ | 10GBASE-LR SFP+Transceiver | 350
7Y36CTO1WW | B173 | Companion Part for XClarity Controller Standard to Enterprise Upgrade in Factory | 0
7Y36CTO1WW | B22J | 5m Intel OPA 100 Series Active Optical QSFP28 Low Power Cable | 809
7Y36CTO1WW | B22K | 10m Intel OPA 100 Series Active Optical QSFP28 Low Power Cable | 829
7Y36CTO1WW | B22L | 15m Intel OPA 100 Series Active Optical QSFP28 Low Power Cable | 839
7Y36CTO1WW | B22M | 20m Intel OPA 100 Series Active Optical QSFP28 Low Power Cable | 849
7Y36CTO1WW | B2UZ | Lenovo 1m 100G QSFP28 Active Optical Cable | 949
7Y36CTO1WW | B34S | ThinkSystem NVIDIA Tesla V100 32GB PCIe Passive GPU | 25819
7Y36CTO1WW | B3XX | ThinkSystem SR670 2.5" Chassis - 8 Drive, 4 GPU | 4500
7Y36CTO1WW | B3XY | ThinkSystem SR670 2.5" Chassis - 8 Drive, 8 GPU | 4500
7Y36CTO1WW | B3Y7 | ThinkSystem SR670 2-CPU, 24 DIMM System Board | 2000
7Y36CTO1WW | B3Y8 | ThinkSystem SR670 1-3 Slot PCIe x16 FHFL Riser Kit | 150
7Y36CTO1WW | B3YC | 2000W Platinum PSU | 699
7Y36CTO1WW | B42K | 1U 2.5" SATA/SAS 8-Bay Backplane | 130
7Y36CTO1WW | B47V | ThinkSystem SR670 Slide Rail Kit | 340
7Y36CTO1WW | B49L | ThinkSystem 2.5" Intel S4610 240GB Mainstream SATA 6Gb Hot Swap SSD | 399
7Y36CTO1WW | B49M | ThinkSystem 2.5" Intel S4610 480GB Mainstream SATA 6Gb Hot Swap SSD | 479
7Y36CTO1WW | B49N | ThinkSystem 2.5" Intel S4610 960GB Mainstream SATA 6Gb Hot Swap SSD | 699
7Y36CTO1WW | B49P | ThinkSystem 2.5" Intel S4610 1.92TB Mainstream SATA 6Gb Hot Swap SSD | 1289
7Y36CTO1WW | B49Q | ThinkSystem 2.5" Intel S4610 3.84TB Mainstream SATA 6Gb Hot Swap SSD | 2499
7Y36CTO1WW | B4H2 | ThinkSystem 16GB TruDDR4 2933MHz (2Rx8 1.2V) RDIMM | 319
7Y36CTO1WW | B4H3 | ThinkSystem 32GB TruDDR4 2933MHz (2Rx4 1.2V) RDIMM | 619
7Y36CTO1WW | B4H4 | ThinkSystem 64GB TruDDR4 2933MHz (2Rx4 1.2V) RDIMM | 1279
7Y36CTO1WW | B4H7 | Intel Xeon Platinum 8280 28C 205W 2.7GHz Processor | 18089
7Y36CTO1WW | B4H8 | Intel Xeon Platinum 8276 28C 165W 2.2GHz Processor | 15099
7Y36CTO1WW | B4H9 | Intel Xeon Platinum 8270 26C 205W 2.7GHz Processor | 12739
7Y36CTO1WW | B4HA | Intel Xeon Platinum 8268 24C 205W 2.9GHz Processor | 10929
7Y36CTO1WW | B4HB | Intel Xeon Platinum 8260 24C 165W 2.4GHz Processor | 8159
7Y36CTO1WW | B4HC | Intel Xeon Gold 6252 24C 150W 2.1GHz Processor | 5909
7Y36CTO1WW | B4HD | Intel Xeon Gold 6254 18C 200W 3.1GHz Processor | 6065
7Y36CTO1WW | B4HE | Intel Xeon Gold 6248 20C 150W 2.5GHz Processor | 5049
7Y36CTO1WW | B4HF | Intel Xeon Gold 6244 8C 150W 3.6GHz Processor | 4699
7Y36CTO1WW | B4HG | Intel Xeon Gold 6242 16C 150W 2.8GHz Processor | 4419
7Y36CTO1WW | B4HH | Intel Xeon Gold 6240 18C 150W 2.6GHz Processor | 3819
7Y36CTO1WW | B4HJ | Intel Xeon Gold 6230 20C 125W 2.1GHz Processor | 3099
7Y36CTO1WW | B4HK | Intel Xeon Gold 5220 18C 125W 2.2GHz Processor | 2599
7Y36CTO1WW | B4HL | Intel Xeon Gold 5218 16C 125W 2.3GHz Processor | 2019
7Y36CTO1WW | B4HM | Intel Xeon Gold 5217 8C 115W 3.0GHz Processor | 2659
7Y36CTO1WW | B4HN | Intel Xeon Gold 5215 10C 85W 2.5GHz Processor | 2019
7Y36CTO1WW | B4HP | Intel Xeon Silver 4216 16C 100W 2.1GHz Processor | 1649
7Y36CTO1WW | B4HS | Intel Xeon Silver 4210 10C 85W 2.2GHz Processor | 859
7Y36CTO1WW | B4P5 | Intel Xeon Platinum 8280L 28C 205W 2.7GHz Processor | 29099
7Y36CTO1WW | B4P6 | Intel Xeon Platinum 8276L 28C 165W 2.2GHz Processor | 26689
7Y36CTO1WW | B4P7 | Intel Xeon Platinum 8260L 24C 165W 2.4GHz Processor | 19249
7Y36CTO1WW | B4P9 | Intel Xeon Gold 5215L 10C 85W 2.5GHz Processor | 17019
7Y36CTO1WW | B4R9 | ThinkSystem Mellanox ConnectX-6 HDR100/100GbE QSFP56 1-port PCIe VPI Adapter | 1779
7Y36CTO1WW | B4RA | ThinkSystem Mellanox ConnectX-6 HDR100/100GbE QSFP56 2-port PCIe VPI Adapter | 2099
7Y36CTO1WW | B4RB | ThinkSystem Mellanox HDR/200GbE 2x PCIe Aux Kit | 639
7Y36CTO1WW | B4RC | ThinkSystem Mellanox ConnectX-6 HDR/200GbE QSFP56 1-port PCIe 4 VPI Adapter | 2209
7Y36CTO1WW | B4RN | Blaze Jumper Setting | 0
7Y36CTO1WW | B4Y4 | ThinkSystem 2.5" SS530 400GB Performance SAS 12Gb Hot Swap SSD | 1479
7Y36CTO1WW | B4Y5 | ThinkSystem 2.5" SS530 800GB Performance SAS 12Gb Hot Swap SSD | 2299
7Y36CTO1WW | B4Y7 | ThinkSystem 2.5" SS530 3.2TB Performance SAS 12Gb Hot Swap SSD | 7859
7Y36CTO1WW | B4YB | ThinkSystem NVIDIA T4 16GB PCIe Passive GPU | 6279
7Y36CTO1WW | B5DP | ThinkSystem SR670 RAID 930-8i 2GB Flash | 699
7Y36CTO1WW | B5MP | ThinkSystem SR670 RAID 530-8i PCIe Adapter | 299
7Y36CTO1WW | B5MQ | ThinkSystem SR670 RAID 730-8i 1GB Cache Adapter | 499
7Y36CTO1WW | B5MR | ThinkSystem SR670 430-8i SAS/SATA HBA | 299
7Y36CTO1WW | B5N6 | ThinkSystem 16GB TruDDR4 Performance+ 2933MHz (2Rx8 1.2V) RDIMM | 729
7Y36CTO1WW | B5N7 | ThinkSystem 32GB TruDDR4 Performance+ 2933MHz (2Rx4 1.2V) RDIMM | 1379
7Y36CTO1WW | B5S1 | Intel Xeon Gold 5222 4C 105W 3.8GHz Processor | 1999
7Y36CTO1WW | B6BB | ThinkSystem SR670 4 Slot PCIe x8/x16 FHHL Riser Kit | 215
7Y36CTO1WW | B6CJ | Intel Xeon Gold 6238 22C 140W 2.1GHz Processor | 4799
7Y36CTO1WW | B6CK | Intel Xeon Gold 6234 8C 130W 3.3GHz Processor | 3999
7Y36CTO1WW | B6CR | Intel Xeon Gold 6238L 22C 140W 2.1GHz Processor | 14599
7Y36CTO1WW | B6CS | Intel Xeon Gold 6240L 18C 150W 2.6GHz Processor | 14299
7Y36CTO1WW | B6PD | Intel Xeon Gold 6246 12C 165W 3.3GHz Processor | 5999
7Y36CTO1WW | B7HC | ThinkSystem SR670 CLX 2-CPU, 24 DIMM System Board | 1999
7Y36CTO1WW | B7N5 | Intel Xeon Silver 4210R 10C 100W 2.4GHz Processor | 899
7Y36CTO1WW | B7N6 | Intel Xeon Silver 4214R 12C 100W 2.4GHz Processor | 1259
7Y36CTO1WW | B7N9 | Intel Xeon Gold 5220R 24C 150W 2.2GHz Processor | 2739
7Y36CTO1WW | B87R | Mellanox CX6 Socket-Direct Adapter Cable Assemble Way | 0
7Y36CTO1WW | B88T | VMware ESXi 6.7 U3 (factory installed) | 0
7Y36CTO1WW | B8HP | ThinkSystem 2.5" 5300 960GB Entry SATA 6Gb Hot Swap SSD | 489
7Y36CTO1WW | B8HU | ThinkSystem 2.5" PM1645a 800GB Mainstream SAS 12Gb Hot Swap SSD | 819
7Y36CTO1WW | B8HV | ThinkSystem 2.5" 5300 240GB Entry SATA 6Gb Hot Swap SSD | 359
7Y36CTO1WW | B8J4 | ThinkSystem 2.5" PM1645a 1.6TB Mainstream SAS 12Gb Hot Swap SSD | 1379
7Y36CTO1WW | B8J5 | ThinkSystem 2.5" 5300 1.92TB Entry SATA 6Gb Hot Swap SSD | 939
7Y36CTO1WW | B8JA | ThinkSystem 2.5" PM1645a 6.4TB Mainstream SAS 12Gb Hot Swap SSD | 6049
7Y36CTO1WW | B8JD | ThinkSystem 2.5" PM1645a 3.2TB Mainstream SAS 12Gb Hot Swap SSD | 2579
7Y36CTO1WW | B8JM | ThinkSystem 2.5" 5300 480GB Entry SATA 6Gb Hot Swap SSD | 309
7Y36CTO1WW | B8JP | ThinkSystem 2.5" 5300 3.84TB Entry SATA 6Gb Hot Swap SSD | 1789
7Y36CTO1WW | B8PP | ThinkSystem Mellanox ConnectX-6 Dx 100GbE QSFP56 2-port PCIe Ethernet Adapter | 1019
7Y36CTO1WW | B96D | Intel Xeon Gold 6256 12C 205W 3.6GHz Processor | 6759
7Y36CTO1WW | BAZL | Intel Xeon Gold 6238R 28C 165W 2.2GHz Processor | 4599
7Y36CTO1WW | BAZM | Intel Xeon Gold 6240R 24C 165W 2.4GHz Processor | 3859
7Y36CTO1WW | BAZN | Intel Xeon Gold 6242R 20C 205W 3.1GHz Processor | 4459
7Y36CTO1WW | BAZP | Intel Xeon Gold 6246R 16C 205W 3.4GHz Processor | 5779
7Y36CTO1WW | BAZQ | Intel Xeon Gold 6248R 24C 205W 3.0GHz Processor | 4739
7Y36CTO1WW | BAZR | Intel Xeon Gold 6258R 28C 205W 2.7GHz Processor | 6839
7Y36CTO1WW | BAZS | Intel Xeon Gold 5218R 20C 125W 2.1GHz Processor | 2259
7Y36CTO1WW | BAZU | Intel Xeon Silver 4215R 8C 130W 3.2GHz Processor | 1429
7Y36CTO1WW | BAZW | Intel Xeon Gold 6226R 16C 150W 2.9GHz Processor | 2289
7Y36CTO1WW | BAZX | Intel Xeon Gold 6230R 26C 150W 2.1GHz Processor | 3349
7Y36CTO1WW | BB2D | ThinkSystem NVIDIA Quadro RTX 6000 24GB PCIe Passive GPU | 11189
7Y36CTO1WW | BB2E | ThinkSystem NVIDIA Tesla V100S 32GB PCIe Passive GPU | 26079
7Y36CTO1WW | BBZG | VMware ESXi 7.0 (Factory Installed) | 2
7Y36CTO1WW | BCTC | ThinkSystem 2.5" Multi Vendor 240GB Entry SATA 6Gb Hot Swap SSD | 219
7Y36CTO1WW | BCTD | ThinkSystem 2.5" Multi Vendor 480GB Entry SATA 6Gb Hot Swap SSD | 219
7Y36CTO1WW | BCTE | ThinkSystem 2.5" Multi Vendor 960GB Entry SATA 6Gb Hot Swap SSD | 659
7Y36CTO1WW | BCTF | ThinkSystem 2.5" Multi Vendor 1.92TB Entry SATA 6Gb Hot Swap SSD | 1289
7Y36CTO1WW | BCTG | ThinkSystem 2.5" Multi Vendor 3.84TB Entry SATA 6Gb Hot Swap SSD | 1259
7Y36CTO1WW | BE5E | VMware ESXi 7.0 U1 (Factory Installed) | 0
7Y36CTO1WW | BEL4 | ThinkSystem NVIDIA A40 48GB PCIe Gen4 Passive GPU | 14289
7Y36CTO1WW | BEL5 | ThinkSystem NVIDIA A100 40GB PCIe Gen4 Passive GPU | 35939
7Y36CTO1WW | BF9Y | ThinkSystem 2U 2FH Riser Bracket | 29
7Y36CTO1WW | BFH1 | Lenovo 100Gb SR4 QSFP28 Ethernet Transceiver | 689
7Y36CTO1WW | BFYB | Operating mode selection for: "Maximum Performance Mode" | 0
7Y36CTO1WW | BFYC | Operating mode selection for: "Minimal Power Mode" | 0
7Y36CTO1WW | BFYD | Operating mode selection for: "Efficiency Favoring Power Savings Mode" | 0
7Y36CTO1WW | BFYE | Operating mode selection for: "Efficiency - Favoring Performance Mode" | 0
7Y36CTO1WW | BFZZ | ThinkSystem 2.5" Nytro 3732 800GB Performance SAS 12Gb Hot Swap SSD SED | 1669
7Y36CTO1WW | BG04 | ThinkSystem 2.5" Nytro 3732 3.2TB Performance SAS 12Gb Hot Swap SSD | 6259
7Y36CTO1WW | BG05 | ThinkSystem 2.5" Nytro 3732 1.6TB Performance SAS 12Gb Hot Swap SSD | 3259
7Y36CTO1WW | BG06 | ThinkSystem 2.5" Nytro 3732 800GB Performance SAS 12Gb Hot Swap SSD | 1669
7Y36CTO1WW | BG07 | ThinkSystem 2.5" Nytro 3732 400GB Performance SAS 12Gb Hot Swap SSD | 1029
7Y36CTO1WW | BHSR | VMware ESXi 7.0 U2 (Factory Installed) | 0
7Y37CTO1WW | 64 | QLogic 10Gb SFP+ SR Optical Transceiver | 909
7Y37CTO1WW | 69 | Brocade 10Gb SFP+ SR Optical Transceiver | 909
7Y37CTO1WW | 747 | UID Asset Tag Label | 20
7Y37CTO1WW | 1763 | EMEA Long Leadtime Configurations | 0
7Y37CTO1WW | 1772 | Capacity Scheduling Service | 0
7Y37CTO1WW | 1796 | Custom SLA Scheduling Service | 0
7Y37CTO1WW | 2300 | BladeCenter Chassis Configuration | 250
7Y37CTO1WW | 2302 | RAID Configuration | 149
7Y37CTO1WW | 2306 | Integration >1U Component | 125
7Y37CTO1WW | 2321 | Custom MFG SVCS Fee - Small Increment | 3
7Y37CTO1WW | 3700 | 1m LC-LC Fiber Cable (networking) | 79
7Y37CTO1WW | 3701 | 5m LC-LC Fiber Cable (networking) | 129
7Y37CTO1WW | 3702 | 25m LC-LC Fiber Cable (networking) | 189
7Y37CTO1WW | 3742 | 3m Console Switch Cable (USB) | 19
7Y37CTO1WW | 3760 | 1.8m Black Cat5e Cable | 17
7Y37CTO1WW | 3761 | 3m Black Cat5e Cable | 19
7Y37CTO1WW | 3762 | 10m Black Cat5e Cable | 29
7Y37CTO1WW | 3791 | 0.6m Yellow Cat5e Cable | 24
7Y37CTO1WW | 3792 | 1.5m Yellow Cat5e Cable | 24
7Y37CTO1WW | 3793 | 3m Yellow Cat5e Cable | 25
7Y37CTO1WW | 3794 | 10m Yellow Cat5e Cable | 34
7Y37CTO1WW | 3795 | 25m Yellow Cat5e Cable | 69
7Y37CTO1WW | 3796 | 0.6m Green Cat5e Cable | 16
7Y37CTO1WW | 3797 | 1.5m Green Cat5e Cable | 17
7Y37CTO1WW | 3798 | 3m Green Cat5e Cable | 19
7Y37CTO1WW | 3799 | 10m Green Cat5e Cable | 29
7Y37CTO1WW | 3800 | 25m Green Cat5e Cable | 69
7Y37CTO1WW | 3801 | 0.6m Blue Cat5e Cable | 24
7Y37CTO1WW | 3802 | 1.5m Blue Cat5e Cable | 14
7Y37CTO1WW | 3803 | 3m Blue Cat5e Cable | 25
7Y37CTO1WW | 3804 | 10m Blue Cat5e Cable | 34
7Y37CTO1WW | 3805 | 25m Blue Cat5e Cable | 69
7Y37CTO1WW | 5053 | SFP+ SR Transceiver | 699
7Y37CTO1WW | 5977 | Select Storage devices - no configured RAID required | 0
7Y37CTO1WW | 5978 | Select Storage devices - configured RAID | 0
7Y37CTO1WW | 6201 | 1.5m, 10A/100-250V, C13 to IEC 320-C14 Rack Power Cable | 19
7Y37CTO1WW | 6263 | 4.3m, 10A/100-250V, C13 to IEC 320-C14 Rack Power Cable | 19
7Y37CTO1WW | 6311 | 2.8m, 10A/100-250V, C13 to IEC 320-C14 Rack Power Cable | 9
7Y37CTO1WW | 6373 | 4.3m, 10A/250V, C13 to NEMA 6-15P (US) Line Cord | 15
7Y37CTO1WW | 6400 | 2.8m, 13A/100-250V, C13 to C14 Jumper Cord | 9
7Y37CTO1WW | 6570 | 2.0m, 13A/100-250V, C13 to C14 Jumper Cord | 19
7Y37CTO1WW | 6583 | 4.3m, 13A/100-250V, C13 to C14 Rack Power Cable | 19
7Y37CTO1WW | 7008 | Primary Array 2 HDDs | 0
7Y37CTO1WW | 7009 | Primary Array 3 HDDs | 0
7Y37CTO1WW | 7010 | Primary Array 4 HDDs | 0
7Y37CTO1WW | 7011 | Primary Array 5 HDDs | 0
7Y37CTO1WW | 7012 | Primary Array 6 HDDs | 0
7Y37CTO1WW | 7013 | Primary Array 7 HDDs | 0
7Y37CTO1WW | 7014 | Primary Array 8 HDDs | 0
7Y37CTO1WW | 7015 | Secondary Array 2 HDDs | 0
7Y37CTO1WW | 7016 | Secondary Array 3 HDDs | 0
7Y37CTO1WW | 7017 | Secondary Array 4 HDDs | 0
7Y37CTO1WW | 7057 | Secondary Array 5 HDDs | 0
7Y37CTO1WW | 7058 | Secondary Array 6 HDDs | 0
7Y37CTO1WW | 7831 | Customer Solution Center Services | 0
7Y37CTO1WW | 7929 | e1350 Special Bid Solution Component | 0
7Y37CTO1WW | 8031 | Consolidate Shipment | 0
7Y37CTO1WW | 8034 | LeSI Solution Component | 0
7Y37CTO1WW | 8067 | TAA Compliant Order | 0
7Y37CTO1WW | 8072 | General Racking Solution | 0
7Y37CTO1WW | 8086 | No Publications Selected | 0
7Y37CTO1WW | 8971 | Integrate in manufacturing | 0
7Y37CTO1WW | 8972 | Ship Uninstalled (Safety) | 0
7Y37CTO1WW | 9013 | Hot Spare | 0
7Y37CTO1WW | 9016 | Memory Sparing | 0
7Y37CTO1WW | 9017 | Enable Memory Mirroring | 0
7Y37CTO1WW | 9170 | Storage SubSystem ID 01 | 0
7Y37CTO1WW | 9171 | Storage SubSystem ID 02 | 0
7Y37CTO1WW | 9172 | Storage SubSystem ID 03 | 0
7Y37CTO1WW | 9173 | Storage SubSystem ID 04 | 0
7Y37CTO1WW | 9174 | Storage SubSystem ID 05 | 0
7Y37CTO1WW | 9175 | Storage SubSystem ID 06 | 0
7Y37CTO1WW | 9176 | Storage SubSystem ID 07 | 0
7Y37CTO1WW | 9177 | Storage SubSystem ID 08 | 0
7Y37CTO1WW | 9178 | Storage SubSystem ID 09 | 0
7Y37CTO1WW | 9179 | Storage SubSystem ID 10 | 0
7Y37CTO1WW | 9180 | Storage SubSystem ID 11 | 0
7Y37CTO1WW | 9181 | Storage SubSystem ID 12 | 0
7Y37CTO1WW | 9182 | Storage SubSystem ID 13 | 0
7Y37CTO1WW | 9183 | Storage SubSystem ID 14 | 0
7Y37CTO1WW | 9184 | Storage SubSystem ID 15 | 0
7Y37CTO1WW | 9185 | Storage SubSystem ID 16 | 0
7Y37CTO1WW | 9186 | Storage SubSystem ID 17 | 0
7Y37CTO1WW | 9187 | Storage SubSystem ID 18 | 0
7Y37CTO1WW | 9188 | Storage SubSystem ID 19 | 0
7Y37CTO1WW | 9189 | Storage SubSystem ID 20 | 0
7Y37CTO1WW | A102 | Advanced Grouping | 0
7Y37CTO1WW | A103 | System x Cluster Upgrade | 0
7Y37CTO1WW | A193 | Integrated Solutions | 0
7Y37CTO1WW | A1A6 | Cisco 10GBASE-SR SFP+ Transceiver | 1495
7Y37CTO1WW | A1MS | 10m Cat6 Yellow Cable | 49
7Y37CTO1WW | A1MT | 10m Green Cat6 Cable | 49
7Y37CTO1WW | A1MU | 10m Cat6 Blue Cable | 49
7Y37CTO1WW | A1MV | 25m Cat6 Yellow Cable | 105
7Y37CTO1WW | A1MW | 25m Green Cat6 Cable | 105
7Y37CTO1WW | A1MX | 25m Cat6 Blue Cable | 105
7Y37CTO1WW | A1PH | 1m Passive DAC SFP+ Cable | 69
7Y37CTO1WW | A1PJ | 3m Passive DAC SFP+ Cable | 89
7Y37CTO1WW | A1PK | 5m Passive DAC SFP+ Cable | 159
7Y37CTO1WW | A1PL | 8.5m Passive DAC SFP+ Cable | 329
7Y37CTO1WW | A1RF | 2.8m, 10A/250V, C13 to NEMA 6-15P Line Cord | 15
7Y37CTO1WW | A2K6 | Primary Array - RAID 0 | 0
7Y37CTO1WW | A2K7 | Primary Array - RAID 1 | 0
7Y37CTO1WW | A2K9 | Primary Array - RAID 5 | 0
7Y37CTO1WW | A2KB | Primary Array - RAID 10 | 0
7Y37CTO1WW | A2KF | Secondary Array - RAID 0 | 0
7Y37CTO1WW | A2KG | Secondary Array - RAID 1 | 0
7Y37CTO1WW | A2KJ | Secondary Array - RAID 5 | 0
7Y37CTO1WW | A2KL | Secondary Array - RAID 10 | 0
7Y37CTO1WW | A2X0 | No Power Cord Validation | 0
7Y37CTO1WW | A3RG | 0.5m Passive DAC SFP+ Cable | 79
7Y37CTO1WW | A3RH | 7m Passive DAC SFP+ Cable | 179
7Y37CTO1WW | A4VP | 1.0m, 10A/100-250V, C13 to IEC 320-C14 Rack Power Cable | 19
7Y37CTO1WW | A51N | 1.5m Passive DAC SFP+ Cable | 89
7Y37CTO1WW | A51P | 2m Passive DAC SFP+ Cable | 89
7Y37CTO1WW | A5DL | SFP 1000Base-T (RJ-45) Transceiver | 89
7Y37CTO1WW | A5UA | Lenovo 1m MPO-4xLC OM3 MMF Breakout Cable | 279
7Y37CTO1WW | A5UB | Lenovo 3m MPO-4xLC OM3 MMF Breakout Cable | 329
7Y37CTO1WW | A5UC | Lenovo 5m MPO-4xLC OM3 MMF Breakout Cable | 379
7Y37CTO1WW | ARZA | 0.5m Mellanox QSFP Passive DAC Cable | 139
7Y37CTO1WW | ARZB | 0.75m Mellanox QSFP Passive DAC Cable | 149
7Y37CTO1WW | ARZC | 1m Mellanox QSFP Passive DAC Cable | 159
7Y37CTO1WW | ARZD | 1.25m Mellanox QSFP Passive DAC Cable | 169
7Y37CTO1WW | ARZE | 1.5m Mellanox QSFP Passive DAC Cable | 169
7Y37CTO1WW | ARZF | 3m Mellanox QSFP Passive DAC Cable | 189
7Y37CTO1WW | ASQT | 0.5m Mellanox EDR IB Passive Copper QSFP28 Cable | 229
7Y37CTO1WW | ASQU | 0.75m Mellanox EDR IB Passive Copper QSFP28 Cable | 249
7Y37CTO1WW | ASQV | 1m Mellanox EDR IB Passive Copper QSFP28 Cable | 249
7Y37CTO1WW | ASQW | 1.25m Mellanox EDR IB Passive Copper QSFP28 Cable | 289
7Y37CTO1WW | ASQX | 1.5m Mellanox EDR IB Passive Copper QSFP28 Cable | 289
7Y37CTO1WW | ASQY | 2m Mellanox EDR IB Passive Copper QSFP28 Cable | 289
7Y37CTO1WW | ASQZ | 5m Mellanox EDR IB Optical QSFP28 Cable | 1359
7Y37CTO1WW | ASR0 | 10m Mellanox EDR IB Optical QSFP28 Cable | 1419
7Y37CTO1WW | ASR1 | 15m Mellanox EDR IB Optical QSFP28 Cable | 1509
7Y37CTO1WW | ASR2 | 20m Mellanox EDR IB Optical QSFP28 Cable | 1569
7Y37CTO1WW | ASR3 | 30m Mellanox EDR IB Optical QSFP28 Cable | 1789
7Y37CTO1WW | ASR5 | Lenovo 0.5m LC-LC OM3 MMF Cable | 24
7Y37CTO1WW | ASR6 | Lenovo 1m LC-LC OM3 MMF Cable | 24
7Y37CTO1WW | ASR7 | Lenovo 3m LC-LC OM3 MMF Cable | 24
7Y37CTO1WW | ASR8 | Lenovo 5m LC-LC OM3 MMF Cable | 29
7Y37CTO1WW | ASR9 | Lenovo 10m LC-LC OM3 MMF Cable | 39
7Y37CTO1WW | ASRA | Lenovo 15m LC-LC OM3 MMF Cable | 45
7Y37CTO1WW | ASRB | Lenovo 25m LC-LC OM3 MMF Cable | 54
7Y37CTO1WW | ASRC | Lenovo 30m LC-LC OM3 MMF Cable | 64
7Y37CTO1WW | ASRM | 3m Mellanox EDR IB Passive Copper QSFP28 Cable | 319
7Y37CTO1WW | ASRN | 3m Mellanox EDR IB Optical QSFP28 Cable | 1359
7Y37CTO1WW | ASRP | 50m Mellanox EDR IB Optical QSFP28 Cable | 2329
7Y37CTO1WW | ATC0 | 0.5m (SFF-8644 to SFF-8088) 6Gbps External mini-SAS cable | 39
7Y37CTO1WW | ATC1 | 1m (SFF-8644 to SFF-8088) 6Gbps External mini-SAS cable | 49
7Y37CTO1WW | ATC2 | 2m (SFF-8644 to SFF-8088) 6Gbps External mini-SAS cable | 79
7Y37CTO1WW | ATC3 | 4m (SFF-8644 to SFF-8088) 6Gbps External mini-SAS cable | 99
7Y37CTO1WW | ATC4 | 6m (SFF-8644 to SFF-8088) 6Gbps External mini-SAS cable | 129
7Y37CTO1WW | ATRP | Mellanox ConnectX-4 2x100GbE/EDR IB QSFP28 VPI Adapter | 2059
7Y37CTO1WW | ATYX | Lenovo 1m SFP+ to SFP+ Active Optical Cable | 104
7Y37CTO1WW | ATYY | Lenovo 3m SFP+ to SFP+ Active Optical Cable | 99
7Y37CTO1WW | ATYZ | Lenovo 5m SFP+ to SFP+ Active Optical Cable | 114
7Y37CTO1WW | ATZ0 | Lenovo 7m SFP+ to SFP+ Active Optical Cable | 129
7Y37CTO1WW | ATZ1 | Lenovo 15m SFP+ to SFP+ Active Optical Cable | 169
7Y37CTO1WW | ATZ2 | Lenovo 20m SFP+ to SFP+ Active Optical Cable | 169
7Y37CTO1WW | AU0B | Intel OPA 100 Series Single-port PCIe 3.0 x16 HFA | 1069
7Y37CTO1WW | AU0E | 0.5m Intel OPA 100 Series Passive Copper QSFP28 Cable | 79
7Y37CTO1WW | AU0F | 0.75m Intel OPA Passive Copper QSFP28 Cable | 139
7Y37CTO1WW | AU0G | 1m Intel OPA 100 Series Passive Copper QSFP28 Cable | 99
7Y37CTO1WW | AU0H | 1.25m Intel OPA 100 Series Passive Copper QSFP28 Cable | 159
7Y37CTO1WW | AU0J | 1.5m Intel OPA 100 Series Passive Copper QSFP28 Cable | 109
7Y37CTO1WW | AU0K | 2m Intel OPA 100 Series Passive Copper QSFP28 Cable | 129
7Y37CTO1WW | AU0M | 5m Intel OPA 100 Series Active Optical QSFP28 Cable | 899
7Y37CTO1WW | AU0P | 15m Intel OPA 100 Series Active Optical QSFP28 Cable | 949
7Y37CTO1WW | AU16 | 0.5m External MiniSAS HD 8644/MiniSAS HD 8644 Cable | 79
7Y37CTO1WW | AU17 | 1m External MiniSAS HD 8644/MiniSAS HD 8644 Cable | 89
7Y37CTO1WW | AU18 | 2m External MiniSAS HD 8644/MiniSAS HD 8644 Cable | 99
7Y37CTO1WW | AU19 | 3m External MiniSAS HD 8644/MiniSAS HD 8644 Cable | 109
7Y37CTO1WW | AUJY | External MiniSAS HD 8644/MiniSAS HD 8644 6M Cable | 249
7Y37CTO1WW | AUK7 | TPM 2.0 and Secure Boot | 0
7Y37CTO1WW | AUKX | ThinkSystem Intel X710-DA2 PCIe 10Gb 2-Port SFP+ Ethernet Adapter | 459
7Y37CTO1WW | AULY | ThinkSystem 2.5" 300GB 10K SAS 12Gb Hot Swap 512n HDD | 289
7Y37CTO1WW | AULZ | ThinkSystem 2.5" 600GB 10K SAS 12Gb Hot Swap 512n HDD | 319
7Y37CTO1WW | AUM1 | ThinkSystem 2.5" 1.2TB 10K SAS 12Gb Hot Swap 512n HDD | 389
7Y37CTO1WW | AUMU | ThinkSystem M.2 Enablement Kit | 39
7Y37CTO1WW | AUMV | ThinkSystem M.2 with Mirroring Enablement Kit | 149
7Y37CTO1WW | AUNC | ThinkSystem 16GB TruDDR4 2666 MHz (2Rx8 1.2V) RDIMM | 319
7Y37CTO1WW | AUNR | ThinkSystem 430-8e SAS/SATA 12Gb HBA | 299
7Y37CTO1WW | AUPW | ThinkSystem XClarity Controller Standard to Enterprise Upgrade | 100
7Y37CTO1WW | AUUE | ThinkSystem 2.5" 1TB 7.2K SATA 6Gb Hot Swap 512n HDD | 469
7Y37CTO1WW | AUUJ | ThinkSystem 2.5" 2TB 7.2K SATA 6Gb Hot Swap 512e HDD | 849
7Y37CTO1WW | AUUV | ThinkSystem M.2 128GB SATA 6Gbps Non-Hot Swap SSD | 159
7Y37CTO1WW | AUZY | ThinkSystem I350-T2 PCIe 1Gb 2-Port RJ45 Ethernet Adapter | 179
7Y37CTO1WW | AV1B | Lenovo 25GBase-SR SFP28 Transceiver | 449
7Y37CTO1WW | AV1D | Lenovo 100GBase-SR4 QSFP28 Transceiver | 1539
7Y37CTO1WW | AV1F | Lenovo 3m 25G SFP28 Active Optical Cable | 489
7Y37CTO1WW | AV1G | Lenovo 5m 25G SFP28 Active Optical Cable | 489
7Y37CTO1WW | AV1H | Lenovo 10m 25G SFP28 Active Optical Cable | 499
7Y37CTO1WW | AV1J | Lenovo 15m 25G SFP28 Active Optical Cable | 497
7Y37CTO1WW | AV1K | Lenovo 20m 25G SFP28 Active Optical Cable | 519
7Y37CTO1WW | AV1L | Lenovo 3m 100G QSFP28 Active Optical Cable | 1059
7Y37CTO1WW | AV1M | Lenovo 5m 100G QSFP28 Active Optical Cable | 1069
7Y37CTO1WW | AV1N | Lenovo 10m 100G QSFP28 Active Optical Cable | 1099
7Y37CTO1WW | AV1P | Lenovo 15m 100G QSFP28 Active Optical Cable | 1079
7Y37CTO1WW | AV1Q | Lenovo 20m 100G QSFP28 Active Optical Cable | 1179
7Y37CTO1WW | AV1R | Lenovo 3m 100G to 4x25G Breakout Active Optical Cable | 1949
7Y37CTO1WW | AV1S | Lenovo 5m 100G to 4x25G Breakout Active Optical Cable | 1975
7Y37CTO1WW | AV1T | Lenovo 10m 100G to 4x25G Breakout Active Optical Cable | 2035
7Y37CTO1WW | AV1U | Lenovo 15m 100G to 4x25G Breakout Active Optical Cable | 2095
7Y37CTO1WW | AV1V | Lenovo 20m 100G to 4x25G Breakout Active Optical Cable | 2149
7Y37CTO1WW | AV1W | Lenovo 1m Passive 25G SFP28 DAC Cable | 69
7Y37CTO1WW | AV1X | Lenovo 3m Passive 25G SFP28 DAC Cable | 79
7Y37CTO1WW | AV1Y | Lenovo 5m Passive 25G SFP28 DAC Cable | 159
7Y37CTO1WW | AV1Z | Lenovo 1m Passive 100G QSFP28 DAC Cable | 99
7Y37CTO1WW | AV20 | Lenovo 3m Passive 100G QSFP28 DAC Cable | 159
7Y37CTO1WW | AV21 | Lenovo 5m Passive 100G QSFP28 DAC Cable | 299
7Y37CTO1WW | AV22 | Lenovo 1m 100G QSFP28 to 4x25G SFP28 Breakout DAC Cable | 179
7Y37CTO1WW | AV23 | Lenovo 3m 100G QSFP28 to 4x25G SFP28 Breakout DAC Cable | 299
7Y37CTO1WW | AV24 | Lenovo 5m 100G QSFP28 to 4x25G SFP28 Breakout DAC Cable | 459
7Y37CTO1WW | AV25 | Lenovo 5m MPO-MPO OM4 MMF Cable | 114
7Y37CTO1WW | AV26 | Lenovo 7m MPO-MPO OM4 MMF Cable | 135
7Y37CTO1WW | AV27 | Lenovo 10m MPO-MPO OM4 MMF Cable | 159
7Y37CTO1WW | AV28 | Lenovo 15m MPO-MPO OM4 MMF Cable | 205
7Y37CTO1WW | AV29 | Lenovo 20m MPO-MPO OM4 MMF Cable | 259
7Y37CTO1WW | AV2A | Lenovo 30m MPO-MPO OM4 MMF Cable | 349
7Y37CTO1WW | AVFQ | 0.75m Green Cat5e Cable | 15
7Y37CTO1WW | AVFR | 1.0m Green Cat5e Cable | 19
7Y37CTO1WW | AVFS | 1.25m Green Cat5e Cable | 19
7Y37CTO1WW | AVFT | 0.75m Blue Cat5e Cable | 15
7Y37CTO1WW | AVFU | 1.0m Blue Cat5e Cable | 19
7Y37CTO1WW | AVFV | 1.25m Blue Cat5e Cable | 19
7Y37CTO1WW | AVFW | 0.75m Green Cat6 Cable | 19
7Y37CTO1WW | AVFX | 1.0m Green Cat6 Cable | 19
7Y37CTO1WW | AVFY | 1.25m Green Cat6 Cable | 19
7Y37CTO1WW | AVFZ | 1.5m Green Cat6 Cable | 19
7Y37CTO1WW | AVG0 | 3m Green Cat6 Cable | 25
7Y37CTO1WW | AVUT | ThinkSystem XClarity Controller Standard to Advanced Upgrade | 50
7Y37CTO1WW | AVUX | On Board SATA AHCI Mode | 0
7Y37CTO1WW | AVV0 | On Board SATA Software RAID Mode | 0
7Y37CTO1WW | B0ML | Feature Enable TPM on MB | 0
7Y37CTO1WW | B0N4 | 2.0m, 10A/100-250V, C13 to IEC 320-C14 Rack Power Cable | 29
7Y37CTO1WW | B0N5 | 1.0m, 13A/100-250V, C13 to C14 Jumper Cord | 25
7Y37CTO1WW | B0N6 | 1.5m, 13A/100-250V, C13 to C14 Jumper Cord | 29
7Y37CTO1WW | B0RJ | 10GBASE-LR SFP+Transceiver | 350
7Y37CTO1WW | B0RM | Mellanox ConnectX-5 EDR IB VPI Dual-port x16 PCIe 3.0 HCA | 2059
7Y37CTO1WW | B173 | Companion Part for XClarity Controller Standard to Enterprise Upgrade in Factory | 0
7Y37CTO1WW | B22J | 5m Intel OPA 100 Series Active Optical QSFP28 Low Power Cable | 809
7Y37CTO1WW | B22K | 10m Intel OPA 100 Series Active Optical QSFP28 Low Power Cable | 829
7Y37CTO1WW | B22L | 15m Intel OPA 100 Series Active Optical QSFP28 Low Power Cable | 839
7Y37CTO1WW | B22M | 20m Intel OPA 100 Series Active Optical QSFP28 Low Power Cable | 849
7Y37CTO1WW | B2UZ | Lenovo 1m 100G QSFP28 Active Optical Cable | 949
7Y37CTO1WW | B34S | ThinkSystem NVIDIA Tesla V100 32GB PCIe Passive GPU | 25819
7Y37CTO1WW | B3XX | ThinkSystem SR670 2.5" Chassis - 8 Drive, 4 GPU | 4500
7Y37CTO1WW | B3XY | ThinkSystem SR670 2.5" Chassis - 8 Drive, 8 GPU | 4500
7Y37CTO1WW | B3Y7 | ThinkSystem SR670 2-CPU, 24 DIMM System Board | 2000
7Y37CTO1WW | B3Y8 | ThinkSystem SR670 1-3 Slot PCIe x16 FHFL Riser Kit | 150
7Y37CTO1WW | B3YC | 2000W Platinum PSU | 699
7Y37CTO1WW | B42K | 1U 2.5" SATA/SAS 8-Bay Backplane | 130
7Y37CTO1WW | B47V | ThinkSystem SR670 Slide Rail Kit | 340
7Y37CTO1WW | B49L | ThinkSystem 2.5" Intel S4610 240GB Mainstream SATA 6Gb Hot Swap SSD | 399
7Y37CTO1WW | B49M | ThinkSystem 2.5" Intel S4610 480GB Mainstream SATA 6Gb Hot Swap SSD | 479
7Y37CTO1WW | B49N | ThinkSystem 2.5" Intel S4610 960GB Mainstream SATA 6Gb Hot Swap SSD | 699
7Y37CTO1WW | B49P | ThinkSystem 2.5" Intel S4610 1.92TB Mainstream SATA 6Gb Hot Swap SSD | 1289
7Y37CTO1WW | B49Q | ThinkSystem 2.5" Intel S4610 3.84TB Mainstream SATA 6Gb Hot Swap SSD | 2499
7Y37CTO1WW | B4H2 | ThinkSystem 16GB TruDDR4 2933MHz (2Rx8 1.2V) RDIMM | 319
7Y37CTO1WW | B4H3 | ThinkSystem 32GB TruDDR4 2933MHz (2Rx4 1.2V) RDIMM | 619
7Y37CTO1WW | B4H4 | ThinkSystem 64GB TruDDR4 2933MHz (2Rx4 1.2V) RDIMM | 1279
7Y37CTO1WW | B4H7 | Intel Xeon Platinum 8280 28C 205W 2.7GHz Processor | 18089
7Y37CTO1WW | B4H8 | Intel Xeon Platinum 8276 28C 165W 2.2GHz Processor | 15099
7Y37CTO1WW | B4H9 | Intel Xeon Platinum 8270 26C 205W 2.7GHz Processor | 12739
7Y37CTO1WW | B4HA | Intel Xeon Platinum 8268 24C 205W 2.9GHz Processor | 10929
7Y37CTO1WW | B4HB | Intel Xeon Platinum 8260 24C 165W 2.4GHz Processor | 8159
7Y37CTO1WW | B4HC | Intel Xeon Gold 6252 24C 150W 2.1GHz Processor | 5909
7Y37CTO1WW | B4HD | Intel Xeon Gold 6254 18C 200W 3.1GHz Processor | 6065
7Y37CTO1WW | B4HE | Intel Xeon Gold 6248 20C 150W 2.5GHz Processor | 5049
7Y37CTO1WW | B4HF | Intel Xeon Gold 6244 8C 150W 3.6GHz Processor | 4699
7Y37CTO1WW | B4HG | Intel Xeon Gold 6242 16C 150W 2.8GHz Processor | 4419
7Y37CTO1WW | B4HH | Intel Xeon Gold 6240 18C 150W 2.6GHz Processor | 3819
7Y37CTO1WW | B4HJ | Intel Xeon Gold 6230 20C 125W 2.1GHz Processor | 3099
7Y37CTO1WW | B4HK | Intel Xeon Gold 5220 18C 125W 2.2GHz Processor | 2599
7Y37CTO1WW | B4HL | Intel Xeon Gold 5218 16C 125W 2.3GHz Processor | 2019
7Y37CTO1WW | B4HM | Intel Xeon Gold 5217 8C 115W 3.0GHz Processor | 2659
7Y37CTO1WW | B4HN | Intel Xeon Gold 5215 10C 85W 2.5GHz Processor | 2019
7Y37CTO1WW | B4HP | Intel Xeon Silver 4216 16C 100W 2.1GHz Processor | 1649
7Y37CTO1WW | B4HS | Intel Xeon Silver 4210 10C 85W 2.2GHz Processor | 859
7Y37CTO1WW | B4P5 | Intel Xeon Platinum 8280L 28C 205W 2.7GHz Processor | 29099
7Y37CTO1WW | B4P6 | Intel Xeon Platinum 8276L 28C 165W 2.2GHz Processor | 26689
7Y37CTO1WW | B4P7 | Intel Xeon Platinum 8260L 24C 165W 2.4GHz Processor | 19249
7Y37CTO1WW | B4P9 | Intel Xeon Gold 5215L 10C 85W 2.5GHz Processor | 17019
7Y37CTO1WW | B4QQ | 0.5m Mellanox HDR IB Passive Copper QSFP56 Cable | 299
7Y37CTO1WW | B4QR | 1m Mellanox HDR IB Passive Copper QSFP56 Cable | 399
7Y37CTO1WW | B4QS | 1.5m Mellanox HDR IB Passive Copper QSFP56 Cable | 449
7Y37CTO1WW | B4QT | 2m Mellanox HDR IB Passive Copper QSFP56 Cable | 499
7Y37CTO1WW | B4QW | 3m Mellanox HDR IB Active Optical QSFP56 Cable | 2099
7Y37CTO1WW | B4QX | 5m Mellanox HDR IB Active Optical QSFP56 Cable | 2149
7Y37CTO1WW | B4QY | 10m Mellanox HDR IB Active Optical QSFP56 Cable | 2199
7Y37CTO1WW | B4QZ | 15m Mellanox HDR IB Active Optical QSFP56 Cable | 2249
7Y37CTO1WW | B4R0 | 20m Mellanox HDR IB Active Optical QSFP56 Cable | 2299
7Y37CTO1WW | B4R1 | 1m Mellanox HDR IB to 2x HDR100 Splitter Passive Copper QSFP56 Cable | 399
7Y37CTO1WW | B4R2 | 1.5m Mellanox HDR IB to 2x HDR100 Splitter Passive Copper QSFP56 Cable | 449
7Y37CTO1WW | B4R4 | 3m Mellanox HDR IB to 2x HDR100 Splitter Optical QSFP56 Cable | 2799
7Y37CTO1WW | B4R5 | 5m Mellanox HDR IB to 2x HDR100 Splitter Optical QSFP56 Cable | 2899
7Y37CTO1WW | B4R6 | 10m Mellanox HDR IB to 2x HDR100 Splitter Optical QSFP56 Cable | 2999
7Y37CTO1WW | B4R7 | 15m Mellanox HDR IB to 2x HDR100 Splitter Optical QSFP56 Cable | 3199
7Y37CTO1WW | B4R8 | 20m Mellanox HDR IB to 2x HDR100 Splitter Optical QSFP56 Cable | 3299
7Y37CTO1WW | B4R9 | ThinkSystem Mellanox ConnectX-6 HDR100/100GbE QSFP56 1-port PCIe VPI Adapter | 1779
7Y37CTO1WW | B4RA | ThinkSystem Mellanox ConnectX-6 HDR100/100GbE QSFP56 2-port PCIe VPI Adapter | 2099
7Y37CTO1WW | B4RB | ThinkSystem Mellanox HDR/200GbE 2x PCIe Aux Kit | 639
7Y37CTO1WW | B4RC | ThinkSystem Mellanox ConnectX-6 HDR/200GbE QSFP56 1-port PCIe 4 VPI Adapter | 2209
7Y37CTO1WW | B4RN | Blaze Jumper Setting | 0
7Y37CTO1WW | B4Y4 | ThinkSystem 2.5" SS530 400GB Performance SAS 12Gb Hot Swap SSD | 1479
7Y37CTO1WW | B4Y5 | ThinkSystem 2.5" SS530 800GB Performance SAS 12Gb Hot Swap SSD | 2299
7Y37CTO1WW | B4Y7 | ThinkSystem 2.5" SS530 3.2TB Performance SAS 12Gb Hot Swap SSD | 7859
7Y37CTO1WW | B4YB | ThinkSystem NVIDIA T4 16GB PCIe Passive GPU | 6279
7Y37CTO1WW | B5DP | ThinkSystem SR670 RAID 930-8i 2GB Flash | 699
7Y37CTO1WW | B5MP | ThinkSystem SR670 RAID 530-8i PCIe Adapter | 299
7Y37CTO1WW | B5MQ | ThinkSystem SR670 RAID 730-8i 1GB Cache Adapter | 499
7Y37CTO1WW | B5MR | ThinkSystem SR670 430-8i SAS/SATA HBA | 299
7Y37CTO1WW | B5N6 | ThinkSystem 16GB TruDDR4 Performance+ 2933MHz (2Rx8 1.2V) RDIMM | 729
7Y37CTO1WW | B5N7 | ThinkSystem 32GB TruDDR4 Performance+ 2933MHz (2Rx4 1.2V) RDIMM | 1379
7Y37CTO1WW | B5S1 | Intel Xeon Gold 5222 4C 105W 3.8GHz Processor | 1999
7Y37CTO1WW | B68K | 30m Mellanox HDR IB to 2x HDR100 Splitter Optical QSFP56 Cable | 3499
7Y37CTO1WW | B68L | 2m Mellanox HDR IB to 2x HDR100 Splitter Passive Copper QSFP56 Cable | 499
7Y37CTO1WW | B68M | 100m Mellanox HDR IB Optical QSFP56 Cable | 5099
7Y37CTO1WW | B68N | 50m Mellanox HDR IB Optical QSFP56 Cable | 3699
7Y37CTO1WW | B68P | 30m Mellanox HDR IB Optical QSFP56 Cable | 2399
7Y37CTO1WW | B6BB | ThinkSystem SR670 4 Slot PCIe x8/x16 FHHL Riser Kit | 215
7Y37CTO1WW | B6CJ | Intel Xeon Gold 6238 22C 140W 2.1GHz Processor | 4799
7Y37CTO1WW | B6CK | Intel Xeon Gold 6234 8C 130W 3.3GHz Processor | 3999
7Y37CTO1WW | B6CR | Intel Xeon Gold 6238L 22C 140W 2.1GHz Processor | 14599
7Y37CTO1WW | B6CS | Intel Xeon Gold 6240L 18C 150W 2.6GHz Processor | 14299
7Y37CTO1WW | B6PD | Intel Xeon Gold 6246 12C 165W 3.3GHz Processor | 5999
7Y37CTO1WW | B7HC | ThinkSystem SR670 CLX 2-CPU, 24 DIMM System Board | 1999
7Y37CTO1WW | B7N5 | Intel Xeon Silver 4210R 10C 100W 2.4GHz Processor | 899
7Y37CTO1WW | B7N6 | Intel Xeon Silver 4214R 12C 100W 2.4GHz Processor | 1259
7Y37CTO1WW | B7N9 | Intel Xeon Gold 5220R 24C 150W 2.2GHz Processor | 2739
7Y37CTO1WW | B87R | Mellanox CX6 Socket-Direct Adapter Cable Assemble Way | 0
7Y37CTO1WW | B88T | VMware ESXi 6.7 U3 (factory installed) | 0
7Y37CTO1WW | B8HP | ThinkSystem 2.5" 5300 960GB Entry SATA 6Gb Hot Swap SSD | 489
7Y37CTO1WW | B8HU | ThinkSystem 2.5" PM1645a 800GB Mainstream SAS 12Gb Hot Swap SSD | 819
7Y37CTO1WW | B8HV | ThinkSystem 2.5" 5300 240GB Entry SATA 6Gb Hot Swap SSD | 359
7Y37CTO1WW | B8J4 | ThinkSystem 2.5" PM1645a 1.6TB Mainstream SAS 12Gb Hot Swap SSD | 1379
7Y37CTO1WW | B8J5 | ThinkSystem 2.5" 5300 1.92TB Entry SATA 6Gb Hot Swap SSD | 939
7Y37CTO1WW | B8JA | ThinkSystem 2.5" PM1645a 6.4TB Mainstream SAS 12Gb Hot Swap SSD | 6049
7Y37CTO1WW | B8JD | ThinkSystem 2.5" PM1645a 3.2TB Mainstream SAS 12Gb Hot Swap SSD | 2579
7Y37CTO1WW | B8JM | ThinkSystem 2.5" 5300 480GB Entry SATA 6Gb Hot Swap SSD | 309
7Y37CTO1WW | B8JP | ThinkSystem 2.5" 5300 3.84TB Entry SATA 6Gb Hot Swap SSD | 1789
7Y37CTO1WW | B8PP | ThinkSystem Mellanox ConnectX-6 Dx 100GbE QSFP56 2-port PCIe Ethernet Adapter | 1019
7Y37CTO1WW | B96D | Intel Xeon Gold 6256 12C 205W 3.6GHz Processor | 6759
7Y37CTO1WW | BAZL | Intel Xeon Gold 6238R 28C 165W 2.2GHz Processor | 4599
7Y37CTO1WW | BAZM | Intel Xeon Gold 6240R 24C 165W 2.4GHz Processor | 3859
7Y37CTO1WW | BAZN | Intel Xeon Gold 6242R 20C 205W 3.1GHz Processor | 4459
7Y37CTO1WW | BAZP | Intel Xeon Gold 6246R 16C 205W 3.4GHz Processor | 5779
7Y37CTO1WW | BAZQ | Intel Xeon Gold 6248R 24C 205W 3.0GHz Processor | 4739
7Y37CTO1WW | BAZR | Intel Xeon Gold 6258R 28C 205W 2.7GHz Processor | 6839
7Y37CTO1WW | BAZS | Intel Xeon Gold 5218R 20C 125W 2.1GHz Processor | 2259
7Y37CTO1WW | BAZU | Intel Xeon Silver 4215R 8C 130W 3.2GHz Processor | 1429
7Y37CTO1WW | BAZW | Intel Xeon Gold 6226R 16C 150W 2.9GHz Processor | 2289
7Y37CTO1WW | BAZX | Intel Xeon Gold 6230R 26C 150W 2.1GHz Processor | 3349
7Y37CTO1WW | BB2D | ThinkSystem NVIDIA Quadro RTX 6000 24GB PCIe Passive GPU | 11189
7Y37CTO1WW | BB2E | ThinkSystem NVIDIA Tesla V100S 32GB PCIe Passive GPU | 26079
7Y37CTO1WW | BBZG | VMware ESXi 7.0 (Factory Installed) | 2
7Y37CTO1WW | BCB6 | Vertical Assembly Rack - Rotate Device Left (Counter Clockwise) | 0
7Y37CTO1WW | BCTC | ThinkSystem 2.5" Multi Vendor 240GB Entry SATA 6Gb Hot Swap SSD | 219
7Y37CTO1WW | BCTD | ThinkSystem 2.5" Multi Vendor 480GB Entry SATA 6Gb Hot Swap SSD | 219
7Y37CTO1WW | BCTE | ThinkSystem 2.5" Multi Vendor 960GB Entry SATA 6Gb Hot Swap SSD | 659
7Y37CTO1WW | BCTF | ThinkSystem 2.5" Multi Vendor 1.92TB Entry SATA 6Gb Hot Swap SSD | 1289
7Y37CTO1WW | BCTG | ThinkSystem 2.5" Multi Vendor 3.84TB Entry SATA 6Gb Hot Swap SSD | 1259
7Y37CTO1WW | BE5E | VMware ESXi 7.0 U1 (Factory Installed) | 0
7Y37CTO1WW | BEL4 | ThinkSystem NVIDIA A40 48GB PCIe Gen4 Passive GPU | 14289
7Y37CTO1WW | BEL5 | ThinkSystem NVIDIA A100 40GB PCIe Gen4 Passive GPU | 35939
7Y37CTO1WW | BF9Y | ThinkSystem 2U 2FH Riser Bracket | 29
7Y37CTO1WW | BFH1 | Lenovo 100Gb SR4 QSFP28 Ethernet Transceiver | 689
7Y37CTO1WW | BFYB | Operating mode selection for: "Maximum Performance Mode" | 0
7Y37CTO1WW | BFYC | Operating mode selection for: "Minimal Power Mode" | 0
7Y37CTO1WW | BFYD | Operating mode selection for: "Efficiency Favoring Power Savings Mode" | 0
7Y37CTO1WW | BFYE | Operating mode selection for: "Efficiency - Favoring Performance Mode" | 0
7Y37CTO1WW | BFZZ | ThinkSystem 2.5" Nytro 3732 800GB Performance SAS 12Gb Hot Swap SSD SED | 1669
7Y37CTO1WW | BG04 | ThinkSystem 2.5" Nytro 3732 3.2TB Performance SAS 12Gb Hot Swap SSD | 6259
7Y37CTO1WW | BG05 | ThinkSystem 2.5" Nytro 3732 1.6TB Performance SAS 12Gb Hot Swap SSD | 3259
7Y37CTO1WW | BG06 | ThinkSystem 2.5" Nytro 3732 800GB Performance SAS 12Gb Hot Swap SSD | 1669
7Y37CTO1WW | BG07 | ThinkSystem 2.5" Nytro 3732 400GB Performance SAS 12Gb Hot Swap SSD | 1029
7Y37CTO1WW | BHSR | VMware ESXi 7.0 U2 (Factory Installed) | 0
7Y37CTOGWW | 64 | QLogic 10Gb SFP+ SR Optical Transceiver | 909
7Y37CTOGWW | 69 | Brocade 10Gb SFP+ SR Optical Transceiver | 909
7Y37CTOGWW | 747 | UID Asset Tag Label | 20
7Y37CTOGWW | 1763 | EMEA Long Leadtime Configurations | 0
7Y37CTOGWW | 1772 | Capacity Scheduling Service | 0
7Y37CTOGWW | 1796 | Custom SLA Scheduling Service | 0
7Y37CTOGWW | 2300 | BladeCenter Chassis Configuration | 250
7Y37CTOGWW | 2302 | RAID Configuration | 149
7Y37CTOGWW | 2306 | Integration >1U Component | 125
7Y37CTOGWW | 2321 | Custom MFG SVCS Fee - Small Increment | 3
7Y37CTOGWW | 3700 | 1m LC-LC Fiber Cable (networking) | 79
7Y37CTOGWW | 3701 | 5m LC-LC Fiber Cable (networking) | 129
7Y37CTOGWW | 3702 | 25m LC-LC Fiber Cable (networking) | 189
7Y37CTOGWW | 3742 | 3m Console Switch Cable (USB) | 19
7Y37CTOGWW | 3760 | 1.8m Black Cat5e Cable | 17
7Y37CTOGWW | 3761 | 3m Black Cat5e Cable | 19
7Y37CTOGWW | 3762 | 10m Black Cat5e Cable | 29
7Y37CTOGWW | 3791 | 0.6m Yellow Cat5e Cable | 24
7Y37CTOGWW | 3792 | 1.5m Yellow Cat5e Cable | 24
7Y37CTOGWW | 3793 | 3m Yellow Cat5e Cable | 25
7Y37CTOGWW | 3794 | 10m Yellow Cat5e Cable | 34
7Y37CTOGWW | 3795 | 25m Yellow Cat5e Cable | 69
7Y37CTOGWW | 3796 | 0.6m Green Cat5e Cable | 16
7Y37CTOGWW | 3797 | 1.5m Green Cat5e Cable | 17
7Y37CTOGWW | 3798 | 3m Green Cat5e Cable | 19
7Y37CTOGWW | 3799 | 10m Green Cat5e Cable | 29
7Y37CTOGWW | 3800 | 25m Green Cat5e Cable | 69
7Y37CTOGWW | 3801 | 0.6m Blue Cat5e Cable | 24
7Y37CTOGWW | 3802 | 1.5m Blue Cat5e Cable | 14
7Y37CTOGWW | 3803 | 3m Blue Cat5e Cable | 25
7Y37CTOGWW | 3804 | 10m Blue Cat5e Cable | 34
7Y37CTOGWW | 3805 | 25m Blue Cat5e Cable | 69
7Y37CTOGWW | 5053 | SFP+ SR Transceiver | 699
7Y37CTOGWW | 5977 | Select Storage devices - no configured RAID required | 0
7Y37CTOGWW | 5978 | Select Storage devices - configured RAID | 0
7Y37CTOGWW | 6201 | 1.5m, 10A/100-250V, C13 to IEC 320-C14 Rack Power Cable | 19
7Y37CTOGWW | 6263 | 4.3m, 10A/100-250V, C13 to IEC 320-C14 Rack Power Cable | 19
7Y37CTOGWW | 6311 | 2.8m, 10A/100-250V, C13 to IEC 320-C14 Rack Power Cable | 9
7Y37CTOGWW | 6373 | 4.3m, 10A/250V, C13 to NEMA 6-15P (US) Line Cord | 15
7Y37CTOGWW | 6400 | 2.8m, 13A/100-250V, C13 to C14 Jumper Cord | 9
7Y37CTOGWW | 6570 | 2.0m, 13A/100-250V, C13 to C14 Jumper Cord | 19
7Y37CTOGWW | 6583 | 4.3m, 13A/100-250V, C13 to C14 Rack Power Cable | 19
7Y37CTOGWW | 7008 | Primary Array 2 HDDs | 0
7Y37CTOGWW | 7009 | Primary Array 3 HDDs | 0
7Y37CTOGWW | 7010 | Primary Array 4 HDDs | 0
7Y37CTOGWW | 7011 | Primary Array 5 HDDs | 0
7Y37CTOGWW | 7012 | Primary Array 6 HDDs | 0
7Y37CTOGWW | 7013 | Primary Array 7 HDDs | 0
7Y37CTOGWW | 7014 | Primary Array 8 HDDs | 0
7Y37CTOGWW | 7015 | Secondary Array 2 HDDs | 0
7Y37CTOGWW | 7016 | Secondary Array 3 HDDs | 0
7Y37CTOGWW | 7017 | Secondary Array 4 HDDs | 0
7Y37CTOGWW | 7057 | Secondary Array 5 HDDs | 0
7Y37CTOGWW | 7058 | Secondary Array 6 HDDs | 0
7Y37CTOGWW | 7831 | Customer Solution Center Services | 0
7Y37CTOGWW | 7929 | e1350 Special Bid Solution Component | 0
7Y37CTOGWW | 8031 | Consolidate Shipment | 0
7Y37CTOGWW | 8034 | LeSI Solution Component | 0
7Y37CTOGWW | 8067 | TAA Compliant Order | 0
7Y37CTOGWW | 8072 | General Racking Solution | 0
7Y37CTOGWW | 8086 | No Publications Selected | 0
7Y37CTOGWW | 8971 | Integrate in manufacturing | 0
7Y37CTOGWW | 8972 | Ship Uninstalled (Safety) | 0
7Y37CTOGWW | 9013 | Hot Spare | 0
7Y37CTOGWW | 9016 | Memory Sparing | 0
7Y37CTOGWW | 9017 | Enable Memory Mirroring | 0
7Y37CTOGWW | 9170 | Storage SubSystem ID 01 | 0
7Y37CTOGWW | 9171 | Storage SubSystem ID 02 | 0
7Y37CTOGWW | 9172 | Storage SubSystem ID 03 | 0
7Y37CTOGWW | 9173 | Storage SubSystem ID 04 | 0
7Y37CTOGWW | 9174 | Storage SubSystem ID 05 | 0
7Y37CTOGWW | 9175 | Storage SubSystem ID 06 | 0
7Y37CTOGWW | 9176 | Storage SubSystem ID 07 | 0
7Y37CTOGWW | 9177 | Storage SubSystem ID 08 | 0
7Y37CTOGWW | 9178 | Storage SubSystem ID 09 | 0
7Y37CTOGWW | 9179 | Storage SubSystem ID 10 | 0
7Y37CTOGWW | 9180 | Storage SubSystem ID 11 | 0
7Y37CTOGWW | 9181 | Storage SubSystem ID 12 | 0
7Y37CTOGWW | 9182 | Storage SubSystem ID 13 | 0
7Y37CTOGWW | 9183 | Storage SubSystem ID 14 | 0
7Y37CTOGWW | 9184 | Storage SubSystem ID 15 | 0
7Y37CTOGWW | 9185 | Storage SubSystem ID 16 | 0
7Y37CTOGWW | 9186 | Storage SubSystem ID 17 | 0
7Y37CTOGWW | 9187 | Storage SubSystem ID 18 | 0
7Y37CTOGWW | 9188 | Storage SubSystem ID 19 | 0
7Y37CTOGWW | 9189 | Storage SubSystem ID 20 | 0
7Y37CTOGWW | A102 | Advanced Grouping | 0
7Y37CTOGWW | A103 | System x Cluster Upgrade | 0
7Y37CTOGWW | A193 | Integrated Solutions | 0
7Y37CTOGWW | A1A6 | Cisco 10GBASE-SR SFP+ Transceiver | 1495
7Y37CTOGWW | A1MS | 10m Cat6 Yellow Cable | 49
7Y37CTOGWW | A1MT | 10m Green Cat6 Cable | 49
7Y37CTOGWW | A1MU | 10m Cat6 Blue Cable | 49
7Y37CTOGWW | A1MV | 25m Cat6 Yellow Cable | 105
7Y37CTOGWW | A1MW | 25m Green Cat6 Cable | 105
7Y37CTOGWW | A1MX | 25m Cat6 Blue Cable | 105
7Y37CTOGWW | A1PH | 1m Passive DAC SFP+ Cable | 69
7Y37CTOGWW | A1PJ | 3m Passive DAC SFP+ Cable | 89
7Y37CTOGWW | A1PK | 5m Passive DAC SFP+ Cable | 159
7Y37CTOGWW | A1PL | 8.5m Passive DAC SFP+ Cable | 329
7Y37CTOGWW | A1RF | 2.8m, 10A/250V, C13 to NEMA 6-15P Line Cord | 15
7Y37CTOGWW | A2K6 | Primary Array - RAID 0 | 0
7Y37CTOGWW | A2K7 | Primary Array - RAID 1 | 0
7Y37CTOGWW | A2K9 | Primary Array - RAID 5 | 0
7Y37CTOGWW | A2KB | Primary Array - RAID 10 | 0
7Y37CTOGWW | A2KF | Secondary Array - RAID 0 | 0
7Y37CTOGWW | A2KG | Secondary Array - RAID 1 | 0
7Y37CTOGWW | A2KJ | Secondary Array - RAID 5 | 0
7Y37CTOGWW | A2KL | Secondary Array - RAID 10 | 0
7Y37CTOGWW | A2X0 | No Power Cord Validation | 0
7Y37CTOGWW | A3RG | 0.5m Passive DAC SFP+ Cable | 79
7Y37CTOGWW | A3RH | 7m Passive DAC SFP+ Cable | 179
7Y37CTOGWW | A4VP | 1.0m, 10A/100-250V, C13 to IEC 320-C14 Rack Power Cable | 19
7Y37CTOGWW | A51N | 1.5m Passive DAC SFP+ Cable | 89
7Y37CTOGWW | A51P | 2m Passive DAC SFP+ Cable | 89
7Y37CTOGWW | A5DL | SFP 1000Base-T (RJ-45) Transceiver | 89
7Y37CTOGWW | A5UA | Lenovo 1m MPO-4xLC OM3 MMF Breakout Cable | 279
7Y37CTOGWW | A5UB | Lenovo 3m MPO-4xLC OM3 MMF Breakout Cable | 329
7Y37CTOGWW | A5UC | Lenovo 5m MPO-4xLC OM3 MMF Breakout Cable | 379
7Y37CTOGWW | ARZA | 0.5m Mellanox QSFP Passive DAC Cable | 139
7Y37CTOGWW | ARZB | 0.75m Mellanox QSFP Passive DAC Cable | 149
7Y37CTOGWW | ARZC | 1m Mellanox QSFP Passive DAC Cable | 159
7Y37CTOGWW | ARZD | 1.25m Mellanox QSFP Passive DAC Cable | 169
7Y37CTOGWW | ARZE | 1.5m Mellanox QSFP Passive DAC Cable | 169
7Y37CTOGWW | ARZF | 3m Mellanox QSFP Passive DAC Cable | 189
7Y37CTOGWW | ASQT | 0.5m Mellanox EDR IB Passive Copper QSFP28 Cable | 229
7Y37CTOGWW | ASQU | 0.75m Mellanox EDR IB Passive Copper QSFP28 Cable | 249
7Y37CTOGWW | ASQV | 1m Mellanox EDR IB Passive Copper QSFP28 Cable | 249
7Y37CTOGWW | ASQW | 1.25m Mellanox EDR IB Passive Copper QSFP28 Cable | 289
7Y37CTOGWW | ASQX | 1.5m Mellanox EDR IB Passive Copper QSFP28 Cable | 289
7Y37CTOGWW | ASQY | 2m Mellanox EDR IB Passive Copper QSFP28 Cable | 289
7Y37CTOGWW | ASQZ | 5m Mellanox EDR IB Optical QSFP28 Cable | 1359
7Y37CTOGWW | ASR0 | 10m Mellanox EDR IB Optical QSFP28 Cable | 1419
7Y37CTOGWW | ASR1 | 15m Mellanox EDR IB Optical QSFP28 Cable | 1509
7Y37CTOGWW | ASR2 | 20m Mellanox EDR IB Optical QSFP28 Cable | 1569
7Y37CTOGWW | ASR3 | 30m Mellanox EDR IB Optical QSFP28 Cable | 1789
7Y37CTOGWW | ASR5 | Lenovo 0.5m LC-LC OM3 MMF Cable | 24
7Y37CTOGWW | ASR6 | Lenovo 1m LC-LC OM3 MMF Cable | 24
7Y37CTOGWW | ASR7 | Lenovo 3m LC-LC OM3 MMF Cable | 24
7Y37CTOGWW | ASR8 | Lenovo 5m LC-LC OM3 MMF Cable | 29
7Y37CTOGWW | ASR9 | Lenovo 10m LC-LC OM3 MMF Cable | 39
7Y37CTOGWW | ASRA | Lenovo 15m LC-LC OM3 MMF Cable | 45
7Y37CTOGWW | ASRB | Lenovo 25m LC-LC OM3 MMF Cable | 54
7Y37CTOGWW | ASRC | Lenovo 30m LC-LC OM3 MMF Cable | 64
7Y37CTOGWW | ASRM | 3m Mellanox EDR IB Passive Copper QSFP28 Cable | 319
7Y37CTOGWW | ASRN | 3m Mellanox EDR IB Optical QSFP28 Cable | 1359
7Y37CTOGWW | ASRP | 50m Mellanox EDR IB Optical QSFP28 Cable | 2329
7Y37CTOGWW | ATC0 | 0.5m (SFF-8644 to SFF-8088) 6Gbps External mini-SAS cable | 39
7Y37CTOGWW | ATC1 | 1m (SFF-8644 to SFF-8088) 6Gbps External mini-SAS cable | 49
7Y37CTOGWW | ATC2 | 2m (SFF-8644 to SFF-8088) 6Gbps External mini-SAS cable | 79
7Y37CTOGWW | ATC3 | 4m (SFF-8644 to SFF-8088) 6Gbps External mini-SAS cable | 99
7Y37CTOGWW | ATC4 | 6m (SFF-8644 to SFF-8088) 6Gbps External mini-SAS cable | 129
7Y37CTOGWW | ATRP | Mellanox ConnectX-4 2x100GbE/EDR IB QSFP28 VPI Adapter | 2059
7Y37CTOGWW | ATYX | Lenovo 1m SFP+ to SFP+ Active Optical Cable | 104
7Y37CTOGWW | ATYY | Lenovo 3m SFP+ to SFP+ Active Optical Cable | 99
7Y37CTOGWW | ATYZ | Lenovo 5m SFP+ to SFP+ Active Optical Cable | 114
7Y37CTOGWW | ATZ0 | Lenovo 7m SFP+ to SFP+ Active Optical Cable | 129
7Y37CTOGWW | ATZ1 | Lenovo 15m SFP+ to SFP+ Active Optical Cable | 169
7Y37CTOGWW | ATZ2 | Lenovo 20m SFP+ to SFP+ Active Optical Cable | 169
7Y37CTOGWW | AU0B | Intel OPA 100 Series Single-port PCIe 3.0 x16 HFA | 1069
7Y37CTOGWW | AU0E | 0.5m Intel OPA 100 Series Passive Copper QSFP28 Cable | 79
7Y37CTOGWW | AU0F | 0.75m Intel OPA Passive Copper QSFP28 Cable | 139
7Y37CTOGWW | AU0G | 1m Intel OPA 100 Series Passive Copper QSFP28 Cable | 99
7Y37CTOGWW | AU0H | 1.25m Intel OPA 100 Series Passive Copper QSFP28 Cable | 159
7Y37CTOGWW | AU0J | 1.5m Intel OPA 100 Series Passive Copper QSFP28 Cable | 109
7Y37CTOGWW | AU0K | 2m Intel OPA 100 Series Passive Copper QSFP28 Cable | 129
7Y37CTOGWW | AU0M | 5m Intel OPA 100 Series Active Optical QSFP28 Cable | 899
7Y37CTOGWW | AU0P | 15m Intel OPA 100 Series Active Optical QSFP28 Cable | 949
7Y37CTOGWW | AU16 | 0.5m External MiniSAS HD 8644/MiniSAS HD 8644 Cable | 79
7Y37CTOGWW | AU17 | 1m External MiniSAS HD 8644/MiniSAS HD 8644 Cable | 89
7Y37CTOGWW | AU18 | 2m External MiniSAS HD 8644/MiniSAS HD 8644 Cable | 99
7Y37CTOGWW | AU19 | 3m External MiniSAS HD 8644/MiniSAS HD 8644 Cable | 109
7Y37CTOGWW | AUJY | External MiniSAS HD 8644/MiniSAS HD 8644 6M Cable | 249
7Y37CTOGWW | AUK7 | TPM 2.0 and Secure Boot | 0
7Y37CTOGWW | AUKX | ThinkSystem Intel X710-DA2 PCIe 10Gb 2-Port SFP+ Ethernet Adapter | 459
7Y37CTOGWW | AULY | ThinkSystem 2.5" 300GB 10K SAS 12Gb Hot Swap 512n HDD | 289
7Y37CTOGWW | AULZ | ThinkSystem 2.5" 600GB 10K SAS 12Gb Hot Swap 512n HDD | 319
7Y37CTOGWW | AUM1 | ThinkSystem 2.5" 1.2TB 10K SAS 12Gb Hot Swap 512n HDD | 389
7Y37CTOGWW | AUMU | ThinkSystem M.2 Enablement Kit | 39
7Y37CTOGWW | AUMV | ThinkSystem M.2 with Mirroring Enablement Kit | 149
7Y37CTOGWW | AUNR | ThinkSystem 430-8e SAS/SATA 12Gb HBA | 299
7Y37CTOGWW | AUPW | ThinkSystem XClarity Controller Standard to Enterprise Upgrade | 100
7Y37CTOGWW | AUUE | ThinkSystem 2.5" 1TB 7.2K SATA 6Gb Hot Swap 512n HDD | 469
7Y37CTOGWW | AUUJ | ThinkSystem 2.5" 2TB 7.2K SATA 6Gb Hot Swap 512e HDD | 849
7Y37CTOGWW | AUUV | ThinkSystem M.2 128GB SATA 6Gbps Non-Hot Swap SSD | 159
7Y37CTOGWW | AUZY | ThinkSystem I350-T2 PCIe 1Gb 2-Port RJ45 Ethernet Adapter | 179
7Y37CTOGWW | AV1B | Lenovo 25GBase-SR SFP28 Transceiver | 449
7Y37CTOGWW | AV1D | Lenovo 100GBase-SR4 QSFP28 Transceiver | 1539
7Y37CTOGWW | AV1F | Lenovo 3m 25G SFP28 Active Optical Cable | 489
7Y37CTOGWW | AV1G | Lenovo 5m 25G SFP28 Active Optical Cable | 489
7Y37CTOGWW | AV1H | Lenovo 10m 25G SFP28 Active Optical Cable | 499
7Y37CTOGWW | AV1J | Lenovo 15m 25G SFP28 Active Optical Cable | 497
7Y37CTOGWW | AV1K | Lenovo 20m 25G SFP28 Active Optical Cable | 519
7Y37CTOGWW | AV1L | Lenovo 3m 100G QSFP28 Active Optical Cable | 1059
7Y37CTOGWW | AV1M | Lenovo 5m 100G QSFP28 Active Optical Cable | 1069
7Y37CTOGWW | AV1N | Lenovo 10m 100G QSFP28 Active Optical Cable | 1099
7Y37CTOGWW | AV1P | Lenovo 15m 100G QSFP28 Active Optical Cable | 1079
7Y37CTOGWW | AV1Q | Lenovo 20m 100G QSFP28 Active Optical Cable | 1179
7Y37CTOGWW | AV1R | Lenovo 3m 100G to 4x25G Breakout Active Optical Cable | 1949
7Y37CTOGWW | AV1S | Lenovo 5m 100G to 4x25G Breakout Active Optical Cable | 1975
7Y37CTOGWW | AV1T | Lenovo 10m 100G to 4x25G Breakout Active Optical Cable | 2035
7Y37CTOGWW | AV1U | Lenovo 15m 100G to 4x25G Breakout Active Optical Cable | 2095
7Y37CTOGWW | AV1V | Lenovo 20m 100G to 4x25G Breakout Active Optical Cable | 2149
7Y37CTOGWW | AV1W | Lenovo 1m Passive 25G SFP28 DAC Cable | 69
7Y37CTOGWW | AV1X | Lenovo 3m Passive 25G SFP28 DAC Cable | 79
7Y37CTOGWW | AV1Y | Lenovo 5m Passive 25G SFP28 DAC Cable | 159
7Y37CTOGWW | AV1Z | Lenovo 1m Passive 100G QSFP28 DAC Cable | 99
7Y37CTOGWW | AV20 | Lenovo 3m Passive 100G QSFP28 DAC Cable | 159
7Y37CTOGWW | AV21 | Lenovo 5m Passive 100G QSFP28 DAC Cable | 299
7Y37CTOGWW | AV22 | Lenovo 1m 100G QSFP28 to 4x25G SFP28 Breakout DAC Cable | 179
7Y37CTOGWW | AV23 | Lenovo 3m 100G QSFP28 to 4x25G SFP28 Breakout DAC Cable | 299
7Y37CTOGWW | AV24 | Lenovo 5m 100G QSFP28 to 4x25G SFP28 Breakout DAC Cable | 459
7Y37CTOGWW | AV25 | Lenovo 5m MPO-MPO OM4 MMF Cable | 114
7Y37CTOGWW | AV26 | Lenovo 7m MPO-MPO OM4 MMF Cable | 135
7Y37CTOGWW | AV27 | Lenovo 10m MPO-MPO OM4 MMF Cable | 159
7Y37CTOGWW | AV28 | Lenovo 15m MPO-MPO OM4 MMF Cable | 205
7Y37CTOGWW | AV29 | Lenovo 20m MPO-MPO OM4 MMF Cable | 259
7Y37CTOGWW | AV2A | Lenovo 30m MPO-MPO OM4 MMF Cable | 349
7Y37CTOGWW | AVFQ | 0.75m Green Cat5e Cable | 15
7Y37CTOGWW | AVFR | 1.0m Green Cat5e Cable | 19
7Y37CTOGWW | AVFS | 1.25m Green Cat5e Cable | 19
7Y37CTOGWW | AVFT | 0.75m Blue Cat5e Cable | 15
7Y37CTOGWW | AVFU | 1.0m Blue Cat5e Cable | 19
7Y37CTOGWW | AVFV | 1.25m Blue Cat5e Cable | 19
7Y37CTOGWW | AVFW | 0.75m Green Cat6 Cable | 19
7Y37CTOGWW | AVFX | 1.0m Green Cat6 Cable | 19
7Y37CTOGWW | AVFY | 1.25m Green Cat6 Cable | 19
7Y37CTOGWW | AVFZ | 1.5m Green Cat6 Cable | 19
7Y37CTOGWW | AVG0 | 3m Green Cat6 Cable | 25
7Y37CTOGWW | AVUT | ThinkSystem XClarity Controller Standard to Advanced Upgrade | 50
7Y37CTOGWW | AVUX | On Board SATA AHCI Mode | 0
7Y37CTOGWW | AVV0 | On Board SATA Software RAID Mode | 0
7Y37CTOGWW | B0ML | Feature Enable TPM on MB | 0
7Y37CTOGWW | B0N4 | 2.0m, 10A/100-250V, C13 to IEC 320-C14 Rack Power Cable | 29
7Y37CTOGWW | B0N5 | 1.0m, 13A/100-250V, C13 to C14 Jumper Cord | 25
7Y37CTOGWW | B0N6 | 1.5m, 13A/100-250V, C13 to C14 Jumper Cord | 29
7Y37CTOGWW | B0RJ | 10GBASE-LR SFP+Transceiver | 350
7Y37CTOGWW | B0RM | Mellanox ConnectX-5 EDR IB VPI Dual-port x16 PCIe 3.0 HCA | 2059
7Y37CTOGWW | B173 | Companion Part for XClarity Controller Standard to Enterprise Upgrade in Factory | 0
7Y37CTOGWW | B22J | 5m Intel OPA 100 Series Active Optical QSFP28 Low Power Cable | 809
7Y37CTOGWW | B22K | 10m Intel OPA 100 Series Active Optical QSFP28 Low Power Cable | 829
7Y37CTOGWW | B22L | 15m Intel OPA 100 Series Active Optical QSFP28 Low Power Cable | 839
7Y37CTOGWW | B22M | 20m Intel OPA 100 Series Active Optical QSFP28 Low Power Cable | 849
7Y37CTOGWW | B2UZ | Lenovo 1m 100G QSFP28 Active Optical Cable | 949
7Y37CTOGWW | B34S | ThinkSystem NVIDIA Tesla V100 32GB PCIe Passive GPU | 25819
7Y37CTOGWW | B3XX | ThinkSystem SR670 2.5" Chassis - 8 Drive, 4 GPU | 4500
7Y37CTOGWW | B3XY | ThinkSystem SR670 2.5" Chassis - 8 Drive, 8 GPU | 4500
7Y37CTOGWW | B3Y7 | ThinkSystem SR670 2-CPU, 24 DIMM System Board | 2000
7Y37CTOGWW | B3Y8 | ThinkSystem SR670 1-3 Slot PCIe x16 FHFL Riser Kit | 150
7Y37CTOGWW | B3YC | 2000W Platinum PSU | 699
7Y37CTOGWW | B42K | 1U 2.5" SATA/SAS 8-Bay Backplane | 130
7Y37CTOGWW | B47V | ThinkSystem SR670 Slide Rail Kit | 340
7Y37CTOGWW | B49L | ThinkSystem 2.5" Intel S4610 240GB Mainstream SATA 6Gb Hot Swap SSD | 399
7Y37CTOGWW | B49M | ThinkSystem 2.5" Intel S4610 480GB Mainstream SATA 6Gb Hot Swap SSD | 479
7Y37CTOGWW | B49N | ThinkSystem 2.5" Intel S4610 960GB Mainstream SATA 6Gb Hot Swap SSD | 699
7Y37CTOGWW | B49P | ThinkSystem 2.5" Intel S4610 1.92TB Mainstream SATA 6Gb Hot Swap SSD | 1289
7Y37CTOGWW | B49Q | ThinkSystem 2.5" Intel S4610 3.84TB Mainstream SATA 6Gb Hot Swap SSD | 2499
7Y37CTOGWW | B4H2 | ThinkSystem 16GB TruDDR4 2933MHz (2Rx8 1.2V) RDIMM | 319
7Y37CTOGWW | B4H3 | ThinkSystem 32GB TruDDR4 2933MHz (2Rx4 1.2V) RDIMM | 619
7Y37CTOGWW | B4H4 | ThinkSystem 64GB TruDDR4 2933MHz (2Rx4 1.2V) RDIMM | 1279
7Y37CTOGWW | B4H7 | Intel Xeon Platinum 8280 28C 205W 2.7GHz Processor | 18089
7Y37CTOGWW | B4H8 | Intel Xeon Platinum 8276 28C 165W 2.2GHz Processor | 15099
7Y37CTOGWW | B4H9 | Intel Xeon Platinum 8270 26C 205W 2.7GHz Processor | 12739
7Y37CTOGWW | B4HA | Intel Xeon Platinum 8268 24C 205W 2.9GHz Processor | 10929
7Y37CTOGWW | B4HB | Intel Xeon Platinum 8260 24C 165W 2.4GHz Processor | 8159
7Y37CTOGWW | B4HC | Intel Xeon Gold 6252 24C 150W 2.1GHz Processor | 5909
7Y37CTOGWW | B4HD | Intel Xeon Gold 6254 18C 200W 3.1GHz Processor | 6065
7Y37CTOGWW | B4HE | Intel Xeon Gold 6248 20C 150W 2.5GHz Processor | 5049
7Y37CTOGWW | B4HF | Intel Xeon Gold 6244 8C 150W 3.6GHz Processor | 4699
7Y37CTOGWW | B4HG | Intel Xeon Gold 6242 16C 150W 2.8GHz Processor | 4419
7Y37CTOGWW | B4HH | Intel Xeon Gold 6240 18C 150W 2.6GHz Processor | 3819
7Y37CTOGWW | B4HJ | Intel Xeon Gold 6230 20C 125W 2.1GHz Processor | 3099
7Y37CTOGWW | B4HK | Intel Xeon Gold 5220 18C 125W 2.2GHz Processor | 2599
7Y37CTOGWW | B4HL | Intel Xeon Gold 5218 16C 125W 2.3GHz Processor | 2019
7Y37CTOGWW | B4HM | Intel Xeon Gold 5217 8C 115W 3.0GHz Processor | 2659
7Y37CTOGWW | B4HN | Intel Xeon Gold 5215 10C 85W 2.5GHz Processor | 2019
7Y37CTOGWW | B4HP | Intel Xeon Silver 4216 16C 100W 2.1GHz Processor | 1649
7Y37CTOGWW | B4HS | Intel Xeon Silver 4210 10C 85W 2.2GHz Processor | 859
7Y37CTOGWW | B4P5 | Intel Xeon Platinum 8280L 28C 205W 2.7GHz Processor | 29099
7Y37CTOGWW | B4P6 | Intel Xeon Platinum 8276L 28C 165W 2.2GHz Processor | 26689
7Y37CTOGWW | B4P7 | Intel Xeon Platinum 8260L 24C 165W 2.4GHz Processor | 19249
7Y37CTOGWW | B4P9 | Intel Xeon Gold 5215L 10C 85W 2.5GHz Processor | 17019
7Y37CTOGWW | B4QQ | 0.5m Mellanox HDR IB Passive Copper QSFP56 Cable | 299
7Y37CTOGWW | B4QR | 1m Mellanox HDR IB Passive Copper QSFP56 Cable | 399
7Y37CTOGWW | B4QS | 1.5m Mellanox HDR IB Passive Copper QSFP56 Cable | 449
7Y37CTOGWW | B4QT | 2m Mellanox HDR IB Passive Copper QSFP56 Cable | 499
7Y37CTOGWW | B4QW | 3m Mellanox HDR IB Active Optical QSFP56 Cable | 2099
7Y37CTOGWW | B4QX | 5m Mellanox HDR IB Active Optical QSFP56 Cable | 2149
7Y37CTOGWW | B4QY | 10m Mellanox HDR IB Active Optical QSFP56 Cable | 2199
7Y37CTOGWW | B4QZ | 15m Mellanox HDR IB Active Optical QSFP56 Cable | 2249
7Y37CTOGWW | B4R0 | 20m Mellanox HDR IB Active Optical QSFP56 Cable | 2299
7Y37CTOGWW | B4R1 | 1m Mellanox HDR IB to 2x HDR100 Splitter Passive Copper QSFP56 Cable | 399
7Y37CTOGWW | B4R2 | 1.5m Mellanox HDR IB to 2x HDR100 Splitter Passive Copper QSFP56 Cable | 449
7Y37CTOGWW | B4R4 | 3m Mellanox HDR IB to 2x HDR100 Splitter Optical QSFP56 Cable | 2799
7Y37CTOGWW | B4R5 | 5m Mellanox HDR IB to 2x HDR100 Splitter Optical QSFP56 Cable | 2899
7Y37CTOGWW | B4R6 | 10m Mellanox HDR IB to 2x HDR100 Splitter Optical QSFP56 Cable | 2999
7Y37CTOGWW | B4R7 | 15m Mellanox HDR IB to 2x HDR100 Splitter Optical QSFP56 Cable | 3199
7Y37CTOGWW | B4R8 | 20m Mellanox HDR IB to 2x HDR100 Splitter Optical QSFP56 Cable | 3299
7Y37CTOGWW | B4R9 | ThinkSystem Mellanox ConnectX-6 HDR100/100GbE QSFP56 1-port PCIe VPI Adapter | 1779
7Y37CTOGWW | B4RA | ThinkSystem Mellanox ConnectX-6 HDR100/100GbE QSFP56 2-port PCIe VPI Adapter | 2099
7Y37CTOGWW | B4RB | ThinkSystem Mellanox HDR/200GbE 2x PCIe Aux Kit | 639
7Y37CTOGWW | B4RC | ThinkSystem Mellanox ConnectX-6 HDR/200GbE QSFP56 1-port PCIe 4 VPI Adapter | 2209
7Y37CTOGWW | B4RN | Blaze Jumper Setting | 0
7Y37CTOGWW | B4Y4 | ThinkSystem 2.5" SS530 400GB Performance SAS 12Gb Hot Swap SSD | 1479
7Y37CTOGWW | B4Y5 | ThinkSystem 2.5" SS530 800GB Performance SAS 12Gb Hot Swap SSD | 2299
7Y37CTOGWW | B4Y7 | ThinkSystem 2.5" SS530 3.2TB Performance SAS 12Gb Hot Swap SSD | 7859
7Y37CTOGWW | B4YB | ThinkSystem NVIDIA T4 16GB PCIe Passive GPU | 6279
7Y37CTOGWW | B5DP | ThinkSystem SR670 RAID 930-8i 2GB Flash | 699
7Y37CTOGWW | B5MP | ThinkSystem SR670 RAID 530-8i PCIe Adapter | 299
7Y37CTOGWW | B5MQ | ThinkSystem SR670 RAID 730-8i 1GB Cache Adapter | 499
7Y37CTOGWW | B5MR | ThinkSystem SR670 430-8i SAS/SATA HBA | 299
7Y37CTOGWW | B5N6 | ThinkSystem 16GB TruDDR4 Performance+ 2933MHz (2Rx8 1.2V) RDIMM | 729
7Y37CTOGWW | B5N7 | ThinkSystem 32GB TruDDR4 Performance+ 2933MHz (2Rx4 1.2V) RDIMM | 1379
7Y37CTOGWW | B5S1 | Intel Xeon Gold 5222 4C 105W 3.8GHz Processor | 1999
7Y37CTOGWW | B68K | 30m Mellanox HDR IB to 2x HDR100 Splitter Optical QSFP56 Cable | 3499
7Y37CTOGWW | B68L | 2m Mellanox HDR IB to 2x HDR100 Splitter Passive Copper QSFP56 Cable | 499
7Y37CTOGWW | B68M | 100m Mellanox HDR IB Optical QSFP56 Cable | 5099
7Y37CTOGWW | B68N | 50m Mellanox HDR IB Optical QSFP56 Cable | 3699
7Y37CTOGWW | B68P | 30m Mellanox HDR IB Optical QSFP56 Cable | 2399
7Y37CTOGWW | B6BB | ThinkSystem SR670 4 Slot PCIe x8/x16 FHHL Riser Kit | 215
7Y37CTOGWW | B6CJ | Intel Xeon Gold 6238 22C 140W 2.1GHz Processor | 4799
7Y37CTOGWW | B6CK | Intel Xeon Gold 6234 8C 130W 3.3GHz Processor | 3999
7Y37CTOGWW | B6CR | Intel Xeon Gold 6238L 22C 140W 2.1GHz Processor | 14599
7Y37CTOGWW | B6CS | Intel Xeon Gold 6240L 18C 150W 2.6GHz Processor | 14299
7Y37CTOGWW | B6PD | Intel Xeon Gold 6246 12C 165W 3.3GHz Processor | 5999
7Y37CTOGWW | B7HC | ThinkSystem SR670 CLX 2-CPU, 24 DIMM System Board | 1999
7Y37CTOGWW | B7N5 | Intel Xeon Silver 4210R 10C 100W 2.4GHz Processor | 899
7Y37CTOGWW | B7N6 | Intel Xeon Silver 4214R 12C 100W 2.4GHz Processor | 1259
7Y37CTOGWW | B7N9 | Intel Xeon Gold 5220R 24C 150W 2.2GHz Processor | 2739
7Y37CTOGWW | B87R | Mellanox CX6 Socket-Direct Adapter Cable Assemble Way | 0
7Y37CTOGWW | B88T | VMware ESXi 6.7 U3 (factory installed) | 0
7Y37CTOGWW | B8HP | ThinkSystem 2.5" 5300 960GB Entry SATA 6Gb Hot Swap SSD | 489
7Y37CTOGWW | B8HU | ThinkSystem 2.5" PM1645a 800GB Mainstream SAS 12Gb Hot Swap SSD | 819
7Y37CTOGWW | B8HV | ThinkSystem 2.5" 5300 240GB Entry SATA 6Gb Hot Swap SSD | 359
7Y37CTOGWW | B8J4 | ThinkSystem 2.5" PM1645a 1.6TB Mainstream SAS 12Gb Hot Swap SSD | 1379
7Y37CTOGWW | B8J5 | ThinkSystem 2.5" 5300 1.92TB Entry SATA 6Gb Hot Swap SSD | 939
7Y37CTOGWW | B8JA | ThinkSystem 2.5" PM1645a 6.4TB Mainstream SAS 12Gb Hot Swap SSD | 6049
7Y37CTOGWW | B8JD | ThinkSystem 2.5" PM1645a 3.2TB Mainstream SAS 12Gb Hot Swap SSD | 2579
7Y37CTOGWW | B8JM | ThinkSystem 2.5" 5300 480GB Entry SATA 6Gb Hot Swap SSD | 309
7Y37CTOGWW | B8JP | ThinkSystem 2.5" 5300 3.84TB Entry SATA 6Gb Hot Swap SSD | 1789
7Y37CTOGWW | B8PP | ThinkSystem Mellanox ConnectX-6 Dx 100GbE QSFP56 2-port PCIe Ethernet Adapter | 1019
7Y37CTOGWW | B96C | Intel Xeon Gold 6250 8C 185W 3.9GHz Processor | 5889
7Y37CTOGWW | B96D | Intel Xeon Gold 6256 12C 205W 3.6GHz Processor | 6759
7Y37CTOGWW | BAZL | Intel Xeon Gold 6238R 28C 165W 2.2GHz Processor | 4599
7Y37CTOGWW | BAZM | Intel Xeon Gold 6240R 24C 165W 2.4GHz Processor | 3859
7Y37CTOGWW | BAZN | Intel Xeon Gold 6242R 20C 205W 3.1GHz Processor | 4459
7Y37CTOGWW | BAZP | Intel Xeon Gold 6246R 16C 205W 3.4GHz Processor | 5779
7Y37CTOGWW | BAZQ | Intel Xeon Gold 6248R 24C 205W 3.0GHz Processor | 4739
7Y37CTOGWW | BAZR | Intel Xeon Gold 6258R 28C 205W 2.7GHz Processor | 6839
7Y37CTOGWW | BAZS | Intel Xeon Gold 5218R 20C 125W 2.1GHz Processor | 2259
7Y37CTOGWW | BAZU | Intel Xeon Silver 4215R 8C 130W 3.2GHz Processor | 1429
7Y37CTOGWW | BAZW | Intel Xeon Gold 6226R 16C 150W 2.9GHz Processor | 2289
7Y37CTOGWW | BAZX | Intel Xeon Gold 6230R 26C 150W 2.1GHz Processor | 3349
7Y37CTOGWW | BB2D | ThinkSystem NVIDIA Quadro RTX 6000 24GB PCIe Passive GPU | 11189
7Y37CTOGWW | BB2E | ThinkSystem NVIDIA Tesla V100S 32GB PCIe Passive GPU | 26079
7Y37CTOGWW | BBZG | VMware ESXi 7.0 (Factory Installed) | 2
7Y37CTOGWW | BCB6 | Vertical Assembly Rack - Rotate Device Left (Counter Clockwise) | 0
7Y37CTOGWW | BCG5 | SR670 Vertical Mount Kit | 529
7Y37CTOGWW | BCTC | ThinkSystem 2.5" Multi Vendor 240GB Entry SATA 6Gb Hot Swap SSD | 219
7Y37CTOGWW | BCTD | ThinkSystem 2.5" Multi Vendor 480GB Entry SATA 6Gb Hot Swap SSD | 219
7Y37CTOGWW | BCTE | ThinkSystem 2.5" Multi Vendor 960GB Entry SATA 6Gb Hot Swap SSD | 659
7Y37CTOGWW | BCTF | ThinkSystem 2.5" Multi Vendor 1.92TB Entry SATA 6Gb Hot Swap SSD | 1289
7Y37CTOGWW | BCTG | ThinkSystem 2.5" Multi Vendor 3.84TB Entry SATA 6Gb Hot Swap SSD | 1259
7Y37CTOGWW | BE5E | VMware ESXi 7.0 U1 (Factory Installed) | 0
7Y37CTOGWW | BEL4 | ThinkSystem NVIDIA A40 48GB PCIe Gen4 Passive GPU | 14289
7Y37CTOGWW | BEL5 | ThinkSystem NVIDIA A100 40GB PCIe Gen4 Passive GPU | 35939
7Y37CTOGWW | BFH1 | Lenovo 100Gb SR4 QSFP28 Ethernet Transceiver | 689
7Y37CTOGWW | BFYB | Operating mode selection for: "Maximum Performance Mode" | 0
7Y37CTOGWW | BFYC | Operating mode selection for: "Minimal Power Mode" | 0
7Y37CTOGWW | BFYD | Operating mode selection for: "Efficiency Favoring Power Savings Mode" | 0
7Y37CTOGWW | BFYE | Operating mode selection for: "Efficiency - Favoring Performance Mode" | 0
7Y37CTOGWW | BFZZ | ThinkSystem 2.5" Nytro 3732 800GB Performance SAS 12Gb Hot Swap SSD SED | 1669
7Y37CTOGWW | BG04 | ThinkSystem 2.5" Nytro 3732 3.2TB Performance SAS 12Gb Hot Swap SSD | 6259
7Y37CTOGWW | BG05 | ThinkSystem 2.5" Nytro 3732 1.6TB Performance SAS 12Gb Hot Swap SSD | 3259
7Y37CTOGWW | BG06 | ThinkSystem 2.5" Nytro 3732 800GB Performance SAS 12Gb Hot Swap SSD | 1669
7Y37CTOGWW | BG07 | ThinkSystem 2.5" Nytro 3732 400GB Performance SAS 12Gb Hot Swap SSD | 1029
7Y37CTOGWW | BHSR | VMware ESXi 7.0 U2 (Factory Installed) | 0
7Y38CTO1WW | 64 | QLogic 10Gb SFP+ SR Optical Transceiver | 909
7Y38CTO1WW | 69 | Brocade 10Gb SFP+ SR Optical Transceiver | 909
7Y38CTO1WW | 747 | UID Asset Tag Label | 20
7Y38CTO1WW | 1763 | EMEA Long Leadtime Configurations | 0
7Y38CTO1WW | 1772 | Capacity Scheduling Service | 0
7Y38CTO1WW | 1796 | Custom SLA Scheduling Service | 0
7Y38CTO1WW | 2300 | BladeCenter Chassis Configuration | 250
7Y38CTO1WW | 2302 | RAID Configuration | 149
7Y38CTO1WW | 2306 | Integration >1U Component | 125
7Y38CTO1WW | 2321 | Custom MFG SVCS Fee - Small Increment | 3
7Y38CTO1WW | 3700 | 1m LC-LC Fiber Cable (networking) | 79
7Y38CTO1WW | 3701 | 5m LC-LC Fiber Cable (networking) | 129
7Y38CTO1WW | 3702 | 25m LC-LC Fiber Cable (networking) | 189
7Y38CTO1WW | 3742 | 3m Console Switch Cable (USB) | 19
7Y38CTO1WW | 3760 | 1.8m Black Cat5e Cable | 17
7Y38CTO1WW | 3761 | 3m Black Cat5e Cable | 19
7Y38CTO1WW | 3762 | 10m Black Cat5e Cable | 29
7Y38CTO1WW | 3791 | 0.6m Yellow Cat5e Cable | 24
7Y38CTO1WW | 3792 | 1.5m Yellow Cat5e Cable | 24
7Y38CTO1WW | 3793 | 3m Yellow Cat5e Cable | 25
7Y38CTO1WW | 3794 | 10m Yellow Cat5e Cable | 34
7Y38CTO1WW | 3795 | 25m Yellow Cat5e Cable | 69
7Y38CTO1WW | 3796 | 0.6m Green Cat5e Cable | 16
7Y38CTO1WW | 3797 | 1.5m Green Cat5e Cable | 17
7Y38CTO1WW | 3798 | 3m Green Cat5e Cable | 19
7Y38CTO1WW | 3799 | 10m Green Cat5e Cable | 29
7Y38CTO1WW | 3800 | 25m Green Cat5e Cable | 69
7Y38CTO1WW | 3801 | 0.6m Blue Cat5e Cable | 24
7Y38CTO1WW | 3802 | 1.5m Blue Cat5e Cable | 14
7Y38CTO1WW | 3803 | 3m Blue Cat5e Cable | 25
7Y38CTO1WW | 3804 | 10m Blue Cat5e Cable | 34
7Y38CTO1WW | 3805 | 25m Blue Cat5e Cable | 69
7Y38CTO1WW | 5053 | SFP+ SR Transceiver | 699
7Y38CTO1WW | 5977 | Select Storage devices - no configured RAID required | 0
7Y38CTO1WW | 5978 | Select Storage devices - configured RAID | 0
7Y38CTO1WW | 6201 | 1.5m, 10A/100-250V, C13 to IEC 320-C14 Rack Power Cable | 19
7Y38CTO1WW | 6263 | 4.3m, 10A/100-250V, C13 to IEC 320-C14 Rack Power Cable | 19
7Y38CTO1WW | 6311 | 2.8m, 10A/100-250V, C13 to IEC 320-C14 Rack Power Cable | 9
7Y38CTO1WW | 6373 | 4.3m, 10A/250V, C13 to NEMA 6-15P (US) Line Cord | 15
7Y38CTO1WW | 6400 | 2.8m, 13A/100-250V, C13 to C14 Jumper Cord | 9
7Y38CTO1WW | 6570 | 2.0m, 13A/100-250V, C13 to C14 Jumper Cord | 19
7Y38CTO1WW | 6583 | 4.3m, 13A/100-250V, C13 to C14 Rack Power Cable | 19
7Y38CTO1WW | 7008 | Primary Array 2 HDDs | 0
7Y38CTO1WW | 7009 | Primary Array 3 HDDs | 0
7Y38CTO1WW | 7010 | Primary Array 4 HDDs | 0
7Y38CTO1WW | 7011 | Primary Array 5 HDDs | 0
7Y38CTO1WW | 7012 | Primary Array 6 HDDs | 0
7Y38CTO1WW | 7013 | Primary Array 7 HDDs | 0
7Y38CTO1WW | 7014 | Primary Array 8 HDDs | 0
7Y38CTO1WW | 7015 | Secondary Array 2 HDDs | 0
7Y38CTO1WW | 7016 | Secondary Array 3 HDDs | 0
7Y38CTO1WW | 7017 | Secondary Array 4 HDDs | 0
7Y38CTO1WW | 7057 | Secondary Array 5 HDDs | 0
7Y38CTO1WW | 7058 | Secondary Array 6 HDDs | 0
7Y38CTO1WW | 7831 | Customer Solution Center Services | 0
7Y38CTO1WW | 7929 | e1350 Special Bid Solution Component | 0
7Y38CTO1WW | 8031 | Consolidate Shipment | 0
7Y38CTO1WW | 8034 | LeSI Solution Component | 0
7Y38CTO1WW | 8067 | TAA Compliant Order | 0
7Y38CTO1WW | 8072 | General Racking Solution | 0
7Y38CTO1WW | 8086 | No Publications Selected | 0
7Y38CTO1WW | 8971 | Integrate in manufacturing | 0
7Y38CTO1WW | 8972 | Ship Uninstalled (Safety) | 0
7Y38CTO1WW | 9013 | Hot Spare | 0
7Y38CTO1WW | 9016 | Memory Sparing | 0
7Y38CTO1WW | 9017 | Enable Memory Mirroring | 0
7Y38CTO1WW | 9170 | Storage SubSystem ID 01 | 0
7Y38CTO1WW | 9171 | Storage SubSystem ID 02 | 0
7Y38CTO1WW | 9172 | Storage SubSystem ID 03 | 0
7Y38CTO1WW | 9173 | Storage SubSystem ID 04 | 0
7Y38CTO1WW | 9174 | Storage SubSystem ID 05 | 0
7Y38CTO1WW | 9175 | Storage SubSystem ID 06 | 0
7Y38CTO1WW | 9176 | Storage SubSystem ID 07 | 0
7Y38CTO1WW | 9177 | Storage SubSystem ID 08 | 0
7Y38CTO1WW | 9178 | Storage SubSystem ID 09 | 0
7Y38CTO1WW | 9179 | Storage SubSystem ID 10 | 0
7Y38CTO1WW | 9180 | Storage SubSystem ID 11 | 0
7Y38CTO1WW | 9181 | Storage SubSystem ID 12 | 0
7Y38CTO1WW | 9182 | Storage SubSystem ID 13 | 0
7Y38CTO1WW | 9183 | Storage SubSystem ID 14 | 0
7Y38CTO1WW | 9184 | Storage SubSystem ID 15 | 0
7Y38CTO1WW | 9185 | Storage SubSystem ID 16 | 0
7Y38CTO1WW | 9186 | Storage SubSystem ID 17 | 0
7Y38CTO1WW | 9187 | Storage SubSystem ID 18 | 0
7Y38CTO1WW | 9188 | Storage SubSystem ID 19 | 0
7Y38CTO1WW | 9189 | Storage SubSystem ID 20 | 0
7Y38CTO1WW | A102 | Advanced Grouping | 0
7Y38CTO1WW | A103 | System x Cluster Upgrade | 0
7Y38CTO1WW | A193 | Integrated Solutions | 0
7Y38CTO1WW | A1A6 | Cisco 10GBASE-SR SFP+ Transceiver | 1495
7Y38CTO1WW | A1MS | 10m Cat6 Yellow Cable | 49
7Y38CTO1WW | A1MT | 10m Green Cat6 Cable | 49
7Y38CTO1WW | A1MU | 10m Cat6 Blue Cable | 49
7Y38CTO1WW | A1MV | 25m Cat6 Yellow Cable | 105
7Y38CTO1WW | A1MW | 25m Green Cat6 Cable | 105
7Y38CTO1WW | A1MX | 25m Cat6 Blue Cable | 105
7Y38CTO1WW | A1PH | 1m Passive DAC SFP+ Cable | 69
7Y38CTO1WW | A1PJ | 3m Passive DAC SFP+ Cable | 89
7Y38CTO1WW | A1PK | 5m Passive DAC SFP+ Cable | 159
7Y38CTO1WW | A1PL | 8.5m Passive DAC SFP+ Cable | 329
7Y38CTO1WW | A1RF | 2.8m, 10A/250V, C13 to NEMA 6-15P Line Cord | 15
7Y38CTO1WW | A2K6 | Primary Array - RAID 0 | 0
7Y38CTO1WW | A2K7 | Primary Array - RAID 1 | 0
7Y38CTO1WW | A2K9 | Primary Array - RAID 5 | 0
7Y38CTO1WW | A2KB | Primary Array - RAID 10 | 0
7Y38CTO1WW | A2KF | Secondary Array - RAID 0 | 0
7Y38CTO1WW | A2KG | Secondary Array - RAID 1 | 0
7Y38CTO1WW | A2KJ | Secondary Array - RAID 5 | 0
7Y38CTO1WW | A2KL | Secondary Array - RAID 10 | 0
7Y38CTO1WW | A2X0 | No Power Cord Validation | 0
7Y38CTO1WW | A3RG | 0.5m Passive DAC SFP+ Cable | 79
7Y38CTO1WW | A3RH | 7m Passive DAC SFP+ Cable | 179
7Y38CTO1WW | A4VP | 1.0m, 10A/100-250V, C13 to IEC 320-C14 Rack Power Cable | 19
7Y38CTO1WW | A51N | 1.5m Passive DAC SFP+ Cable | 89
7Y38CTO1WW | A51P | 2m Passive DAC SFP+ Cable | 89
7Y38CTO1WW | A5DL | SFP 1000Base-T (RJ-45) Transceiver | 89
7Y38CTO1WW | A5UA | Lenovo 1m MPO-4xLC OM3 MMF Breakout Cable | 279
7Y38CTO1WW | A5UB | Lenovo 3m MPO-4xLC OM3 MMF Breakout Cable | 329
7Y38CTO1WW | A5UC | Lenovo 5m MPO-4xLC OM3 MMF Breakout Cable | 379
7Y38CTO1WW | ASQT | 0.5m Mellanox EDR IB Passive Copper QSFP28 Cable | 229
7Y38CTO1WW | ASQU | 0.75m Mellanox EDR IB Passive Copper QSFP28 Cable | 249
7Y38CTO1WW | ASQV | 1m Mellanox EDR IB Passive Copper QSFP28 Cable | 249
7Y38CTO1WW | ASQW | 1.25m Mellanox EDR IB Passive Copper QSFP28 Cable | 289
7Y38CTO1WW | ASQX | 1.5m Mellanox EDR IB Passive Copper QSFP28 Cable | 289
7Y38CTO1WW | ASQY | 2m Mellanox EDR IB Passive Copper QSFP28 Cable | 289
7Y38CTO1WW | ASQZ | 5m Mellanox EDR IB Optical QSFP28 Cable | 1359
7Y38CTO1WW | ASR0 | 10m Mellanox EDR IB Optical QSFP28 Cable | 1419
7Y38CTO1WW | ASR1 | 15m Mellanox EDR IB Optical QSFP28 Cable | 1509
7Y38CTO1WW | ASR2 | 20m Mellanox EDR IB Optical QSFP28 Cable | 1569
7Y38CTO1WW | ASR3 | 30m Mellanox EDR IB Optical QSFP28 Cable | 1789
7Y38CTO1WW | ASR5 | Lenovo 0.5m LC-LC OM3 MMF Cable | 24
7Y38CTO1WW | ASR6 | Lenovo 1m LC-LC OM3 MMF Cable | 24
7Y38CTO1WW | ASR7 | Lenovo 3m LC-LC OM3 MMF Cable | 24
7Y38CTO1WW | ASR8 | Lenovo 5m LC-LC OM3 MMF Cable | 29
7Y38CTO1WW | ASR9 | Lenovo 10m LC-LC OM3 MMF Cable | 39
7Y38CTO1WW | ASRA | Lenovo 15m LC-LC OM3 MMF Cable | 45
7Y38CTO1WW | ASRB | Lenovo 25m LC-LC OM3 MMF Cable | 54
7Y38CTO1WW | ASRC | Lenovo 30m LC-LC OM3 MMF Cable | 64
7Y38CTO1WW | ASRN | 3m Mellanox EDR IB Optical QSFP28 Cable | 1359
7Y38CTO1WW | ATC0 | 0.5m (SFF-8644 to SFF-8088) 6Gbps External mini-SAS cable | 39
7Y38CTO1WW | ATC1 | 1m (SFF-8644 to SFF-8088) 6Gbps External mini-SAS cable | 49
7Y38CTO1WW | ATC2 | 2m (SFF-8644 to SFF-8088) 6Gbps External mini-SAS cable | 79
7Y38CTO1WW | ATC3 | 4m (SFF-8644 to SFF-8088) 6Gbps External mini-SAS cable | 99
7Y38CTO1WW | ATC4 | 6m (SFF-8644 to SFF-8088) 6Gbps External mini-SAS cable | 129
7Y38CTO1WW | ATRP | Mellanox ConnectX-4 2x100GbE/EDR IB QSFP28 VPI Adapter | 2059
7Y38CTO1WW | ATYX | Lenovo 1m SFP+ to SFP+ Active Optical Cable | 104
7Y38CTO1WW | ATYY | Lenovo 3m SFP+ to SFP+ Active Optical Cable | 99
7Y38CTO1WW | ATYZ | Lenovo 5m SFP+ to SFP+ Active Optical Cable | 114
7Y38CTO1WW | ATZ0 | Lenovo 7m SFP+ to SFP+ Active Optical Cable | 129
7Y38CTO1WW | ATZ1 | Lenovo 15m SFP+ to SFP+ Active Optical Cable | 169
7Y38CTO1WW | ATZ2 | Lenovo 20m SFP+ to SFP+ Active Optical Cable | 169
7Y38CTO1WW | AU0B | Intel OPA 100 Series Single-port PCIe 3.0 x16 HFA | 1069
7Y38CTO1WW | AU0E | 0.5m Intel OPA 100 Series Passive Copper QSFP28 Cable | 79
7Y38CTO1WW | AU0F | 0.75m Intel OPA Passive Copper QSFP28 Cable | 139
7Y38CTO1WW | AU0G | 1m Intel OPA 100 Series Passive Copper QSFP28 Cable | 99
7Y38CTO1WW | AU0H | 1.25m Intel OPA 100 Series Passive Copper QSFP28 Cable | 159
7Y38CTO1WW | AU0J | 1.5m Intel OPA 100 Series Passive Copper QSFP28 Cable | 109
7Y38CTO1WW | AU0K | 2m Intel OPA 100 Series Passive Copper QSFP28 Cable | 129
7Y38CTO1WW | AU0M | 5m Intel OPA 100 Series Active Optical QSFP28 Cable | 899
7Y38CTO1WW | AU0P | 15m Intel OPA 100 Series Active Optical QSFP28 Cable | 949
7Y38CTO1WW | AU16 | 0.5m External MiniSAS HD 8644/MiniSAS HD 8644 Cable | 79
7Y38CTO1WW | AU17 | 1m External MiniSAS HD 8644/MiniSAS HD 8644 Cable | 89
7Y38CTO1WW | AU18 | 2m External MiniSAS HD 8644/MiniSAS HD 8644 Cable | 99
7Y38CTO1WW | AU19 | 3m External MiniSAS HD 8644/MiniSAS HD 8644 Cable | 109
7Y38CTO1WW | AUJY | External MiniSAS HD 8644/MiniSAS HD 8644 6M Cable | 249
7Y38CTO1WW | AUK7 | TPM 2.0 and Secure Boot | 0
7Y38CTO1WW | AUKX | ThinkSystem Intel X710-DA2 PCIe 10Gb 2-Port SFP+ Ethernet Adapter | 459
7Y38CTO1WW | AULY | ThinkSystem 2.5" 300GB 10K SAS 12Gb Hot Swap 512n HDD | 289
7Y38CTO1WW | AULZ | ThinkSystem 2.5" 600GB 10K SAS 12Gb Hot Swap 512n HDD | 319
7Y38CTO1WW | AUM1 | ThinkSystem 2.5" 1.2TB 10K SAS 12Gb Hot Swap 512n HDD | 389
7Y38CTO1WW | AUMU | ThinkSystem M.2 Enablement Kit | 39
7Y38CTO1WW | AUMV | ThinkSystem M.2 with Mirroring Enablement Kit | 149
7Y38CTO1WW | AUNR | ThinkSystem 430-8e SAS/SATA 12Gb HBA | 299
7Y38CTO1WW | AUPW | ThinkSystem XClarity Controller Standard to Enterprise Upgrade | 100
7Y38CTO1WW | AUUE | ThinkSystem 2.5" 1TB 7.2K SATA 6Gb Hot Swap 512n HDD | 469
7Y38CTO1WW | AUUJ | ThinkSystem 2.5" 2TB 7.2K SATA 6Gb Hot Swap 512e HDD | 849
7Y38CTO1WW | AUUV | ThinkSystem M.2 128GB SATA 6Gbps Non-Hot Swap SSD | 159
7Y38CTO1WW | AUZY | ThinkSystem I350-T2 PCIe 1Gb 2-Port RJ45 Ethernet Adapter | 179
7Y38CTO1WW | AV1B | Lenovo 25GBase-SR SFP28 Transceiver | 449
7Y38CTO1WW | AV1D | Lenovo 100GBase-SR4 QSFP28 Transceiver | 1539
7Y38CTO1WW | AV1F | Lenovo 3m 25G SFP28 Active Optical Cable | 489
7Y38CTO1WW | AV1G | Lenovo 5m 25G SFP28 Active Optical Cable | 489
7Y38CTO1WW | AV1H | Lenovo 10m 25G SFP28 Active Optical Cable | 499
7Y38CTO1WW | AV1J | Lenovo 15m 25G SFP28 Active Optical Cable | 497
7Y38CTO1WW | AV1K | Lenovo 20m 25G SFP28 Active Optical Cable | 519
7Y38CTO1WW | AV1L | Lenovo 3m 100G QSFP28 Active Optical Cable | 1059
7Y38CTO1WW | AV1M | Lenovo 5m 100G QSFP28 Active Optical Cable | 1069
7Y38CTO1WW | AV1N | Lenovo 10m 100G QSFP28 Active Optical Cable | 1099
7Y38CTO1WW | AV1P | Lenovo 15m 100G QSFP28 Active Optical Cable | 1079
7Y38CTO1WW | AV1Q | Lenovo 20m 100G QSFP28 Active Optical Cable | 1179
7Y38CTO1WW | AV1R | Lenovo 3m 100G to 4x25G Breakout Active Optical Cable | 1949
7Y38CTO1WW | AV1S | Lenovo 5m 100G to 4x25G Breakout Active Optical Cable | 1975
7Y38CTO1WW | AV1T | Lenovo 10m 100G to 4x25G Breakout Active Optical Cable | 2035
7Y38CTO1WW | AV1U | Lenovo 15m 100G to 4x25G Breakout Active Optical Cable | 2095
7Y38CTO1WW | AV1V | Lenovo 20m 100G to 4x25G Breakout Active Optical Cable | 2149
7Y38CTO1WW | AV1W | Lenovo 1m Passive 25G SFP28 DAC Cable | 69
7Y38CTO1WW | AV1X | Lenovo 3m Passive 25G SFP28 DAC Cable | 79
7Y38CTO1WW | AV1Y | Lenovo 5m Passive 25G SFP28 DAC Cable | 159
7Y38CTO1WW | AV1Z | Lenovo 1m Passive 100G QSFP28 DAC Cable | 99
7Y38CTO1WW | AV20 | Lenovo 3m Passive 100G QSFP28 DAC Cable | 159
7Y38CTO1WW | AV21 | Lenovo 5m Passive 100G QSFP28 DAC Cable | 299
7Y38CTO1WW | AV22 | Lenovo 1m 100G QSFP28 to 4x25G SFP28 Breakout DAC Cable | 179
7Y38CTO1WW | AV23 | Lenovo 3m 100G QSFP28 to 4x25G SFP28 Breakout DAC Cable | 299
7Y38CTO1WW | AV24 | Lenovo 5m 100G QSFP28 to 4x25G SFP28 Breakout DAC Cable | 459
7Y38CTO1WW | AV25 | Lenovo 5m MPO-MPO OM4 MMF Cable | 114
7Y38CTO1WW | AV26 | Lenovo 7m MPO-MPO OM4 MMF Cable | 135
7Y38CTO1WW | AV27 | Lenovo 10m MPO-MPO OM4 MMF Cable | 159
7Y38CTO1WW | AV28 | Lenovo 15m MPO-MPO OM4 MMF Cable | 205
7Y38CTO1WW | AV29 | Lenovo 20m MPO-MPO OM4 MMF Cable | 259
7Y38CTO1WW | AV2A | Lenovo 30m MPO-MPO OM4 MMF Cable | 349
7Y38CTO1WW | AVFQ | 0.75m Green Cat5e Cable | 15
7Y38CTO1WW | AVFR | 1.0m Green Cat5e Cable | 19
7Y38CTO1WW | AVFS | 1.25m Green Cat5e Cable | 19
7Y38CTO1WW | AVFT | 0.75m Blue Cat5e Cable | 15
7Y38CTO1WW | AVFU | 1.0m Blue Cat5e Cable | 19
7Y38CTO1WW | AVFV | 1.25m Blue Cat5e Cable | 19
7Y38CTO1WW | AVFW | 0.75m Green Cat6 Cable | 19
7Y38CTO1WW | AVFX | 1.0m Green Cat6 Cable | 19
7Y38CTO1WW | AVFY | 1.25m Green Cat6 Cable | 19
7Y38CTO1WW | AVFZ | 1.5m Green Cat6 Cable | 19
7Y38CTO1WW | AVG0 | 3m Green Cat6 Cable | 25
7Y38CTO1WW | AVUT | ThinkSystem XClarity Controller Standard to Advanced Upgrade | 50
7Y38CTO1WW | AVUX | On Board SATA AHCI Mode | 0
7Y38CTO1WW | AVV0 | On Board SATA Software RAID Mode | 0
7Y38CTO1WW | B0ML | Feature Enable TPM on MB | 0
7Y38CTO1WW | B0N4 | 2.0m, 10A/100-250V, C13 to IEC 320-C14 Rack Power Cable | 29
7Y38CTO1WW | B0N5 | 1.0m, 13A/100-250V, C13 to C14 Jumper Cord | 25
7Y38CTO1WW | B0N6 | 1.5m, 13A/100-250V, C13 to C14 Jumper Cord | 29
7Y38CTO1WW | B0RJ | 10GBASE-LR SFP+Transceiver | 350
7Y38CTO1WW | B173 | Companion Part for XClarity Controller Standard to Enterprise Upgrade in Factory | 0
7Y38CTO1WW | B22J | 5m Intel OPA 100 Series Active Optical QSFP28 Low Power Cable | 809
7Y38CTO1WW | B22K | 10m Intel OPA 100 Series Active Optical QSFP28 Low Power Cable | 829
7Y38CTO1WW | B22L | 15m Intel OPA 100 Series Active Optical QSFP28 Low Power Cable | 839
7Y38CTO1WW | B22M | 20m Intel OPA 100 Series Active Optical QSFP28 Low Power Cable | 849
7Y38CTO1WW | B2UZ | Lenovo 1m 100G QSFP28 Active Optical Cable | 949
7Y38CTO1WW | B34S | ThinkSystem NVIDIA Tesla V100 32GB PCIe Passive GPU | 25819
7Y38CTO1WW | B3XX | ThinkSystem SR670 2.5" Chassis - 8 Drive, 4 GPU | 4500
7Y38CTO1WW | B3XY | ThinkSystem SR670 2.5" Chassis - 8 Drive, 8 GPU | 4500
7Y38CTO1WW | B3Y7 | ThinkSystem SR670 2-CPU, 24 DIMM System Board | 2000
7Y38CTO1WW | B3Y8 | ThinkSystem SR670 1-3 Slot PCIe x16 FHFL Riser Kit | 150
7Y38CTO1WW | B3YC | 2000W Platinum PSU | 699
7Y38CTO1WW | B42K | 1U 2.5" SATA/SAS 8-Bay Backplane | 130
7Y38CTO1WW | B47V | ThinkSystem SR670 Slide Rail Kit | 340
7Y38CTO1WW | B49L | ThinkSystem 2.5" Intel S4610 240GB Mainstream SATA 6Gb Hot Swap SSD | 399
7Y38CTO1WW | B49M | ThinkSystem 2.5" Intel S4610 480GB Mainstream SATA 6Gb Hot Swap SSD | 479
7Y38CTO1WW | B49N | ThinkSystem 2.5" Intel S4610 960GB Mainstream SATA 6Gb Hot Swap SSD | 699
7Y38CTO1WW | B49P | ThinkSystem 2.5" Intel S4610 1.92TB Mainstream SATA 6Gb Hot Swap SSD | 1289
7Y38CTO1WW | B49Q | ThinkSystem 2.5" Intel S4610 3.84TB Mainstream SATA 6Gb Hot Swap SSD | 2499
7Y38CTO1WW | B4H2 | ThinkSystem 16GB TruDDR4 2933MHz (2Rx8 1.2V) RDIMM | 319
7Y38CTO1WW | B4H3 | ThinkSystem 32GB TruDDR4 2933MHz (2Rx4 1.2V) RDIMM | 619
7Y38CTO1WW | B4H4 | ThinkSystem 64GB TruDDR4 2933MHz (2Rx4 1.2V) RDIMM | 1279
7Y38CTO1WW | B4H7 | Intel Xeon Platinum 8280 28C 205W 2.7GHz Processor | 18089
7Y38CTO1WW | B4H8 | Intel Xeon Platinum 8276 28C 165W 2.2GHz Processor | 15099
7Y38CTO1WW | B4H9 | Intel Xeon Platinum 8270 26C 205W 2.7GHz Processor | 12739
7Y38CTO1WW | B4HA | Intel Xeon Platinum 8268 24C 205W 2.9GHz Processor | 10929
7Y38CTO1WW | B4HB | Intel Xeon Platinum 8260 24C 165W 2.4GHz Processor | 8159
7Y38CTO1WW | B4HC | Intel Xeon Gold 6252 24C 150W 2.1GHz Processor | 5909
7Y38CTO1WW | B4HD | Intel Xeon Gold 6254 18C 200W 3.1GHz Processor | 6065
7Y38CTO1WW | B4HE | Intel Xeon Gold 6248 20C 150W 2.5GHz Processor | 5049
7Y38CTO1WW | B4HF | Intel Xeon Gold 6244 8C 150W 3.6GHz Processor | 4699
7Y38CTO1WW | B4HG | Intel Xeon Gold 6242 16C 150W 2.8GHz Processor | 4419
7Y38CTO1WW | B4HH | Intel Xeon Gold 6240 18C 150W 2.6GHz Processor | 3819
7Y38CTO1WW | B4HJ | Intel Xeon Gold 6230 20C 125W 2.1GHz Processor | 3099
7Y38CTO1WW | B4HK | Intel Xeon Gold 5220 18C 125W 2.2GHz Processor | 2599
7Y38CTO1WW | B4HL | Intel Xeon Gold 5218 16C 125W 2.3GHz Processor | 2019
7Y38CTO1WW | B4HM | Intel Xeon Gold 5217 8C 115W 3.0GHz Processor | 2659
7Y38CTO1WW | B4HN | Intel Xeon Gold 5215 10C 85W 2.5GHz Processor | 2019
7Y38CTO1WW | B4HP | Intel Xeon Silver 4216 16C 100W 2.1GHz Processor | 1649
7Y38CTO1WW | B4HS | Intel Xeon Silver 4210 10C 85W 2.2GHz Processor | 859
7Y38CTO1WW | B4P5 | Intel Xeon Platinum 8280L 28C 205W 2.7GHz Processor | 29099
7Y38CTO1WW | B4P6 | Intel Xeon Platinum 8276L 28C 165W 2.2GHz Processor | 26689
7Y38CTO1WW | B4P7 | Intel Xeon Platinum 8260L 24C 165W 2.4GHz Processor | 19249
7Y38CTO1WW | B4P9 | Intel Xeon Gold 5215L 10C 85W 2.5GHz Processor | 17019
7Y38CTO1WW | B4R9 | ThinkSystem Mellanox ConnectX-6 HDR100/100GbE QSFP56 1-port PCIe VPI Adapter | 1779
7Y38CTO1WW | B4RA | ThinkSystem Mellanox ConnectX-6 HDR100/100GbE QSFP56 2-port PCIe VPI Adapter | 2099
7Y38CTO1WW | B4RB | ThinkSystem Mellanox HDR/200GbE 2x PCIe Aux Kit | 639
7Y38CTO1WW | B4RC | ThinkSystem Mellanox ConnectX-6 HDR/200GbE QSFP56 1-port PCIe 4 VPI Adapter | 2209
7Y38CTO1WW | B4RN | Blaze Jumper Setting | 0
7Y38CTO1WW | B4Y4 | ThinkSystem 2.5" SS530 400GB Performance SAS 12Gb Hot Swap SSD | 1479
7Y38CTO1WW | B4Y5 | ThinkSystem 2.5" SS530 800GB Performance SAS 12Gb Hot Swap SSD | 2299
7Y38CTO1WW | B4Y7 | ThinkSystem 2.5" SS530 3.2TB Performance SAS 12Gb Hot Swap SSD | 7859
7Y38CTO1WW | B4YB | ThinkSystem NVIDIA T4 16GB PCIe Passive GPU | 6279
7Y38CTO1WW | B5DP | ThinkSystem SR670 RAID 930-8i 2GB Flash | 699
7Y38CTO1WW | B5MP | ThinkSystem SR670 RAID 530-8i PCIe Adapter | 299
7Y38CTO1WW | B5MQ | ThinkSystem SR670 RAID 730-8i 1GB Cache Adapter | 499
7Y38CTO1WW | B5MR | ThinkSystem SR670 430-8i SAS/SATA HBA | 299
7Y38CTO1WW | B5N6 | ThinkSystem 16GB TruDDR4 Performance+ 2933MHz (2Rx8 1.2V) RDIMM | 729
7Y38CTO1WW | B5N7 | ThinkSystem 32GB TruDDR4 Performance+ 2933MHz (2Rx4 1.2V) RDIMM | 1379
7Y38CTO1WW | B5S1 | Intel Xeon Gold 5222 4C 105W 3.8GHz Processor | 1999
7Y38CTO1WW | B6BB | ThinkSystem SR670 4 Slot PCIe x8/x16 FHHL Riser Kit | 215
7Y38CTO1WW | B6CJ | Intel Xeon Gold 6238 22C 140W 2.1GHz Processor | 4799
7Y38CTO1WW | B6CK | Intel Xeon Gold 6234 8C 130W 3.3GHz Processor | 3999
7Y38CTO1WW | B6CR | Intel Xeon Gold 6238L 22C 140W 2.1GHz Processor | 14599
7Y38CTO1WW | B6CS | Intel Xeon Gold 6240L 18C 150W 2.6GHz Processor | 14299
7Y38CTO1WW | B6PD | Intel Xeon Gold 6246 12C 165W 3.3GHz Processor | 5999
7Y38CTO1WW | B7HC | ThinkSystem SR670 CLX 2-CPU, 24 DIMM System Board | 1999
7Y38CTO1WW | B7N5 | Intel Xeon Silver 4210R 10C 100W 2.4GHz Processor | 899
7Y38CTO1WW | B7N6 | Intel Xeon Silver 4214R 12C 100W 2.4GHz Processor | 1259
7Y38CTO1WW | B7N9 | Intel Xeon Gold 5220R 24C 150W 2.2GHz Processor | 2739
7Y38CTO1WW | B87R | Mellanox CX6 Socket-Direct Adapter Cable Assemble Way | 0
7Y38CTO1WW | B88T | VMware ESXi 6.7 U3 (factory installed) | 0
7Y38CTO1WW | B8HP | ThinkSystem 2.5" 5300 960GB Entry SATA 6Gb Hot Swap SSD | 489
7Y38CTO1WW | B8HU | ThinkSystem 2.5" PM1645a 800GB Mainstream SAS 12Gb Hot Swap SSD | 819
7Y38CTO1WW | B8HV | ThinkSystem 2.5" 5300 240GB Entry SATA 6Gb Hot Swap SSD | 359
7Y38CTO1WW | B8J4 | ThinkSystem 2.5" PM1645a 1.6TB Mainstream SAS 12Gb Hot Swap SSD | 1379
7Y38CTO1WW | B8J5 | ThinkSystem 2.5" 5300 1.92TB Entry SATA 6Gb Hot Swap SSD | 939
7Y38CTO1WW | B8JA | ThinkSystem 2.5" PM1645a 6.4TB Mainstream SAS 12Gb Hot Swap SSD | 6049
7Y38CTO1WW | B8JD | ThinkSystem 2.5" PM1645a 3.2TB Mainstream SAS 12Gb Hot Swap SSD | 2579
7Y38CTO1WW | B8JM | ThinkSystem 2.5" 5300 480GB Entry SATA 6Gb Hot Swap SSD | 309
7Y38CTO1WW | B8JP | ThinkSystem 2.5" 5300 3.84TB Entry SATA 6Gb Hot Swap SSD | 1789
7Y38CTO1WW | B8PP | ThinkSystem Mellanox ConnectX-6 Dx 100GbE QSFP56 2-port PCIe Ethernet Adapter | 1019
7Y38CTO1WW | B96D | Intel Xeon Gold 6256 12C 205W 3.6GHz Processor | 6759
7Y38CTO1WW | BAZL | Intel Xeon Gold 6238R 28C 165W 2.2GHz Processor | 4599
7Y38CTO1WW | BAZM | Intel Xeon Gold 6240R 24C 165W 2.4GHz Processor | 3859
7Y38CTO1WW | BAZN | Intel Xeon Gold 6242R 20C 205W 3.1GHz Processor | 4459
7Y38CTO1WW | BAZP | Intel Xeon Gold 6246R 16C 205W 3.4GHz Processor | 5779
7Y38CTO1WW | BAZQ | Intel Xeon Gold 6248R 24C 205W 3.0GHz Processor | 4739
7Y38CTO1WW | BAZR | Intel Xeon Gold 6258R 28C 205W 2.7GHz Processor | 6839
7Y38CTO1WW | BAZS | Intel Xeon Gold 5218R 20C 125W 2.1GHz Processor | 2259
7Y38CTO1WW | BAZU | Intel Xeon Silver 4215R 8C 130W 3.2GHz Processor | 1429
7Y38CTO1WW | BAZW | Intel Xeon Gold 6226R 16C 150W 2.9GHz Processor | 2289
7Y38CTO1WW | BAZX | Intel Xeon Gold 6230R 26C 150W 2.1GHz Processor | 3349
7Y38CTO1WW | BB2D | ThinkSystem NVIDIA Quadro RTX 6000 24GB PCIe Passive GPU | 11189
7Y38CTO1WW | BB2E | ThinkSystem NVIDIA Tesla V100S 32GB PCIe Passive GPU | 26079
7Y38CTO1WW | BBZG | VMware ESXi 7.0 (Factory Installed) | 2
7Y38CTO1WW | BCTC | ThinkSystem 2.5" Multi Vendor 240GB Entry SATA 6Gb Hot Swap SSD | 219
7Y38CTO1WW | BCTD | ThinkSystem 2.5" Multi Vendor 480GB Entry SATA 6Gb Hot Swap SSD | 219
7Y38CTO1WW | BCTE | ThinkSystem 2.5" Multi Vendor 960GB Entry SATA 6Gb Hot Swap SSD | 659
7Y38CTO1WW | BCTF | ThinkSystem 2.5" Multi Vendor 1.92TB Entry SATA 6Gb Hot Swap SSD | 1289
7Y38CTO1WW | BCTG | ThinkSystem 2.5" Multi Vendor 3.84TB Entry SATA 6Gb Hot Swap SSD | 1259
7Y38CTO1WW | BE5E | VMware ESXi 7.0 U1 (Factory Installed) | 0
7Y38CTO1WW | BEL4 | ThinkSystem NVIDIA A40 48GB PCIe Gen4 Passive GPU | 14289
7Y38CTO1WW | BEL5 | ThinkSystem NVIDIA A100 40GB PCIe Gen4 Passive GPU | 35939
7Y38CTO1WW | BF9Y | ThinkSystem 2U 2FH Riser Bracket | 29
7Y38CTO1WW | BFH1 | Lenovo 100Gb SR4 QSFP28 Ethernet Transceiver | 689
7Y38CTO1WW | BFYB | Operating mode selection for: "Maximum Performance Mode" | 0
7Y38CTO1WW | BFYC | Operating mode selection for: "Minimal Power Mode" | 0
7Y38CTO1WW | BFYD | Operating mode selection for: "Efficiency Favoring Power Savings Mode" | 0
7Y38CTO1WW | BFYE | Operating mode selection for: "Efficiency - Favoring Performance Mode" | 0
7Y38CTO1WW | BFZZ | ThinkSystem 2.5" Nytro 3732 800GB Performance SAS 12Gb Hot Swap SSD SED | 1669
7Y38CTO1WW | BG04 | ThinkSystem 2.5" Nytro 3732 3.2TB Performance SAS 12Gb Hot Swap SSD | 6259
7Y38CTO1WW | BG05 | ThinkSystem 2.5" Nytro 3732 1.6TB Performance SAS 12Gb Hot Swap SSD | 3259
7Y38CTO1WW | BG06 | ThinkSystem 2.5" Nytro 3732 800GB Performance SAS 12Gb Hot Swap SSD | 1669
7Y38CTO1WW | BG07 | ThinkSystem 2.5" Nytro 3732 400GB Performance SAS 12Gb Hot Swap SSD | 1029
7Y38CTO1WW | BHSR | VMware ESXi 7.0 U2 (Factory Installed) | 0
7Y38CTOGWW | 64 | QLogic 10Gb SFP+ SR Optical Transceiver | 909
7Y38CTOGWW | 69 | Brocade 10Gb SFP+ SR Optical Transceiver | 909
7Y38CTOGWW | 747 | UID Asset Tag Label | 20
7Y38CTOGWW | 1763 | EMEA Long Leadtime Configurations | 0
7Y38CTOGWW | 1772 | Capacity Scheduling Service | 0
7Y38CTOGWW | 1796 | Custom SLA Scheduling Service | 0
7Y38CTOGWW | 2300 | BladeCenter Chassis Configuration | 250
7Y38CTOGWW | 2302 | RAID Configuration | 149
7Y38CTOGWW | 2306 | Integration >1U Component | 125
7Y38CTOGWW | 2321 | Custom MFG SVCS Fee - Small Increment | 3
7Y38CTOGWW | 3700 | 1m LC-LC Fiber Cable (networking) | 79
7Y38CTOGWW | 3701 | 5m LC-LC Fiber Cable (networking) | 129
7Y38CTOGWW | 3702 | 25m LC-LC Fiber Cable (networking) | 189
7Y38CTOGWW | 3742 | 3m Console Switch Cable (USB) | 19
7Y38CTOGWW | 3760 | 1.8m Black Cat5e Cable | 17
7Y38CTOGWW | 3761 | 3m Black Cat5e Cable | 19
7Y38CTOGWW | 3762 | 10m Black Cat5e Cable | 29
7Y38CTOGWW | 3791 | 0.6m Yellow Cat5e Cable | 24
7Y38CTOGWW | 3792 | 1.5m Yellow Cat5e Cable | 24
7Y38CTOGWW | 3793 | 3m Yellow Cat5e Cable | 25
7Y38CTOGWW | 3794 | 10m Yellow Cat5e Cable | 34
7Y38CTOGWW | 3795 | 25m Yellow Cat5e Cable | 69
7Y38CTOGWW | 3796 | 0.6m Green Cat5e Cable | 16
7Y38CTOGWW | 3797 | 1.5m Green Cat5e Cable | 17
7Y38CTOGWW | 3798 | 3m Green Cat5e Cable | 19
7Y38CTOGWW | 3799 | 10m Green Cat5e Cable | 29
7Y38CTOGWW | 3800 | 25m Green Cat5e Cable | 69
7Y38CTOGWW | 3801 | 0.6m Blue Cat5e Cable | 24
7Y38CTOGWW | 3802 | 1.5m Blue Cat5e Cable | 14
7Y38CTOGWW | 3803 | 3m Blue Cat5e Cable | 25
7Y38CTOGWW | 3804 | 10m Blue Cat5e Cable | 34
7Y38CTOGWW | 3805 | 25m Blue Cat5e Cable | 69
7Y38CTOGWW | 5053 | SFP+ SR Transceiver | 699
7Y38CTOGWW | 5977 | Select Storage devices - no configured RAID required | 0
7Y38CTOGWW | 5978 | Select Storage devices - configured RAID | 0
7Y38CTOGWW | 6201 | 1.5m, 10A/100-250V, C13 to IEC 320-C14 Rack Power Cable | 19
7Y38CTOGWW | 6263 | 4.3m, 10A/100-250V, C13 to IEC 320-C14 Rack Power Cable | 19
7Y38CTOGWW | 6311 | 2.8m, 10A/100-250V, C13 to IEC 320-C14 Rack Power Cable | 9
7Y38CTOGWW | 6373 | 4.3m, 10A/250V, C13 to NEMA 6-15P (US) Line Cord | 15
7Y38CTOGWW | 6400 | 2.8m, 13A/100-250V, C13 to C14 Jumper Cord | 9
7Y38CTOGWW | 6570 | 2.0m, 13A/100-250V, C13 to C14 Jumper Cord | 19
7Y38CTOGWW | 6583 | 4.3m, 13A/100-250V, C13 to C14 Rack Power Cable | 19
7Y38CTOGWW | 7008 | Primary Array 2 HDDs | 0
7Y38CTOGWW | 7009 | Primary Array 3 HDDs | 0
7Y38CTOGWW | 7010 | Primary Array 4 HDDs | 0
7Y38CTOGWW | 7011 | Primary Array 5 HDDs | 0
7Y38CTOGWW | 7012 | Primary Array 6 HDDs | 0
7Y38CTOGWW | 7013 | Primary Array 7 HDDs | 0
7Y38CTOGWW | 7014 | Primary Array 8 HDDs | 0
7Y38CTOGWW | 7015 | Secondary Array 2 HDDs | 0
7Y38CTOGWW | 7016 | Secondary Array 3 HDDs | 0
7Y38CTOGWW | 7017 | Secondary Array 4 HDDs | 0
7Y38CTOGWW | 7057 | Secondary Array 5 HDDs | 0
7Y38CTOGWW | 7058 | Secondary Array 6 HDDs | 0
7Y38CTOGWW | 7831 | Customer Solution Center Services | 0
7Y38CTOGWW | 7929 | e1350 Special Bid Solution Component | 0
7Y38CTOGWW | 8031 | Consolidate Shipment | 0
7Y38CTOGWW | 8034 | LeSI Solution Component | 0
7Y38CTOGWW | 8067 | TAA Compliant Order | 0
7Y38CTOGWW | 8072 | General Racking Solution | 0
7Y38CTOGWW | 8086 | No Publications Selected | 0
7Y38CTOGWW | 8971 | Integrate in manufacturing | 0
7Y38CTOGWW | 8972 | Ship Uninstalled (Safety) | 0
7Y38CTOGWW | 9013 | Hot Spare | 0
7Y38CTOGWW | 9016 | Memory Sparing | 0
7Y38CTOGWW | 9017 | Enable Memory Mirroring | 0
7Y38CTOGWW | 9170 | Storage SubSystem ID 01 | 0
7Y38CTOGWW | 9171 | Storage SubSystem ID 02 | 0
7Y38CTOGWW | 9172 | Storage SubSystem ID 03 | 0
7Y38CTOGWW | 9173 | Storage SubSystem ID 04 | 0
7Y38CTOGWW | 9174 | Storage SubSystem ID 05 | 0
7Y38CTOGWW | 9175 | Storage SubSystem ID 06 | 0
7Y38CTOGWW | 9176 | Storage SubSystem ID 07 | 0
7Y38CTOGWW | 9177 | Storage SubSystem ID 08 | 0
7Y38CTOGWW | 9178 | Storage SubSystem ID 09 | 0
7Y38CTOGWW | 9179 | Storage SubSystem ID 10 | 0
7Y38CTOGWW | 9180 | Storage SubSystem ID 11 | 0
7Y38CTOGWW | 9181 | Storage SubSystem ID 12 | 0
7Y38CTOGWW | 9182 | Storage SubSystem ID 13 | 0
7Y38CTOGWW | 9183 | Storage SubSystem ID 14 | 0
7Y38CTOGWW | 9184 | Storage SubSystem ID 15 | 0
7Y38CTOGWW | 9185 | Storage SubSystem ID 16 | 0
7Y38CTOGWW | 9186 | Storage SubSystem ID 17 | 0
7Y38CTOGWW | 9187 | Storage SubSystem ID 18 | 0
7Y38CTOGWW | 9188 | Storage SubSystem ID 19 | 0
7Y38CTOGWW | 9189 | Storage SubSystem ID 20 | 0
7Y38CTOGWW | A102 | Advanced Grouping | 0
7Y38CTOGWW | A103 | System x Cluster Upgrade | 0
7Y38CTOGWW | A193 | Integrated Solutions | 0
7Y38CTOGWW | A1A6 | Cisco 10GBASE-SR SFP+ Transceiver | 1495
7Y38CTOGWW | A1MS | 10m Cat6 Yellow Cable | 49
7Y38CTOGWW | A1MT | 10m Green Cat6 Cable | 49
7Y38CTOGWW | A1MU | 10m Cat6 Blue Cable | 49
7Y38CTOGWW | A1MV | 25m Cat6 Yellow Cable | 105
7Y38CTOGWW | A1MW | 25m Green Cat6 Cable | 105
7Y38CTOGWW | A1MX | 25m Cat6 Blue Cable | 105
7Y38CTOGWW | A1PH | 1m Passive DAC SFP+ Cable | 69
7Y38CTOGWW | A1PJ | 3m Passive DAC SFP+ Cable | 89
7Y38CTOGWW | A1PK | 5m Passive DAC SFP+ Cable | 159
7Y38CTOGWW | A1PL | 8.5m Passive DAC SFP+ Cable | 329
7Y38CTOGWW | A1RF | 2.8m, 10A/250V, C13 to NEMA 6-15P Line Cord | 15
7Y38CTOGWW | A2K6 | Primary Array - RAID 0 | 0
7Y38CTOGWW | A2K7 | Primary Array - RAID 1 | 0
7Y38CTOGWW | A2K9 | Primary Array - RAID 5 | 0
7Y38CTOGWW | A2KB | Primary Array - RAID 10 | 0
7Y38CTOGWW | A2KF | Secondary Array - RAID 0 | 0
7Y38CTOGWW | A2KG | Secondary Array - RAID 1 | 0
7Y38CTOGWW | A2KJ | Secondary Array - RAID 5 | 0
7Y38CTOGWW | A2KL | Secondary Array - RAID 10 | 0
7Y38CTOGWW | A2X0 | No Power Cord Validation | 0
7Y38CTOGWW | A3RG | 0.5m Passive DAC SFP+ Cable | 79
7Y38CTOGWW | A3RH | 7m Passive DAC SFP+ Cable | 179
7Y38CTOGWW | A4VP | 1.0m, 10A/100-250V, C13 to IEC 320-C14 Rack Power Cable | 19
7Y38CTOGWW | A51N | 1.5m Passive DAC SFP+ Cable | 89
7Y38CTOGWW | A51P | 2m Passive DAC SFP+ Cable | 89
7Y38CTOGWW | A5DL | SFP 1000Base-T (RJ-45) Transceiver | 89
7Y38CTOGWW | A5UA | Lenovo 1m MPO-4xLC OM3 MMF Breakout Cable | 279
7Y38CTOGWW | A5UB | Lenovo 3m MPO-4xLC OM3 MMF Breakout Cable | 329
7Y38CTOGWW | A5UC | Lenovo 5m MPO-4xLC OM3 MMF Breakout Cable | 379
7Y38CTOGWW | ASQT | 0.5m Mellanox EDR IB Passive Copper QSFP28 Cable | 229
7Y38CTOGWW | ASQU | 0.75m Mellanox EDR IB Passive Copper QSFP28 Cable | 249
7Y38CTOGWW | ASQV | 1m Mellanox EDR IB Passive Copper QSFP28 Cable | 249
7Y38CTOGWW | ASQW | 1.25m Mellanox EDR IB Passive Copper QSFP28 Cable | 289
7Y38CTOGWW | ASQX | 1.5m Mellanox EDR IB Passive Copper QSFP28 Cable | 289
7Y38CTOGWW | ASQY | 2m Mellanox EDR IB Passive Copper QSFP28 Cable | 289
7Y38CTOGWW | ASQZ | 5m Mellanox EDR IB Optical QSFP28 Cable | 1359
7Y38CTOGWW | ASR0 | 10m Mellanox EDR IB Optical QSFP28 Cable | 1419
7Y38CTOGWW | ASR1 | 15m Mellanox EDR IB Optical QSFP28 Cable | 1509
7Y38CTOGWW | ASR2 | 20m Mellanox EDR IB Optical QSFP28 Cable | 1569
7Y38CTOGWW | ASR3 | 30m Mellanox EDR IB Optical QSFP28 Cable | 1789
7Y38CTOGWW | ASR5 | Lenovo 0.5m LC-LC OM3 MMF Cable | 24
7Y38CTOGWW | ASR6 | Lenovo 1m LC-LC OM3 MMF Cable | 24
7Y38CTOGWW | ASR7 | Lenovo 3m LC-LC OM3 MMF Cable | 24
7Y38CTOGWW | ASR8 | Lenovo 5m LC-LC OM3 MMF Cable | 29
7Y38CTOGWW | ASR9 | Lenovo 10m LC-LC OM3 MMF Cable | 39
7Y38CTOGWW | ASRA | Lenovo 15m LC-LC OM3 MMF Cable | 45
7Y38CTOGWW | ASRB | Lenovo 25m LC-LC OM3 MMF Cable | 54
7Y38CTOGWW | ASRC | Lenovo 30m LC-LC OM3 MMF Cable | 64
7Y38CTOGWW | ASRN | 3m Mellanox EDR IB Optical QSFP28 Cable | 1359
7Y38CTOGWW | ATC0 | 0.5m (SFF-8644 to SFF-8088) 6Gbps External mini-SAS cable | 39
7Y38CTOGWW | ATC1 | 1m (SFF-8644 to SFF-8088) 6Gbps External mini-SAS cable | 49
7Y38CTOGWW | ATC2 | 2m (SFF-8644 to SFF-8088) 6Gbps External mini-SAS cable | 79
7Y38CTOGWW | ATC3 | 4m (SFF-8644 to SFF-8088) 6Gbps External mini-SAS cable | 99
7Y38CTOGWW | ATC4 | 6m (SFF-8644 to SFF-8088) 6Gbps External mini-SAS cable | 129
7Y38CTOGWW | ATRP | Mellanox ConnectX-4 2x100GbE/EDR IB QSFP28 VPI Adapter | 2059
7Y38CTOGWW | ATYX | Lenovo 1m SFP+ to SFP+ Active Optical Cable | 104
7Y38CTOGWW | ATYY | Lenovo 3m SFP+ to SFP+ Active Optical Cable | 99
7Y38CTOGWW | ATYZ | Lenovo 5m SFP+ to SFP+ Active Optical Cable | 114
7Y38CTOGWW | ATZ0 | Lenovo 7m SFP+ to SFP+ Active Optical Cable | 129
7Y38CTOGWW | ATZ1 | Lenovo 15m SFP+ to SFP+ Active Optical Cable | 169
7Y38CTOGWW | ATZ2 | Lenovo 20m SFP+ to SFP+ Active Optical Cable | 169
7Y38CTOGWW | AU0B | Intel OPA 100 Series Single-port PCIe 3.0 x16 HFA | 1069
7Y38CTOGWW | AU0E | 0.5m Intel OPA 100 Series Passive Copper QSFP28 Cable | 79
7Y38CTOGWW | AU0F | 0.75m Intel OPA Passive Copper QSFP28 Cable | 139
7Y38CTOGWW | AU0G | 1m Intel OPA 100 Series Passive Copper QSFP28 Cable | 99
7Y38CTOGWW | AU0H | 1.25m Intel OPA 100 Series Passive Copper QSFP28 Cable | 159
7Y38CTOGWW | AU0J | 1.5m Intel OPA 100 Series Passive Copper QSFP28 Cable | 109
7Y38CTOGWW | AU0K | 2m Intel OPA 100 Series Passive Copper QSFP28 Cable | 129
7Y38CTOGWW | AU0M | 5m Intel OPA 100 Series Active Optical QSFP28 Cable | 899
7Y38CTOGWW | AU0P | 15m Intel OPA 100 Series Active Optical QSFP28 Cable | 949
7Y38CTOGWW | AU16 | 0.5m External MiniSAS HD 8644/MiniSAS HD 8644 Cable | 79
7Y38CTOGWW | AU17 | 1m External MiniSAS HD 8644/MiniSAS HD 8644 Cable | 89
7Y38CTOGWW | AU18 | 2m External MiniSAS HD 8644/MiniSAS HD 8644 Cable | 99
7Y38CTOGWW | AU19 | 3m External MiniSAS HD 8644/MiniSAS HD 8644 Cable | 109
7Y38CTOGWW | AUJY | External MiniSAS HD 8644/MiniSAS HD 8644 6M Cable | 249
7Y38CTOGWW | AUK7 | TPM 2.0 and Secure Boot | 0
7Y38CTOGWW | AUKX | ThinkSystem Intel X710-DA2 PCIe 10Gb 2-Port SFP+ Ethernet Adapter | 459
7Y38CTOGWW | AULY | ThinkSystem 2.5" 300GB 10K SAS 12Gb Hot Swap 512n HDD | 289
7Y38CTOGWW | AULZ | ThinkSystem 2.5" 600GB 10K SAS 12Gb Hot Swap 512n HDD | 319
7Y38CTOGWW | AUM1 | ThinkSystem 2.5" 1.2TB 10K SAS 12Gb Hot Swap 512n HDD | 389
7Y38CTOGWW | AUMU | ThinkSystem M.2 Enablement Kit | 39
7Y38CTOGWW | AUMV | ThinkSystem M.2 with Mirroring Enablement Kit | 149
7Y38CTOGWW | AUNR | ThinkSystem 430-8e SAS/SATA 12Gb HBA | 299
7Y38CTOGWW | AUPW | ThinkSystem XClarity Controller Standard to Enterprise Upgrade | 100
7Y38CTOGWW | AUUE | ThinkSystem 2.5" 1TB 7.2K SATA 6Gb Hot Swap 512n HDD | 469
7Y38CTOGWW | AUUJ | ThinkSystem 2.5" 2TB 7.2K SATA 6Gb Hot Swap 512e HDD | 849
7Y38CTOGWW | AUUV | ThinkSystem M.2 128GB SATA 6Gbps Non-Hot Swap SSD | 159
7Y38CTOGWW | AUZY | ThinkSystem I350-T2 PCIe 1Gb 2-Port RJ45 Ethernet Adapter | 179
7Y38CTOGWW | AV1B | Lenovo 25GBase-SR SFP28 Transceiver | 449
7Y38CTOGWW | AV1D | Lenovo 100GBase-SR4 QSFP28 Transceiver | 1539
7Y38CTOGWW | AV1F | Lenovo 3m 25G SFP28 Active Optical Cable | 489
7Y38CTOGWW | AV1G | Lenovo 5m 25G SFP28 Active Optical Cable | 489
7Y38CTOGWW | AV1H | Lenovo 10m 25G SFP28 Active Optical Cable | 499
7Y38CTOGWW | AV1J | Lenovo 15m 25G SFP28 Active Optical Cable | 497
7Y38CTOGWW | AV1K | Lenovo 20m 25G SFP28 Active Optical Cable | 519
7Y38CTOGWW | AV1L | Lenovo 3m 100G QSFP28 Active Optical Cable | 1059
7Y38CTOGWW | AV1M | Lenovo 5m 100G QSFP28 Active Optical Cable | 1069
7Y38CTOGWW | AV1N | Lenovo 10m 100G QSFP28 Active Optical Cable | 1099
7Y38CTOGWW | AV1P | Lenovo 15m 100G QSFP28 Active Optical Cable | 1079
7Y38CTOGWW | AV1Q | Lenovo 20m 100G QSFP28 Active Optical Cable | 1179
7Y38CTOGWW | AV1R | Lenovo 3m 100G to 4x25G Breakout Active Optical Cable | 1949
7Y38CTOGWW | AV1S | Lenovo 5m 100G to 4x25G Breakout Active Optical Cable | 1975
7Y38CTOGWW | AV1T | Lenovo 10m 100G to 4x25G Breakout Active Optical Cable | 2035
7Y38CTOGWW | AV1U | Lenovo 15m 100G to 4x25G Breakout Active Optical Cable | 2095
7Y38CTOGWW | AV1V | Lenovo 20m 100G to 4x25G Breakout Active Optical Cable | 2149
7Y38CTOGWW | AV1W | Lenovo 1m Passive 25G SFP28 DAC Cable | 69
7Y38CTOGWW | AV1X | Lenovo 3m Passive 25G SFP28 DAC Cable | 79
7Y38CTOGWW | AV1Y | Lenovo 5m Passive 25G SFP28 DAC Cable | 159
7Y38CTOGWW | AV1Z | Lenovo 1m Passive 100G QSFP28 DAC Cable | 99
7Y38CTOGWW | AV20 | Lenovo 3m Passive 100G QSFP28 DAC Cable | 159
7Y38CTOGWW | AV21 | Lenovo 5m Passive 100G QSFP28 DAC Cable | 299
7Y38CTOGWW | AV22 | Lenovo 1m 100G QSFP28 to 4x25G SFP28 Breakout DAC Cable | 179
7Y38CTOGWW | AV23 | Lenovo 3m 100G QSFP28 to 4x25G SFP28 Breakout DAC Cable | 299
7Y38CTOGWW | AV24 | Lenovo 5m 100G QSFP28 to 4x25G SFP28 Breakout DAC Cable | 459
7Y38CTOGWW | AV25 | Lenovo 5m MPO-MPO OM4 MMF Cable | 114
7Y38CTOGWW | AV26 | Lenovo 7m MPO-MPO OM4 MMF Cable | 135
7Y38CTOGWW | AV27 | Lenovo 10m MPO-MPO OM4 MMF Cable | 159
7Y38CTOGWW | AV28 | Lenovo 15m MPO-MPO OM4 MMF Cable | 205
7Y38CTOGWW | AV29 | Lenovo 20m MPO-MPO OM4 MMF Cable | 259
7Y38CTOGWW | AV2A | Lenovo 30m MPO-MPO OM4 MMF Cable | 349
7Y38CTOGWW | AVFQ | 0.75m Green Cat5e Cable | 15
7Y38CTOGWW | AVFR | 1.0m Green Cat5e Cable | 19
7Y38CTOGWW | AVFS | 1.25m Green Cat5e Cable | 19
7Y38CTOGWW | AVFT | 0.75m Blue Cat5e Cable | 15
7Y38CTOGWW | AVFU | 1.0m Blue Cat5e Cable | 19
7Y38CTOGWW | AVFV | 1.25m Blue Cat5e Cable | 19
7Y38CTOGWW | AVFW | 0.75m Green Cat6 Cable | 19
7Y38CTOGWW | AVFX | 1.0m Green Cat6 Cable | 19
7Y38CTOGWW | AVFY | 1.25m Green Cat6 Cable | 19
7Y38CTOGWW | AVFZ | 1.5m Green Cat6 Cable | 19
7Y38CTOGWW | AVG0 | 3m Green Cat6 Cable | 25
7Y38CTOGWW | AVUT | ThinkSystem XClarity Controller Standard to Advanced Upgrade | 50
7Y38CTOGWW | AVUX | On Board SATA AHCI Mode | 0
7Y38CTOGWW | AVV0 | On Board SATA Software RAID Mode | 0
7Y38CTOGWW | B0ML | Feature Enable TPM on MB | 0
7Y38CTOGWW | B0N4 | 2.0m, 10A/100-250V, C13 to IEC 320-C14 Rack Power Cable | 29
7Y38CTOGWW | B0N5 | 1.0m, 13A/100-250V, C13 to C14 Jumper Cord | 25
7Y38CTOGWW | B0N6 | 1.5m, 13A/100-250V, C13 to C14 Jumper Cord | 29
7Y38CTOGWW | B0RJ | 10GBASE-LR SFP+Transceiver | 350
7Y38CTOGWW | B173 | Companion Part for XClarity Controller Standard to Enterprise Upgrade in Factory | 0
7Y38CTOGWW | B22J | 5m Intel OPA 100 Series Active Optical QSFP28 Low Power Cable | 809
7Y38CTOGWW | B22K | 10m Intel OPA 100 Series Active Optical QSFP28 Low Power Cable | 829
7Y38CTOGWW | B22L | 15m Intel OPA 100 Series Active Optical QSFP28 Low Power Cable | 839
7Y38CTOGWW | B22M | 20m Intel OPA 100 Series Active Optical QSFP28 Low Power Cable | 849
7Y38CTOGWW | B2UZ | Lenovo 1m 100G QSFP28 Active Optical Cable | 949
7Y38CTOGWW | B34S | ThinkSystem NVIDIA Tesla V100 32GB PCIe Passive GPU | 25819
7Y38CTOGWW | B3XX | ThinkSystem SR670 2.5" Chassis - 8 Drive, 4 GPU | 4500
7Y38CTOGWW | B3XY | ThinkSystem SR670 2.5" Chassis - 8 Drive, 8 GPU | 4500
7Y38CTOGWW | B3Y7 | ThinkSystem SR670 2-CPU, 24 DIMM System Board | 2000
7Y38CTOGWW | B3Y8 | ThinkSystem SR670 1-3 Slot PCIe x16 FHFL Riser Kit | 150
7Y38CTOGWW | B3YC | 2000W Platinum PSU | 699
7Y38CTOGWW | B42K | 1U 2.5" SATA/SAS 8-Bay Backplane | 130
7Y38CTOGWW | B47V | ThinkSystem SR670 Slide Rail Kit | 340
7Y38CTOGWW | B49L | ThinkSystem 2.5" Intel S4610 240GB Mainstream SATA 6Gb Hot Swap SSD | 399
7Y38CTOGWW | B49M | ThinkSystem 2.5" Intel S4610 480GB Mainstream SATA 6Gb Hot Swap SSD | 479
7Y38CTOGWW | B49N | ThinkSystem 2.5" Intel S4610 960GB Mainstream SATA 6Gb Hot Swap SSD | 699
7Y38CTOGWW | B49P | ThinkSystem 2.5" Intel S4610 1.92TB Mainstream SATA 6Gb Hot Swap SSD | 1289
7Y38CTOGWW | B49Q | ThinkSystem 2.5" Intel S4610 3.84TB Mainstream SATA 6Gb Hot Swap SSD | 2499
7Y38CTOGWW | B4H2 | ThinkSystem 16GB TruDDR4 2933MHz (2Rx8 1.2V) RDIMM | 319
7Y38CTOGWW | B4H3 | ThinkSystem 32GB TruDDR4 2933MHz (2Rx4 1.2V) RDIMM | 619
7Y38CTOGWW | B4H4 | ThinkSystem 64GB TruDDR4 2933MHz (2Rx4 1.2V) RDIMM | 1279
7Y38CTOGWW | B4H7 | Intel Xeon Platinum 8280 28C 205W 2.7GHz Processor | 18089
7Y38CTOGWW | B4H8 | Intel Xeon Platinum 8276 28C 165W 2.2GHz Processor | 15099
7Y38CTOGWW | B4H9 | Intel Xeon Platinum 8270 26C 205W 2.7GHz Processor | 12739
7Y38CTOGWW | B4HA | Intel Xeon Platinum 8268 24C 205W 2.9GHz Processor | 10929
7Y38CTOGWW | B4HB | Intel Xeon Platinum 8260 24C 165W 2.4GHz Processor | 8159
7Y38CTOGWW | B4HC | Intel Xeon Gold 6252 24C 150W 2.1GHz Processor | 5909
7Y38CTOGWW | B4HD | Intel Xeon Gold 6254 18C 200W 3.1GHz Processor | 6065
7Y38CTOGWW | B4HE | Intel Xeon Gold 6248 20C 150W 2.5GHz Processor | 5049
7Y38CTOGWW | B4HF | Intel Xeon Gold 6244 8C 150W 3.6GHz Processor | 4699
7Y38CTOGWW | B4HG | Intel Xeon Gold 6242 16C 150W 2.8GHz Processor | 4419
7Y38CTOGWW | B4HH | Intel Xeon Gold 6240 18C 150W 2.6GHz Processor | 3819
7Y38CTOGWW | B4HJ | Intel Xeon Gold 6230 20C 125W 2.1GHz Processor | 3099
7Y38CTOGWW | B4HK | Intel Xeon Gold 5220 18C 125W 2.2GHz Processor | 2599
7Y38CTOGWW | B4HL | Intel Xeon Gold 5218 16C 125W 2.3GHz Processor | 2019
7Y38CTOGWW | B4HM | Intel Xeon Gold 5217 8C 115W 3.0GHz Processor | 2659
7Y38CTOGWW | B4HN | Intel Xeon Gold 5215 10C 85W 2.5GHz Processor | 2019
7Y38CTOGWW | B4HP | Intel Xeon Silver 4216 16C 100W 2.1GHz Processor | 1649
7Y38CTOGWW | B4HS | Intel Xeon Silver 4210 10C 85W 2.2GHz Processor | 859
7Y38CTOGWW | B4P5 | Intel Xeon Platinum 8280L 28C 205W 2.7GHz Processor | 29099
7Y38CTOGWW | B4P6 | Intel Xeon Platinum 8276L 28C 165W 2.2GHz Processor | 26689
7Y38CTOGWW | B4P7 | Intel Xeon Platinum 8260L 24C 165W 2.4GHz Processor | 19249
7Y38CTOGWW | B4P9 | Intel Xeon Gold 5215L 10C 85W 2.5GHz Processor | 17019
7Y38CTOGWW | B4R9 | ThinkSystem Mellanox ConnectX-6 HDR100/100GbE QSFP56 1-port PCIe VPI Adapter | 1779
7Y38CTOGWW | B4RA | ThinkSystem Mellanox ConnectX-6 HDR100/100GbE QSFP56 2-port PCIe VPI Adapter | 2099
7Y38CTOGWW | B4RB | ThinkSystem Mellanox HDR/200GbE 2x PCIe Aux Kit | 639
7Y38CTOGWW | B4RC | ThinkSystem Mellanox ConnectX-6 HDR/200GbE QSFP56 1-port PCIe 4 VPI Adapter | 2209
7Y38CTOGWW | B4RN | Blaze Jumper Setting | 0
7Y38CTOGWW | B4Y4 | ThinkSystem 2.5" SS530 400GB Performance SAS 12Gb Hot Swap SSD | 1479
7Y38CTOGWW | B4Y5 | ThinkSystem 2.5" SS530 800GB Performance SAS 12Gb Hot Swap SSD | 2299
7Y38CTOGWW | B4Y7 | ThinkSystem 2.5" SS530 3.2TB Performance SAS 12Gb Hot Swap SSD | 7859
7Y38CTOGWW | B4YB | ThinkSystem NVIDIA T4 16GB PCIe Passive GPU | 6279
7Y38CTOGWW | B5DP | ThinkSystem SR670 RAID 930-8i 2GB Flash | 699
7Y38CTOGWW | B5MP | ThinkSystem SR670 RAID 530-8i PCIe Adapter | 299
7Y38CTOGWW | B5MQ | ThinkSystem SR670 RAID 730-8i 1GB Cache Adapter | 499
7Y38CTOGWW | B5MR | ThinkSystem SR670 430-8i SAS/SATA HBA | 299
7Y38CTOGWW | B5N6 | ThinkSystem 16GB TruDDR4 Performance+ 2933MHz (2Rx8 1.2V) RDIMM | 729
7Y38CTOGWW | B5N7 | ThinkSystem 32GB TruDDR4 Performance+ 2933MHz (2Rx4 1.2V) RDIMM | 1379
7Y38CTOGWW | B5S1 | Intel Xeon Gold 5222 4C 105W 3.8GHz Processor | 1999
7Y38CTOGWW | B6BB | ThinkSystem SR670 4 Slot PCIe x8/x16 FHHL Riser Kit | 215
7Y38CTOGWW | B6CJ | Intel Xeon Gold 6238 22C 140W 2.1GHz Processor | 4799
7Y38CTOGWW | B6CK | Intel Xeon Gold 6234 8C 130W 3.3GHz Processor | 3999
7Y38CTOGWW | B6CR | Intel Xeon Gold 6238L 22C 140W 2.1GHz Processor | 14599
7Y38CTOGWW | B6CS | Intel Xeon Gold 6240L 18C 150W 2.6GHz Processor | 14299
7Y38CTOGWW | B6PD | Intel Xeon Gold 6246 12C 165W 3.3GHz Processor | 5999
7Y38CTOGWW | B7HC | ThinkSystem SR670 CLX 2-CPU, 24 DIMM System Board | 1999
7Y38CTOGWW | B7N5 | Intel Xeon Silver 4210R 10C 100W 2.4GHz Processor | 899
7Y38CTOGWW | B7N6 | Intel Xeon Silver 4214R 12C 100W 2.4GHz Processor | 1259
7Y38CTOGWW | B7N9 | Intel Xeon Gold 5220R 24C 150W 2.2GHz Processor | 2739
7Y38CTOGWW | B87R | Mellanox CX6 Socket-Direct Adapter Cable Assemble Way | 0
7Y38CTOGWW | B88T | VMware ESXi 6.7 U3 (factory installed) | 0
7Y38CTOGWW | B8HP | ThinkSystem 2.5" 5300 960GB Entry SATA 6Gb Hot Swap SSD | 489
7Y38CTOGWW | B8HU | ThinkSystem 2.5" PM1645a 800GB Mainstream SAS 12Gb Hot Swap SSD | 819
7Y38CTOGWW | B8HV | ThinkSystem 2.5" 5300 240GB Entry SATA 6Gb Hot Swap SSD | 359
7Y38CTOGWW | B8J4 | ThinkSystem 2.5" PM1645a 1.6TB Mainstream SAS 12Gb Hot Swap SSD | 1379
7Y38CTOGWW | B8J5 | ThinkSystem 2.5" 5300 1.92TB Entry SATA 6Gb Hot Swap SSD | 939
7Y38CTOGWW | B8JA | ThinkSystem 2.5" PM1645a 6.4TB Mainstream SAS 12Gb Hot Swap SSD | 6049
7Y38CTOGWW | B8JD | ThinkSystem 2.5" PM1645a 3.2TB Mainstream SAS 12Gb Hot Swap SSD | 2579
7Y38CTOGWW | B8JM | ThinkSystem 2.5" 5300 480GB Entry SATA 6Gb Hot Swap SSD | 309
7Y38CTOGWW | B8JP | ThinkSystem 2.5" 5300 3.84TB Entry SATA 6Gb Hot Swap SSD | 1789
7Y38CTOGWW | B8PP | ThinkSystem Mellanox ConnectX-6 Dx 100GbE QSFP56 2-port PCIe Ethernet Adapter | 1019
7Y38CTOGWW | B96C | Intel Xeon Gold 6250 8C 185W 3.9GHz Processor | 5889
7Y38CTOGWW | B96D | Intel Xeon Gold 6256 12C 205W 3.6GHz Processor | 6759
7Y38CTOGWW | BAZL | Intel Xeon Gold 6238R 28C 165W 2.2GHz Processor | 4599
7Y38CTOGWW | BAZM | Intel Xeon Gold 6240R 24C 165W 2.4GHz Processor | 3859
7Y38CTOGWW | BAZN | Intel Xeon Gold 6242R 20C 205W 3.1GHz Processor | 4459
7Y38CTOGWW | BAZP | Intel Xeon Gold 6246R 16C 205W 3.4GHz Processor | 5779
7Y38CTOGWW | BAZQ | Intel Xeon Gold 6248R 24C 205W 3.0GHz Processor | 4739
7Y38CTOGWW | BAZR | Intel Xeon Gold 6258R 28C 205W 2.7GHz Processor | 6839
7Y38CTOGWW | BAZS | Intel Xeon Gold 5218R 20C 125W 2.1GHz Processor | 2259
7Y38CTOGWW | BAZU | Intel Xeon Silver 4215R 8C 130W 3.2GHz Processor | 1429
7Y38CTOGWW | BAZW | Intel Xeon Gold 6226R 16C 150W 2.9GHz Processor | 2289
7Y38CTOGWW | BAZX | Intel Xeon Gold 6230R 26C 150W 2.1GHz Processor | 3349
7Y38CTOGWW | BB2D | ThinkSystem NVIDIA Quadro RTX 6000 24GB PCIe Passive GPU | 11189
7Y38CTOGWW | BB2E | ThinkSystem NVIDIA Tesla V100S 32GB PCIe Passive GPU | 26079
7Y38CTOGWW | BBZG | VMware ESXi 7.0 (Factory Installed) | 2
7Y38CTOGWW | BCTC | ThinkSystem 2.5" Multi Vendor 240GB Entry SATA 6Gb Hot Swap SSD | 219
7Y38CTOGWW | BCTD | ThinkSystem 2.5" Multi Vendor 480GB Entry SATA 6Gb Hot Swap SSD | 219
7Y38CTOGWW | BCTE | ThinkSystem 2.5" Multi Vendor 960GB Entry SATA 6Gb Hot Swap SSD | 659
7Y38CTOGWW | BCTF | ThinkSystem 2.5" Multi Vendor 1.92TB Entry SATA 6Gb Hot Swap SSD | 1289
7Y38CTOGWW | BCTG | ThinkSystem 2.5" Multi Vendor 3.84TB Entry SATA 6Gb Hot Swap SSD | 1259
7Y38CTOGWW | BE5E | VMware ESXi 7.0 U1 (Factory Installed) | 0
7Y38CTOGWW | BEL4 | ThinkSystem NVIDIA A40 48GB PCIe Gen4 Passive GPU | 14289
7Y38CTOGWW | BEL5 | ThinkSystem NVIDIA A100 40GB PCIe Gen4 Passive GPU | 35939
7Y38CTOGWW | BFH1 | Lenovo 100Gb SR4 QSFP28 Ethernet Transceiver | 689
7Y38CTOGWW | BFYB | Operating mode selection for: "Maximum Performance Mode" | 0
7Y38CTOGWW | BFYC | Operating mode selection for: "Minimal Power Mode" | 0
7Y38CTOGWW | BFYD | Operating mode selection for: "Efficiency Favoring Power Savings Mode" | 0
7Y38CTOGWW | BFYE | Operating mode selection for: "Efficiency - Favoring Performance Mode" | 0
7Y38CTOGWW | BFZZ | ThinkSystem 2.5" Nytro 3732 800GB Performance SAS 12Gb Hot Swap SSD SED | 1669
7Y38CTOGWW | BG04 | ThinkSystem 2.5" Nytro 3732 3.2TB Performance SAS 12Gb Hot Swap SSD | 6259
7Y38CTOGWW | BG05 | ThinkSystem 2.5" Nytro 3732 1.6TB Performance SAS 12Gb Hot Swap SSD | 3259
7Y38CTOGWW | BG06 | ThinkSystem 2.5" Nytro 3732 800GB Performance SAS 12Gb Hot Swap SSD | 1669
7Y38CTOGWW | BG07 | ThinkSystem 2.5" Nytro 3732 400GB Performance SAS 12Gb Hot Swap SSD | 1029
7Y38CTOGWW | BHSR | VMware ESXi 7.0 U2 (Factory Installed) | 0
7Y40CTO1WW | 64 | QLogic 10Gb SFP+ SR Optical Transceiver | 909
7Y40CTO1WW | 747 | UID Asset Tag Label | 20
7Y40CTO1WW | 2306 | Integration >1U Component | 125
7Y40CTO1WW | 6201 | 1.5m, 10A/100-250V, C13 to IEC 320-C14 Rack Power Cable | 19
7Y40CTO1WW | 6204 | 2.8m, 10A/100-250V, C13 to IEC 320-C20 Rack Power Cable | 19
7Y40CTO1WW | 6263 | 4.3m, 10A/100-250V, C13 to IEC 320-C14 Rack Power Cable | 19
7Y40CTO1WW | 6311 | 2.8m, 10A/100-250V, C13 to IEC 320-C14 Rack Power Cable | 9
7Y40CTO1WW | 6313 | 2.8m, 10A/120V, C13 to NEMA 5-15P (US) Line Cord | 19
7Y40CTO1WW | 6370 | 4.3m, 10A/125V, C13 to NEMA 5-15P (US) Line Cord | 10
7Y40CTO1WW | 6373 | 4.3m, 10A/250V, C13 to NEMA 6-15P (US) Line Cord | 15
7Y40CTO1WW | 6400 | 2.8m, 13A/100-250V, C13 to C14 Jumper Cord | 9
7Y40CTO1WW | 6401 | 2.8m, 13A/120V, C13 to NEMA 5-15P (US) Line Cord | 29
7Y40CTO1WW | 6570 | 2.0m, 13A/100-250V, C13 to C14 Jumper Cord | 19
7Y40CTO1WW | 6583 | 4.3m, 13A/100-250V, C13 to C14 Rack Power Cable | 19
7Y40CTO1WW | 7831 | Customer Solution Center Services | 0
7Y40CTO1WW | 8067 | TAA Compliant Order | 0
7Y40CTO1WW | 8072 | General Racking Solution | 0
7Y40CTO1WW | 8086 | No Publications Selected | 0
7Y40CTO1WW | 8971 | Integrate in manufacturing | 0
7Y40CTO1WW | 8972 | Ship Uninstalled (Safety) | 0
7Y40CTO1WW | 9170 | Storage SubSystem ID 01 | 0
7Y40CTO1WW | 9171 | Storage SubSystem ID 02 | 0
7Y40CTO1WW | 9172 | Storage SubSystem ID 03 | 0
7Y40CTO1WW | 9173 | Storage SubSystem ID 04 | 0
7Y40CTO1WW | 9174 | Storage SubSystem ID 05 | 0
7Y40CTO1WW | 9175 | Storage SubSystem ID 06 | 0
7Y40CTO1WW | 9176 | Storage SubSystem ID 07 | 0
7Y40CTO1WW | 9177 | Storage SubSystem ID 08 | 0
7Y40CTO1WW | 9178 | Storage SubSystem ID 09 | 0
7Y40CTO1WW | 9179 | Storage SubSystem ID 10 | 0
7Y40CTO1WW | 9180 | Storage SubSystem ID 11 | 0
7Y40CTO1WW | 9181 | Storage SubSystem ID 12 | 0
7Y40CTO1WW | 9182 | Storage SubSystem ID 13 | 0
7Y40CTO1WW | 9183 | Storage SubSystem ID 14 | 0
7Y40CTO1WW | 9184 | Storage SubSystem ID 15 | 0
7Y40CTO1WW | 9185 | Storage SubSystem ID 16 | 0
7Y40CTO1WW | 9186 | Storage SubSystem ID 17 | 0
7Y40CTO1WW | 9187 | Storage SubSystem ID 18 | 0
7Y40CTO1WW | 9188 | Storage SubSystem ID 19 | 0
7Y40CTO1WW | 9189 | Storage SubSystem ID 20 | 0
7Y40CTO1WW | A1DL | 1m QSFP+ DAC Break Out Cable | 319
7Y40CTO1WW | A1DM | 3m QSFP+ DAC Break Out Cable | 419
7Y40CTO1WW | A1DN | 5m QSFP+ DAC Break Out Cable | 529
7Y40CTO1WW | A1DP | 1m QSFP to QSFP+ Cable | 269
7Y40CTO1WW | A1DQ | 3m QSFP+ to QSFP+ Cable | 329
7Y40CTO1WW | A1MT | 10m Green Cat6 Cable | 49
7Y40CTO1WW | A1MW | 25m Green Cat6 Cable | 105
7Y40CTO1WW | A1NN | High Performance Analytics Appliance | 0
7Y40CTO1WW | A1PH | 1m Passive DAC SFP+ Cable | 69
7Y40CTO1WW | A1PJ | 3m Passive DAC SFP+ Cable | 89
7Y40CTO1WW | A1PK | 5m Passive DAC SFP+ Cable | 159
7Y40CTO1WW | A1RF | 2.8m, 10A/250V, C13 to NEMA 6-15P Line Cord | 15
7Y40CTO1WW | A2X8 | 5m QSFP+ to QSFP+ Cable | 379
7Y40CTO1WW | A2X9 | 7m QSFP+ to QSFP+ Cable | 429
7Y40CTO1WW | A3RG | 0.5m Passive DAC SFP+ Cable | 79
7Y40CTO1WW | A3RH | 7m Passive DAC SFP+ Cable | 179
7Y40CTO1WW | A3SW | 1.2m, 16A/100-250V, 2 Short C13s to Short C20 Rack Power Cable | 55
7Y40CTO1WW | A3SX | 2.5m, 16A/100-250V, 2 Long C13s to Short C20 Rack Power Cable | 75
7Y40CTO1WW | A3SY | 2.8m, 16A/100-250V, 2 Short C13s to Long C20 Rack Power Cable | 79
7Y40CTO1WW | A3SZ | 4.1m, 16A/100-250V, 2 Long C13s to Long C20 Rack Power Cable | 85
7Y40CTO1WW | A4VP | 1.0m, 10A/100-250V, C13 to IEC 320-C14 Rack Power Cable | 19
7Y40CTO1WW | A51N | 1.5m Passive DAC SFP+ Cable | 89
7Y40CTO1WW | A51P | 2m Passive DAC SFP+ Cable | 89
7Y40CTO1WW | ASR5 | Lenovo 0.5m LC-LC OM3 MMF Cable | 24
7Y40CTO1WW | ASR6 | Lenovo 1m LC-LC OM3 MMF Cable | 24
7Y40CTO1WW | ASR7 | Lenovo 3m LC-LC OM3 MMF Cable | 24
7Y40CTO1WW | ASR8 | Lenovo 5m LC-LC OM3 MMF Cable | 29
7Y40CTO1WW | ASR9 | Lenovo 10m LC-LC OM3 MMF Cable | 39
7Y40CTO1WW | ASRA | Lenovo 15m LC-LC OM3 MMF Cable | 45
7Y40CTO1WW | ASRB | Lenovo 25m LC-LC OM3 MMF Cable | 54
7Y40CTO1WW | ASRC | Lenovo 30m LC-LC OM3 MMF Cable | 64
7Y40CTO1WW | AV1B | Lenovo 25GBase-SR SFP28 Transceiver | 449
7Y40CTO1WW | AV1W | Lenovo 1m Passive 25G SFP28 DAC Cable | 69
7Y40CTO1WW | AV1X | Lenovo 3m Passive 25G SFP28 DAC Cable | 79
7Y40CTO1WW | AV1Y | Lenovo 5m Passive 25G SFP28 DAC Cable | 159
7Y40CTO1WW | AV25 | Lenovo 5m MPO-MPO OM4 MMF Cable | 114
7Y40CTO1WW | AV26 | Lenovo 7m MPO-MPO OM4 MMF Cable | 135
7Y40CTO1WW | AV27 | Lenovo 10m MPO-MPO OM4 MMF Cable | 159
7Y40CTO1WW | AV28 | Lenovo 15m MPO-MPO OM4 MMF Cable | 205
7Y40CTO1WW | AV29 | Lenovo 20m MPO-MPO OM4 MMF Cable | 259
7Y40CTO1WW | AV2A | Lenovo 30m MPO-MPO OM4 MMF Cable | 349
7Y40CTO1WW | AVFW | 0.75m Green Cat6 Cable | 19
7Y40CTO1WW | AVFX | 1.0m Green Cat6 Cable | 19
7Y40CTO1WW | AVFY | 1.25m Green Cat6 Cable | 19
7Y40CTO1WW | AVFZ | 1.5m Green Cat6 Cable | 19
7Y40CTO1WW | AVG0 | 3m Green Cat6 Cable | 25
7Y40CTO1WW | AX8A | 4.3m, 13A/120V, C13 to NEMA 5-15P (US) Line Cord | 19
7Y40CTO1WW | B0N4 | 2.0m, 10A/100-250V, C13 to IEC 320-C14 Rack Power Cable | 29
7Y40CTO1WW | B0N5 | 1.0m, 13A/100-250V, C13 to C14 Jumper Cord | 25
7Y40CTO1WW | B0N6 | 1.5m, 13A/100-250V, C13 to C14 Jumper Cord | 29
7Y40CTO1WW | B2P9 | Lenovo 0.5m LC-LC OM4 MMF Cable | 34
7Y40CTO1WW | B2PA | Lenovo 1m LC-LC OM4 MMF Cable | 29
7Y40CTO1WW | B2PB | Lenovo 3m LC-LC OM4 MMF Cable | 34
7Y40CTO1WW | B2PC | Lenovo 5m LC-LC OM4 MMF Cable | 44
7Y40CTO1WW | B2PD | Lenovo 10m LC-LC OM4 MMF Cable | 69
7Y40CTO1WW | B2PE | Lenovo 15m LC-LC OM4 MMF Cable | 79
7Y40CTO1WW | B2PF | Lenovo 25m LC-LC OM4 MMF Cable | 114
7Y40CTO1WW | B2PG | Lenovo 30m LC-LC OM4 MMF Cable | 129
7Y40CTO1WW | B38K | Lenovo ThinkSystem DM Series 3U Chassis | 8000
7Y40CTO1WW | B38R | Lenovo ThinkSystem DM Series 40Gb 2 port Ethernet Card | 1169
7Y40CTO1WW | B38S | Lenovo ThinkSystem DM Series 16Gb FC/10Gb iSCSI 2 port UTA2 Card | 2489
7Y40CTO1WW | B38T | Lenovo ThinkSystem DM Series 10Gb BaseT 2 port Ethernet Card | 709
7Y40CTO1WW | B38U | Lenovo ThinkSystem DM Series 32Gb 2 port Fibre Channel Card | 3249
7Y40CTO1WW | B38V | Lenovo ThinkSystem DM Series 16Gb 4 port Fibre Channel Card | 3579
7Y40CTO1WW | B38W | Lenovo ThinkSystem DM Series 12Gb 4 port SAS Card | 1369
7Y40CTO1WW | B39H | Lenovo ThinkSystem DM Series DM7000 Controller | 12229
7Y40CTO1WW | B39M | Lenovo ThinkSystem DM Series 3U Bezel | 150
7Y40CTO1WW | B4BP | Lenovo ThinkSystem Storage USB Cable, Micro-USB | 20
7Y40CTO1WW | B4CW | Lenovo ThinkSystem DM7000 Accessory | 40
7Y40CTO1WW | B4K5 | DM Controller Parent MFG Inst | 0
7Y40CTO1WW | B4K7 | 1G RJ45 iSCSI SFP+ Module 1 pack | 189
7Y40CTO1WW | B4K8 | 8G Fibre Channel SFP+ Module 1 pack | 199
7Y40CTO1WW | B4K9 | 10G SW Optical iSCSI SFP+ Module 1 pack | 749
7Y40CTO1WW | B4KA | 16G Fibre Channel SFP+ Module 1 pack | 819
7Y40CTO1WW | B4SF | DM Series CIFS Protocol License | 0
7Y40CTO1WW | B4SG | DM Series NFS Protocol License | 0
7Y40CTO1WW | B4SH | DM Series iSCSI Protocol License | 0
7Y40CTO1WW | B4SJ | DM Series FCP Protocol License | 0
7Y40CTO1WW | B4SK | DM Series SnapMirror License | 0
7Y40CTO1WW | B4SL | DM Series SnapRestore License | 0
7Y40CTO1WW | B4SM | DM Series FlexClone License | 0
7Y40CTO1WW | B4SN | DM Series Software Encryption License | 0
7Y40CTO1WW | B4SP | DM Series SnapManager License | 0
7Y40CTO1WW | B4SU | TPM | 0
7Y40CTO1WW | B5AZ | DM Series SnapVault License | 0
7Y40CTO1WW | B732 | 25Gb Ethernet Optical SFP28 Shortwave Module 1 Pack | 419
7Y40CTO1WW | B79Z | DM 3U Adjustable Rail Kit | 579
7Y40CTO1WW | B7AQ | SnapMirror Synchronous | 0
7Y40CTO1WW | B7N1 | NVMe over FC Protocol | 0
7Y40CTO1WW | B7N2 | Lenovo ThinkSystem DM Series 25Gb 2 port Ethernet Card | 1749
7Y40CTO1WW | BAYK | Lenovo ThinkSystem DM Series ONTAP 9.7 Software NonEncryption | 0
7Y40CTO1WW | BAYL | Lenovo ThinkSystem DM Series ONTAP 9.7 Software Encryption | 0
7Y40CTO1WW | BF5Q | Lenovo ThinkSystem DM Series ONTAP 9.8 Software Encryption | 0
7Y40CTO1WW | BF5R | Lenovo ThinkSystem DM Series ONTAP 9.8 Software NonEncryption | 0
7Y40CTO1WW | BH56 | S3 Protocol License | 0
7Y40CTOLWW | 64 | QLogic 10Gb SFP+ SR Optical Transceiver | 909
7Y40CTOLWW | 747 | UID Asset Tag Label | 20
7Y40CTOLWW | 2306 | Integration >1U Component | 125
7Y40CTOLWW | 6201 | 1.5m, 10A/100-250V, C13 to IEC 320-C14 Rack Power Cable | 19
7Y40CTOLWW | 6204 | 2.8m, 10A/100-250V, C13 to IEC 320-C20 Rack Power Cable | 19
7Y40CTOLWW | 6263 | 4.3m, 10A/100-250V, C13 to IEC 320-C14 Rack Power Cable | 19
7Y40CTOLWW | 6311 | 2.8m, 10A/100-250V, C13 to IEC 320-C14 Rack Power Cable | 9
7Y40CTOLWW | 6313 | 2.8m, 10A/120V, C13 to NEMA 5-15P (US) Line Cord | 19
7Y40CTOLWW | 6370 | 4.3m, 10A/125V, C13 to NEMA 5-15P (US) Line Cord | 10
7Y40CTOLWW | 6373 | 4.3m, 10A/250V, C13 to NEMA 6-15P (US) Line Cord | 15
7Y40CTOLWW | 6400 | 2.8m, 13A/100-250V, C13 to C14 Jumper Cord | 9
7Y40CTOLWW | 6401 | 2.8m, 13A/120V, C13 to NEMA 5-15P (US) Line Cord | 29
7Y40CTOLWW | 6570 | 2.0m, 13A/100-250V, C13 to C14 Jumper Cord | 19
7Y40CTOLWW | 6583 | 4.3m, 13A/100-250V, C13 to C14 Rack Power Cable | 19
7Y40CTOLWW | 7831 | Customer Solution Center Services | 0
7Y40CTOLWW | 8067 | TAA Compliant Order | 0
7Y40CTOLWW | 8072 | General Racking Solution | 0
7Y40CTOLWW | 8086 | No Publications Selected | 0
7Y40CTOLWW | 8971 | Integrate in manufacturing | 0
7Y40CTOLWW | 8972 | Ship Uninstalled (Safety) | 0
7Y40CTOLWW | 9170 | Storage SubSystem ID 01 | 0
7Y40CTOLWW | 9171 | Storage SubSystem ID 02 | 0
7Y40CTOLWW | 9172 | Storage SubSystem ID 03 | 0
7Y40CTOLWW | 9173 | Storage SubSystem ID 04 | 0
7Y40CTOLWW | 9174 | Storage SubSystem ID 05 | 0
7Y40CTOLWW | 9175 | Storage SubSystem ID 06 | 0
7Y40CTOLWW | 9176 | Storage SubSystem ID 07 | 0
7Y40CTOLWW | 9177 | Storage SubSystem ID 08 | 0
7Y40CTOLWW | 9178 | Storage SubSystem ID 09 | 0
7Y40CTOLWW | 9179 | Storage SubSystem ID 10 | 0
7Y40CTOLWW | 9180 | Storage SubSystem ID 11 | 0
7Y40CTOLWW | 9181 | Storage SubSystem ID 12 | 0
7Y40CTOLWW | 9182 | Storage SubSystem ID 13 | 0
7Y40CTOLWW | 9183 | Storage SubSystem ID 14 | 0
7Y40CTOLWW | 9184 | Storage SubSystem ID 15 | 0
7Y40CTOLWW | 9185 | Storage SubSystem ID 16 | 0
7Y40CTOLWW | 9186 | Storage SubSystem ID 17 | 0
7Y40CTOLWW | 9187 | Storage SubSystem ID 18 | 0
7Y40CTOLWW | 9188 | Storage SubSystem ID 19 | 0
7Y40CTOLWW | 9189 | Storage SubSystem ID 20 | 0
7Y40CTOLWW | A1DL | 1m QSFP+ DAC Break Out Cable | 319
7Y40CTOLWW | A1DM | 3m QSFP+ DAC Break Out Cable | 419
7Y40CTOLWW | A1DN | 5m QSFP+ DAC Break Out Cable | 529
7Y40CTOLWW | A1DP | 1m QSFP to QSFP+ Cable | 269
7Y40CTOLWW | A1DQ | 3m QSFP+ to QSFP+ Cable | 329
7Y40CTOLWW | A1MT | 10m Green Cat6 Cable | 49
7Y40CTOLWW | A1MW | 25m Green Cat6 Cable | 105
7Y40CTOLWW | A1NN | High Performance Analytics Appliance | 0
7Y40CTOLWW | A1PH | 1m Passive DAC SFP+ Cable | 69
7Y40CTOLWW | A1PJ | 3m Passive DAC SFP+ Cable | 89
7Y40CTOLWW | A1PK | 5m Passive DAC SFP+ Cable | 159
7Y40CTOLWW | A1RF | 2.8m, 10A/250V, C13 to NEMA 6-15P Line Cord | 15
7Y40CTOLWW | A2X8 | 5m QSFP+ to QSFP+ Cable | 379
7Y40CTOLWW | A2X9 | 7m QSFP+ to QSFP+ Cable | 429
7Y40CTOLWW | A3RG | 0.5m Passive DAC SFP+ Cable | 79
7Y40CTOLWW | A3RH | 7m Passive DAC SFP+ Cable | 179
7Y40CTOLWW | A3SW | 1.2m, 16A/100-250V, 2 Short C13s to Short C20 Rack Power Cable | 55
7Y40CTOLWW | A3SX | 2.5m, 16A/100-250V, 2 Long C13s to Short C20 Rack Power Cable | 75
7Y40CTOLWW | A3SY | 2.8m, 16A/100-250V, 2 Short C13s to Long C20 Rack Power Cable | 79
7Y40CTOLWW | A3SZ | 4.1m, 16A/100-250V, 2 Long C13s to Long C20 Rack Power Cable | 85
7Y40CTOLWW | A4VP | 1.0m, 10A/100-250V, C13 to IEC 320-C14 Rack Power Cable | 19
7Y40CTOLWW | A51N | 1.5m Passive DAC SFP+ Cable | 89
7Y40CTOLWW | A51P | 2m Passive DAC SFP+ Cable | 89
7Y40CTOLWW | ASR5 | Lenovo 0.5m LC-LC OM3 MMF Cable | 24
7Y40CTOLWW | ASR6 | Lenovo 1m LC-LC OM3 MMF Cable | 24
7Y40CTOLWW | ASR7 | Lenovo 3m LC-LC OM3 MMF Cable | 24
7Y40CTOLWW | ASR8 | Lenovo 5m LC-LC OM3 MMF Cable | 29
7Y40CTOLWW | ASR9 | Lenovo 10m LC-LC OM3 MMF Cable | 39
7Y40CTOLWW | ASRA | Lenovo 15m LC-LC OM3 MMF Cable | 45
7Y40CTOLWW | ASRB | Lenovo 25m LC-LC OM3 MMF Cable | 54
7Y40CTOLWW | ASRC | Lenovo 30m LC-LC OM3 MMF Cable | 64
7Y40CTOLWW | AV1B | Lenovo 25GBase-SR SFP28 Transceiver | 449
7Y40CTOLWW | AV1W | Lenovo 1m Passive 25G SFP28 DAC Cable | 69
7Y40CTOLWW | AV1X | Lenovo 3m Passive 25G SFP28 DAC Cable | 79
7Y40CTOLWW | AV1Y | Lenovo 5m Passive 25G SFP28 DAC Cable | 159
7Y40CTOLWW | AV25 | Lenovo 5m MPO-MPO OM4 MMF Cable | 114
7Y40CTOLWW | AV26 | Lenovo 7m MPO-MPO OM4 MMF Cable | 135
7Y40CTOLWW | AV27 | Lenovo 10m MPO-MPO OM4 MMF Cable | 159
7Y40CTOLWW | AV28 | Lenovo 15m MPO-MPO OM4 MMF Cable | 205
7Y40CTOLWW | AV29 | Lenovo 20m MPO-MPO OM4 MMF Cable | 259
7Y40CTOLWW | AV2A | Lenovo 30m MPO-MPO OM4 MMF Cable | 349
7Y40CTOLWW | AVFW | 0.75m Green Cat6 Cable | 19
7Y40CTOLWW | AVFX | 1.0m Green Cat6 Cable | 19
7Y40CTOLWW | AVFY | 1.25m Green Cat6 Cable | 19
7Y40CTOLWW | AVFZ | 1.5m Green Cat6 Cable | 19
7Y40CTOLWW | AVG0 | 3m Green Cat6 Cable | 25
7Y40CTOLWW | AX8A | 4.3m, 13A/120V, C13 to NEMA 5-15P (US) Line Cord | 19
7Y40CTOLWW | B0N4 | 2.0m, 10A/100-250V, C13 to IEC 320-C14 Rack Power Cable | 29
7Y40CTOLWW | B0N5 | 1.0m, 13A/100-250V, C13 to C14 Jumper Cord | 25
7Y40CTOLWW | B0N6 | 1.5m, 13A/100-250V, C13 to C14 Jumper Cord | 29
7Y40CTOLWW | B2P9 | Lenovo 0.5m LC-LC OM4 MMF Cable | 34
7Y40CTOLWW | B2PA | Lenovo 1m LC-LC OM4 MMF Cable | 29
7Y40CTOLWW | B2PB | Lenovo 3m LC-LC OM4 MMF Cable | 34
7Y40CTOLWW | B2PC | Lenovo 5m LC-LC OM4 MMF Cable | 44
7Y40CTOLWW | B2PD | Lenovo 10m LC-LC OM4 MMF Cable | 69
7Y40CTOLWW | B2PE | Lenovo 15m LC-LC OM4 MMF Cable | 79
7Y40CTOLWW | B2PF | Lenovo 25m LC-LC OM4 MMF Cable | 114
7Y40CTOLWW | B2PG | Lenovo 30m LC-LC OM4 MMF Cable | 129
7Y40CTOLWW | B38K | Lenovo ThinkSystem DM Series 3U Chassis | 8000
7Y40CTOLWW | B38R | Lenovo ThinkSystem DM Series 40Gb 2 port Ethernet Card | 1169
7Y40CTOLWW | B38S | Lenovo ThinkSystem DM Series 16Gb FC/10Gb iSCSI 2 port UTA2 Card | 2489
7Y40CTOLWW | B38T | Lenovo ThinkSystem DM Series 10Gb BaseT 2 port Ethernet Card | 709
7Y40CTOLWW | B38U | Lenovo ThinkSystem DM Series 32Gb 2 port Fibre Channel Card | 3249
7Y40CTOLWW | B38V | Lenovo ThinkSystem DM Series 16Gb 4 port Fibre Channel Card | 3579
7Y40CTOLWW | B38W | Lenovo ThinkSystem DM Series 12Gb 4 port SAS Card | 1369
7Y40CTOLWW | B39H | Lenovo ThinkSystem DM Series DM7000 Controller | 12229
7Y40CTOLWW | B39M | Lenovo ThinkSystem DM Series 3U Bezel | 150
7Y40CTOLWW | B4BP | Lenovo ThinkSystem Storage USB Cable, Micro-USB | 20
7Y40CTOLWW | B4CW | Lenovo ThinkSystem DM7000 Accessory | 40
7Y40CTOLWW | B4K5 | DM Controller Parent MFG Inst | 0
7Y40CTOLWW | B4K7 | 1G RJ45 iSCSI SFP+ Module 1 pack | 189
7Y40CTOLWW | B4K8 | 8G Fibre Channel SFP+ Module 1 pack | 199
7Y40CTOLWW | B4K9 | 10G SW Optical iSCSI SFP+ Module 1 pack | 749
7Y40CTOLWW | B4KA | 16G Fibre Channel SFP+ Module 1 pack | 819
7Y40CTOLWW | B4SF | DM Series CIFS Protocol License | 0
7Y40CTOLWW | B4SG | DM Series NFS Protocol License | 0
7Y40CTOLWW | B4SH | DM Series iSCSI Protocol License | 0
7Y40CTOLWW | B4SJ | DM Series FCP Protocol License | 0
7Y40CTOLWW | B4SK | DM Series SnapMirror License | 0
7Y40CTOLWW | B4SL | DM Series SnapRestore License | 0
7Y40CTOLWW | B4SM | DM Series FlexClone License | 0
7Y40CTOLWW | B4SN | DM Series Software Encryption License | 0
7Y40CTOLWW | B4SP | DM Series SnapManager License | 0
7Y40CTOLWW | B4SU | TPM | 0
7Y40CTOLWW | B5AZ | DM Series SnapVault License | 0
7Y40CTOLWW | B732 | 25Gb Ethernet Optical SFP28 Shortwave Module 1 Pack | 419
7Y40CTOLWW | B79Z | DM 3U Adjustable Rail Kit | 579
7Y40CTOLWW | B7AQ | SnapMirror Synchronous | 0
7Y40CTOLWW | B7N1 | NVMe over FC Protocol | 0
7Y40CTOLWW | B7N2 | Lenovo ThinkSystem DM Series 25Gb 2 port Ethernet Card | 1749
7Y40CTOLWW | BAYK | Lenovo ThinkSystem DM Series ONTAP 9.7 Software NonEncryption | 0
7Y40CTOLWW | BAYL | Lenovo ThinkSystem DM Series ONTAP 9.7 Software Encryption | 0
7Y40CTOLWW | BF5Q | Lenovo ThinkSystem DM Series ONTAP 9.8 Software Encryption | 0
7Y40CTOLWW | BF5R | Lenovo ThinkSystem DM Series ONTAP 9.8 Software NonEncryption | 0
7Y40CTOLWW | BH56 | S3 Protocol License | 0
7Y41CTO1WW | 747 | UID Asset Tag Label | 20
7Y41CTO1WW | 2306 | Integration >1U Component | 125
7Y41CTO1WW | 6201 | 1.5m, 10A/100-250V, C13 to IEC 320-C14 Rack Power Cable | 19
7Y41CTO1WW | 6204 | 2.8m, 10A/100-250V, C13 to IEC 320-C20 Rack Power Cable | 19
7Y41CTO1WW | 6263 | 4.3m, 10A/100-250V, C13 to IEC 320-C14 Rack Power Cable | 19
7Y41CTO1WW | 6311 | 2.8m, 10A/100-250V, C13 to IEC 320-C14 Rack Power Cable | 9
7Y41CTO1WW | 6313 | 2.8m, 10A/120V, C13 to NEMA 5-15P (US) Line Cord | 19
7Y41CTO1WW | 6370 | 4.3m, 10A/125V, C13 to NEMA 5-15P (US) Line Cord | 10
7Y41CTO1WW | 6373 | 4.3m, 10A/250V, C13 to NEMA 6-15P (US) Line Cord | 15
7Y41CTO1WW | 6400 | 2.8m, 13A/100-250V, C13 to C14 Jumper Cord | 9
7Y41CTO1WW | 6401 | 2.8m, 13A/120V, C13 to NEMA 5-15P (US) Line Cord | 29
7Y41CTO1WW | 6570 | 2.0m, 13A/100-250V, C13 to C14 Jumper Cord | 19
7Y41CTO1WW | 6583 | 4.3m, 13A/100-250V, C13 to C14 Rack Power Cable | 19
7Y41CTO1WW | 7831 | Customer Solution Center Services | 0
7Y41CTO1WW | 8067 | TAA Compliant Order | 0
7Y41CTO1WW | 8072 | General Racking Solution | 0
7Y41CTO1WW | 8086 | No Publications Selected | 0
7Y41CTO1WW | 8971 | Integrate in manufacturing | 0
7Y41CTO1WW | 8972 | Ship Uninstalled (Safety) | 0
7Y41CTO1WW | 9170 | Storage SubSystem ID 01 | 0
7Y41CTO1WW | 9171 | Storage SubSystem ID 02 | 0
7Y41CTO1WW | 9172 | Storage SubSystem ID 03 | 0
7Y41CTO1WW | 9173 | Storage SubSystem ID 04 | 0
7Y41CTO1WW | 9174 | Storage SubSystem ID 05 | 0
7Y41CTO1WW | 9175 | Storage SubSystem ID 06 | 0
7Y41CTO1WW | 9176 | Storage SubSystem ID 07 | 0
7Y41CTO1WW | 9177 | Storage SubSystem ID 08 | 0
7Y41CTO1WW | 9178 | Storage SubSystem ID 09 | 0
7Y41CTO1WW | 9179 | Storage SubSystem ID 10 | 0
7Y41CTO1WW | 9180 | Storage SubSystem ID 11 | 0
7Y41CTO1WW | 9181 | Storage SubSystem ID 12 | 0
7Y41CTO1WW | 9182 | Storage SubSystem ID 13 | 0
7Y41CTO1WW | 9183 | Storage SubSystem ID 14 | 0
7Y41CTO1WW | 9184 | Storage SubSystem ID 15 | 0
7Y41CTO1WW | 9185 | Storage SubSystem ID 16 | 0
7Y41CTO1WW | 9186 | Storage SubSystem ID 17 | 0
7Y41CTO1WW | 9187 | Storage SubSystem ID 18 | 0
7Y41CTO1WW | 9188 | Storage SubSystem ID 19 | 0
7Y41CTO1WW | 9189 | Storage SubSystem ID 20 | 0
7Y41CTO1WW | A1DL | 1m QSFP+ DAC Break Out Cable | 319
7Y41CTO1WW | A1DM | 3m QSFP+ DAC Break Out Cable | 419
7Y41CTO1WW | A1DN | 5m QSFP+ DAC Break Out Cable | 529
7Y41CTO1WW | A1MT | 10m Green Cat6 Cable | 49
7Y41CTO1WW | A1MW | 25m Green Cat6 Cable | 105
7Y41CTO1WW | A1NN | High Performance Analytics Appliance | 0
7Y41CTO1WW | A1PH | 1m Passive DAC SFP+ Cable | 69
7Y41CTO1WW | A1PJ | 3m Passive DAC SFP+ Cable | 89
7Y41CTO1WW | A1PK | 5m Passive DAC SFP+ Cable | 159
7Y41CTO1WW | A1RF | 2.8m, 10A/250V, C13 to NEMA 6-15P Line Cord | 15
7Y41CTO1WW | A3RG | 0.5m Passive DAC SFP+ Cable | 79
7Y41CTO1WW | A3RH | 7m Passive DAC SFP+ Cable | 179
7Y41CTO1WW | A3SW | 1.2m, 16A/100-250V, 2 Short C13s to Short C20 Rack Power Cable | 55
7Y41CTO1WW | A3SX | 2.5m, 16A/100-250V, 2 Long C13s to Short C20 Rack Power Cable | 75
7Y41CTO1WW | A3SY | 2.8m, 16A/100-250V, 2 Short C13s to Long C20 Rack Power Cable | 79
7Y41CTO1WW | A3SZ | 4.1m, 16A/100-250V, 2 Long C13s to Long C20 Rack Power Cable | 85
7Y41CTO1WW | A4VP | 1.0m, 10A/100-250V, C13 to IEC 320-C14 Rack Power Cable | 19
7Y41CTO1WW | A51N | 1.5m Passive DAC SFP+ Cable | 89
7Y41CTO1WW | A51P | 2m Passive DAC SFP+ Cable | 89
7Y41CTO1WW | ASR5 | Lenovo 0.5m LC-LC OM3 MMF Cable | 24
7Y41CTO1WW | ASR6 | Lenovo 1m LC-LC OM3 MMF Cable | 24
7Y41CTO1WW | ASR7 | Lenovo 3m LC-LC OM3 MMF Cable | 24
7Y41CTO1WW | ASR8 | Lenovo 5m LC-LC OM3 MMF Cable | 29
7Y41CTO1WW | ASR9 | Lenovo 10m LC-LC OM3 MMF Cable | 39
7Y41CTO1WW | ASRA | Lenovo 15m LC-LC OM3 MMF Cable | 45
7Y41CTO1WW | ASRB | Lenovo 25m LC-LC OM3 MMF Cable | 54
7Y41CTO1WW | ASRC | Lenovo 30m LC-LC OM3 MMF Cable | 64
7Y41CTO1WW | AU16 | 0.5m External MiniSAS HD 8644/MiniSAS HD 8644 Cable | 79
7Y41CTO1WW | AVFW | 0.75m Green Cat6 Cable | 19
7Y41CTO1WW | AVFX | 1.0m Green Cat6 Cable | 19
7Y41CTO1WW | AVFY | 1.25m Green Cat6 Cable | 19
7Y41CTO1WW | AVFZ | 1.5m Green Cat6 Cable | 19
7Y41CTO1WW | AVG0 | 3m Green Cat6 Cable | 25
7Y41CTO1WW | AX8A | 4.3m, 13A/120V, C13 to NEMA 5-15P (US) Line Cord | 19
7Y41CTO1WW | B0N4 | 2.0m, 10A/100-250V, C13 to IEC 320-C14 Rack Power Cable | 29
7Y41CTO1WW | B0N5 | 1.0m, 13A/100-250V, C13 to C14 Jumper Cord | 25
7Y41CTO1WW | B0N6 | 1.5m, 13A/100-250V, C13 to C14 Jumper Cord | 29
7Y41CTO1WW | B2P9 | Lenovo 0.5m LC-LC OM4 MMF Cable | 34
7Y41CTO1WW | B2PA | Lenovo 1m LC-LC OM4 MMF Cable | 29
7Y41CTO1WW | B2PB | Lenovo 3m LC-LC OM4 MMF Cable | 34
7Y41CTO1WW | B2PC | Lenovo 5m LC-LC OM4 MMF Cable | 44
7Y41CTO1WW | B2PD | Lenovo 10m LC-LC OM4 MMF Cable | 69
7Y41CTO1WW | B2PE | Lenovo 15m LC-LC OM4 MMF Cable | 79
7Y41CTO1WW | B2PF | Lenovo 25m LC-LC OM4 MMF Cable | 114
7Y41CTO1WW | B2PG | Lenovo 30m LC-LC OM4 MMF Cable | 129
7Y41CTO1WW | B39F | Lenovo ThinkSystem DM Series DM3000/DM5000 Cntr, 16Gb FC/10Gb Opt | 7049
7Y41CTO1WW | B39G | Lenovo ThinkSystem DM Series DM3000/DM5000 Cntr, 10G BaseT | 9000
7Y41CTO1WW | B39L | Lenovo ThinkSystem DM Series 2U24 Bezel | 140
7Y41CTO1WW | B4BP | Lenovo ThinkSystem Storage USB Cable, Micro-USB | 20
7Y41CTO1WW | B4CX | Lenovo ThinkSystem DM Series 2U Accessory | 35
7Y41CTO1WW | B4K5 | DM Controller Parent MFG Inst | 0
7Y41CTO1WW | B4K7 | 1G RJ45 iSCSI SFP+ Module 1 pack | 189
7Y41CTO1WW | B4K8 | 8G Fibre Channel SFP+ Module 1 pack | 199
7Y41CTO1WW | B4K9 | 10G SW Optical iSCSI SFP+ Module 1 pack | 749
7Y41CTO1WW | B4KA | 16G Fibre Channel SFP+ Module 1 pack | 819
7Y41CTO1WW | B4SF | DM Series CIFS Protocol License | 0
7Y41CTO1WW | B4SG | DM Series NFS Protocol License | 0
7Y41CTO1WW | B4SH | DM Series iSCSI Protocol License | 0
7Y41CTO1WW | B4SJ | DM Series FCP Protocol License | 0
7Y41CTO1WW | B4SK | DM Series SnapMirror License | 0
7Y41CTO1WW | B4SL | DM Series SnapRestore License | 0
7Y41CTO1WW | B4SM | DM Series FlexClone License | 0
7Y41CTO1WW | B4SN | DM Series Software Encryption License | 0
7Y41CTO1WW | B4SP | DM Series SnapManager License | 0
7Y41CTO1WW | B4SU | TPM | 0
7Y41CTO1WW | B5AZ | DM Series SnapVault License | 0
7Y41CTO1WW | B65P | Lenovo ThinkSystem 5.8TB (6x 960GB, 2.5", SSD) Drive Pack for DM5000F | 16629
7Y41CTO1WW | B65R | Lenovo ThinkSystem23TB (6x 3.84TB, 2.5", SSD) Drive Pack for DM5000F | 62739
7Y41CTO1WW | B65T | Lenovo ThinkSystem 46.1TB (6x 7.68TB, 2.5", SSD) Drive Pack for DM5000F | 123629
7Y41CTO1WW | B65V | Lenovo ThinkSystem 92.2TB (6x 15.36TB, 2.5", SSD) Drive Pack for DM5000F | 243189
7Y41CTO1WW | B6TH | Lenovo ThinkSystem Storage SIR Rack Mount Kit | 299
7Y41CTO1WW | B7AQ | SnapMirror Synchronous | 0
7Y41CTO1WW | BAYG | Lenovo ThinkSystem DM Series ONTAP 9.7 SW Fundamentals NonEncryption | 0
7Y41CTO1WW | BAYH | Lenovo ThinkSystem DM Series ONTAP 9.7 SW Fundamentals Encryption | 0
7Y41CTO1WW | BAYK | Lenovo ThinkSystem DM Series ONTAP 9.7 Software NonEncryption | 0
7Y41CTO1WW | BAYL | Lenovo ThinkSystem DM Series ONTAP 9.7 Software Encryption | 0
7Y41CTO1WW | BEY7 | Lenovo ThinkSystem Storage 2U24 Chassis | 3109
7Y41CTO1WW | BF5Q | Lenovo ThinkSystem DM Series ONTAP 9.8 Software Encryption | 0
7Y41CTO1WW | BF5R | Lenovo ThinkSystem DM Series ONTAP 9.8 Software NonEncryption | 0
7Y41CTO1WW | BF5T | Lenovo ThinkSystem DM Series ONTAP 9.8 Software Fundamentals Encryption | 0
7Y41CTO1WW | BF5U | Lenovo ThinkSystem DM Series ONTAP 9.8 Software Fundamentals NonEncryption | 0
7Y41CTO1WW | BH56 | S3 Protocol License | 0
7Y41CTO1WW | BK1W | Lenovo ThinkSystem 5.8TB (6x 960GB, 2.5", SSD) Drive Pack for DM5000F - Fundamental | 11209
7Y41CTO1WW | BK1X | Lenovo ThinkSystem 23TB (6x 3.84TB, 2.5", SSD) Drive Pack for DM5000F - Fundamental | 38229
7Y41CTO1WW | BK1Y | Lenovo ThinkSystem 46.1TB (6x 7.68TB, 2.5", SSD) Drive Pack for DM5000F - Fundamental | 76889
7Y41CTO1WW | BK1Z | Lenovo ThinkSystem 92.2TB (6x 15.36TB, 2.5", SSD) Drive Pack for DM5000F - Fundamental | 159349
7Y41CTO1WW | BKKK | Lenovo ThinkSystem 5.8TB (6x 960GB, 2.5", SSD) Drive Pack for DM5000F - Fundamental - All SAN | 9519
7Y41CTO1WW | BKKL | Lenovo ThinkSystem 23TB (6x 3.84TB, 2.5", SSD) Drive Pack for DM5000F - Fundamental - All SAN | 31509
7Y41CTO1WW | BKKM | Lenovo ThinkSystem 46.1TB (6x 7.68TB, 2.5", SSD) Drive Pack for DM5000F - Fundamental - All SAN | 63409
7Y41CTO1WW | BKKN | Lenovo ThinkSystem 92.2TB (6x 15.36TB, 2.5", SSD) Drive Pack for DM5000F - Fundamental - All SAN | 132379
7Y41CTO1WW | BKKP | Lenovo ThinkSystem 5.8TB (6x 960GB, 2.5" SSD) Drive Pack for DM5000F Premium All SAN | 11059
7Y41CTO1WW | BKKQ | Lenovo ThinkSystem 23TB (6x 3.84TB, 2.5", SSD) Drive Pack for DM5000F - Premium - All SAN | 37649
7Y41CTO1WW | BKKR | Lenovo ThinkSystem 46.1TB (6x 7.68TB, 2.5", SSD) Drive Pack for DM5000F - Premium - All SAN | 75719
7Y41CTO1WW | BKKS | Lenovo ThinkSystem 92.2TB (6x 15.36TB, 2.5", SSD) Drive Pack for DM5000F - Premium - All SAN | 157019
7Y41CTOLWW | 747 | UID Asset Tag Label | 20
7Y41CTOLWW | 2306 | Integration >1U Component | 125
7Y41CTOLWW | 6201 | 1.5m, 10A/100-250V, C13 to IEC 320-C14 Rack Power Cable | 19
7Y41CTOLWW | 6204 | 2.8m, 10A/100-250V, C13 to IEC 320-C20 Rack Power Cable | 19
7Y41CTOLWW | 6263 | 4.3m, 10A/100-250V, C13 to IEC 320-C14 Rack Power Cable | 19
7Y41CTOLWW | 6311 | 2.8m, 10A/100-250V, C13 to IEC 320-C14 Rack Power Cable | 9
7Y41CTOLWW | 6313 | 2.8m, 10A/120V, C13 to NEMA 5-15P (US) Line Cord | 19
7Y41CTOLWW | 6370 | 4.3m, 10A/125V, C13 to NEMA 5-15P (US) Line Cord | 10
7Y41CTOLWW | 6373 | 4.3m, 10A/250V, C13 to NEMA 6-15P (US) Line Cord | 15
7Y41CTOLWW | 6400 | 2.8m, 13A/100-250V, C13 to C14 Jumper Cord | 9
7Y41CTOLWW | 6401 | 2.8m, 13A/120V, C13 to NEMA 5-15P (US) Line Cord | 29
7Y41CTOLWW | 6570 | 2.0m, 13A/100-250V, C13 to C14 Jumper Cord | 19
7Y41CTOLWW | 6583 | 4.3m, 13A/100-250V, C13 to C14 Rack Power Cable | 19
7Y41CTOLWW | 7831 | Customer Solution Center Services | 0
7Y41CTOLWW | 8067 | TAA Compliant Order | 0
7Y41CTOLWW | 8072 | General Racking Solution | 0
7Y41CTOLWW | 8086 | No Publications Selected | 0
7Y41CTOLWW | 8971 | Integrate in manufacturing | 0
7Y41CTOLWW | 8972 | Ship Uninstalled (Safety) | 0
7Y41CTOLWW | 9170 | Storage SubSystem ID 01 | 0
7Y41CTOLWW | 9171 | Storage SubSystem ID 02 | 0
7Y41CTOLWW | 9172 | Storage SubSystem ID 03 | 0
7Y41CTOLWW | 9173 | Storage SubSystem ID 04 | 0
7Y41CTOLWW | 9174 | Storage SubSystem ID 05 | 0
7Y41CTOLWW | 9175 | Storage SubSystem ID 06 | 0
7Y41CTOLWW | 9176 | Storage SubSystem ID 07 | 0
7Y41CTOLWW | 9177 | Storage SubSystem ID 08 | 0
7Y41CTOLWW | 9178 | Storage SubSystem ID 09 | 0
7Y41CTOLWW | 9179 | Storage SubSystem ID 10 | 0
7Y41CTOLWW | 9180 | Storage SubSystem ID 11 | 0
7Y41CTOLWW | 9181 | Storage SubSystem ID 12 | 0
7Y41CTOLWW | 9182 | Storage SubSystem ID 13 | 0
7Y41CTOLWW | 9183 | Storage SubSystem ID 14 | 0
7Y41CTOLWW | 9184 | Storage SubSystem ID 15 | 0
7Y41CTOLWW | 9185 | Storage SubSystem ID 16 | 0
7Y41CTOLWW | 9186 | Storage SubSystem ID 17 | 0
7Y41CTOLWW | 9187 | Storage SubSystem ID 18 | 0
7Y41CTOLWW | 9188 | Storage SubSystem ID 19 | 0
7Y41CTOLWW | 9189 | Storage SubSystem ID 20 | 0
7Y41CTOLWW | A1DL | 1m QSFP+ DAC Break Out Cable | 319
7Y41CTOLWW | A1DM | 3m QSFP+ DAC Break Out Cable | 419
7Y41CTOLWW | A1DN | 5m QSFP+ DAC Break Out Cable | 529
7Y41CTOLWW | A1MT | 10m Green Cat6 Cable | 49
7Y41CTOLWW | A1MW | 25m Green Cat6 Cable | 105
7Y41CTOLWW | A1NN | High Performance Analytics Appliance | 0
7Y41CTOLWW | A1PH | 1m Passive DAC SFP+ Cable | 69
7Y41CTOLWW | A1PJ | 3m Passive DAC SFP+ Cable | 89
7Y41CTOLWW | A1PK | 5m Passive DAC SFP+ Cable | 159
7Y41CTOLWW | A1RF | 2.8m, 10A/250V, C13 to NEMA 6-15P Line Cord | 15
7Y41CTOLWW | A3RG | 0.5m Passive DAC SFP+ Cable | 79
7Y41CTOLWW | A3RH | 7m Passive DAC SFP+ Cable | 179
7Y41CTOLWW | A3SW | 1.2m, 16A/100-250V, 2 Short C13s to Short C20 Rack Power Cable | 55
7Y41CTOLWW | A3SX | 2.5m, 16A/100-250V, 2 Long C13s to Short C20 Rack Power Cable | 75
7Y41CTOLWW | A3SY | 2.8m, 16A/100-250V, 2 Short C13s to Long C20 Rack Power Cable | 79
7Y41CTOLWW | A3SZ | 4.1m, 16A/100-250V, 2 Long C13s to Long C20 Rack Power Cable | 85
7Y41CTOLWW | A4VP | 1.0m, 10A/100-250V, C13 to IEC 320-C14 Rack Power Cable | 19
7Y41CTOLWW | A51N | 1.5m Passive DAC SFP+ Cable | 89
7Y41CTOLWW | A51P | 2m Passive DAC SFP+ Cable | 89
7Y41CTOLWW | ASR5 | Lenovo 0.5m LC-LC OM3 MMF Cable | 24
7Y41CTOLWW | ASR6 | Lenovo 1m LC-LC OM3 MMF Cable | 24
7Y41CTOLWW | ASR7 | Lenovo 3m LC-LC OM3 MMF Cable | 24
7Y41CTOLWW | ASR8 | Lenovo 5m LC-LC OM3 MMF Cable | 29
7Y41CTOLWW | ASR9 | Lenovo 10m LC-LC OM3 MMF Cable | 39
7Y41CTOLWW | ASRA | Lenovo 15m LC-LC OM3 MMF Cable | 45
7Y41CTOLWW | ASRB | Lenovo 25m LC-LC OM3 MMF Cable | 54
7Y41CTOLWW | ASRC | Lenovo 30m LC-LC OM3 MMF Cable | 64
7Y41CTOLWW | AU16 | 0.5m External MiniSAS HD 8644/MiniSAS HD 8644 Cable | 79
7Y41CTOLWW | AVFW | 0.75m Green Cat6 Cable | 19
7Y41CTOLWW | AVFX | 1.0m Green Cat6 Cable | 19
7Y41CTOLWW | AVFY | 1.25m Green Cat6 Cable | 19
7Y41CTOLWW | AVFZ | 1.5m Green Cat6 Cable | 19
7Y41CTOLWW | AVG0 | 3m Green Cat6 Cable | 25
7Y41CTOLWW | AX8A | 4.3m, 13A/120V, C13 to NEMA 5-15P (US) Line Cord | 19
7Y41CTOLWW | B0N4 | 2.0m, 10A/100-250V, C13 to IEC 320-C14 Rack Power Cable | 29
7Y41CTOLWW | B0N5 | 1.0m, 13A/100-250V, C13 to C14 Jumper Cord | 25
7Y41CTOLWW | B0N6 | 1.5m, 13A/100-250V, C13 to C14 Jumper Cord | 29
7Y41CTOLWW | B2P9 | Lenovo 0.5m LC-LC OM4 MMF Cable | 34
7Y41CTOLWW | B2PA | Lenovo 1m LC-LC OM4 MMF Cable | 29
7Y41CTOLWW | B2PB | Lenovo 3m LC-LC OM4 MMF Cable | 34
7Y41CTOLWW | B2PC | Lenovo 5m LC-LC OM4 MMF Cable | 44
7Y41CTOLWW | B2PD | Lenovo 10m LC-LC OM4 MMF Cable | 69
7Y41CTOLWW | B2PE | Lenovo 15m LC-LC OM4 MMF Cable | 79
7Y41CTOLWW | B2PF | Lenovo 25m LC-LC OM4 MMF Cable | 114
7Y41CTOLWW | B2PG | Lenovo 30m LC-LC OM4 MMF Cable | 129
7Y41CTOLWW | B39F | Lenovo ThinkSystem DM Series DM3000/DM5000 Cntr, 16Gb FC/10Gb Opt | 7049
7Y41CTOLWW | B39G | Lenovo ThinkSystem DM Series DM3000/DM5000 Cntr, 10G BaseT | 9000
7Y41CTOLWW | B39L | Lenovo ThinkSystem DM Series 2U24 Bezel | 140
7Y41CTOLWW | B4BP | Lenovo ThinkSystem Storage USB Cable, Micro-USB | 20
7Y41CTOLWW | B4CX | Lenovo ThinkSystem DM Series 2U Accessory | 35
7Y41CTOLWW | B4K5 | DM Controller Parent MFG Inst | 0
7Y41CTOLWW | B4K7 | 1G RJ45 iSCSI SFP+ Module 1 pack | 189
7Y41CTOLWW | B4K8 | 8G Fibre Channel SFP+ Module 1 pack | 199
7Y41CTOLWW | B4K9 | 10G SW Optical iSCSI SFP+ Module 1 pack | 749
7Y41CTOLWW | B4KA | 16G Fibre Channel SFP+ Module 1 pack | 819
7Y41CTOLWW | B4SF | DM Series CIFS Protocol License | 0
7Y41CTOLWW | B4SG | DM Series NFS Protocol License | 0
7Y41CTOLWW | B4SH | DM Series iSCSI Protocol License | 0
7Y41CTOLWW | B4SJ | DM Series FCP Protocol License | 0
7Y41CTOLWW | B4SK | DM Series SnapMirror License | 0
7Y41CTOLWW | B4SL | DM Series SnapRestore License | 0
7Y41CTOLWW | B4SM | DM Series FlexClone License | 0
7Y41CTOLWW | B4SN | DM Series Software Encryption License | 0
7Y41CTOLWW | B4SP | DM Series SnapManager License | 0
7Y41CTOLWW | B4SU | TPM | 0
7Y41CTOLWW | B5AZ | DM Series SnapVault License | 0
7Y41CTOLWW | B65P | Lenovo ThinkSystem 5.8TB (6x 960GB, 2.5", SSD) Drive Pack for DM5000F | 16629
7Y41CTOLWW | B65R | Lenovo ThinkSystem23TB (6x 3.84TB, 2.5", SSD) Drive Pack for DM5000F | 62739
7Y41CTOLWW | B65T | Lenovo ThinkSystem 46.1TB (6x 7.68TB, 2.5", SSD) Drive Pack for DM5000F | 123629
7Y41CTOLWW | B65V | Lenovo ThinkSystem 92.2TB (6x 15.36TB, 2.5", SSD) Drive Pack for DM5000F | 243189
7Y41CTOLWW | B6TH | Lenovo ThinkSystem Storage SIR Rack Mount Kit | 299
7Y41CTOLWW | B7AQ | SnapMirror Synchronous | 0
7Y41CTOLWW | BAYG | Lenovo ThinkSystem DM Series ONTAP 9.7 SW Fundamentals NonEncryption | 0
7Y41CTOLWW | BAYH | Lenovo ThinkSystem DM Series ONTAP 9.7 SW Fundamentals Encryption | 0
7Y41CTOLWW | BAYK | Lenovo ThinkSystem DM Series ONTAP 9.7 Software NonEncryption | 0
7Y41CTOLWW | BAYL | Lenovo ThinkSystem DM Series ONTAP 9.7 Software Encryption | 0
7Y41CTOLWW | BEY7 | Lenovo ThinkSystem Storage 2U24 Chassis | 3109
7Y41CTOLWW | BF5Q | Lenovo ThinkSystem DM Series ONTAP 9.8 Software Encryption | 0
7Y41CTOLWW | BF5R | Lenovo ThinkSystem DM Series ONTAP 9.8 Software NonEncryption | 0
7Y41CTOLWW | BF5T | Lenovo ThinkSystem DM Series ONTAP 9.8 Software Fundamentals Encryption | 0
7Y41CTOLWW | BF5U | Lenovo ThinkSystem DM Series ONTAP 9.8 Software Fundamentals NonEncryption | 0
7Y41CTOLWW | BH56 | S3 Protocol License | 0
7Y41CTOLWW | BK1W | Lenovo ThinkSystem 5.8TB (6x 960GB, 2.5", SSD) Drive Pack for DM5000F - Fundamental | 11209
7Y41CTOLWW | BK1X | Lenovo ThinkSystem 23TB (6x 3.84TB, 2.5", SSD) Drive Pack for DM5000F - Fundamental | 38229
7Y41CTOLWW | BK1Y | Lenovo ThinkSystem 46.1TB (6x 7.68TB, 2.5", SSD) Drive Pack for DM5000F - Fundamental | 76889
7Y41CTOLWW | BK1Z | Lenovo ThinkSystem 92.2TB (6x 15.36TB, 2.5", SSD) Drive Pack for DM5000F - Fundamental | 159349
7Y41CTOLWW | BKKK | Lenovo ThinkSystem 5.8TB (6x 960GB, 2.5", SSD) Drive Pack for DM5000F - Fundamental - All SAN | 9519
7Y41CTOLWW | BKKL | Lenovo ThinkSystem 23TB (6x 3.84TB, 2.5", SSD) Drive Pack for DM5000F - Fundamental - All SAN | 31509
7Y41CTOLWW | BKKM | Lenovo ThinkSystem 46.1TB (6x 7.68TB, 2.5", SSD) Drive Pack for DM5000F - Fundamental - All SAN | 63409
7Y41CTOLWW | BKKN | Lenovo ThinkSystem 92.2TB (6x 15.36TB, 2.5", SSD) Drive Pack for DM5000F - Fundamental - All SAN | 132379
7Y41CTOLWW | BKKP | Lenovo ThinkSystem 5.8TB (6x 960GB, 2.5" SSD) Drive Pack for DM5000F Premium All SAN | 11059
7Y41CTOLWW | BKKQ | Lenovo ThinkSystem 23TB (6x 3.84TB, 2.5", SSD) Drive Pack for DM5000F - Premium - All SAN | 37649
7Y41CTOLWW | BKKR | Lenovo ThinkSystem 46.1TB (6x 7.68TB, 2.5", SSD) Drive Pack for DM5000F - Premium - All SAN | 75719
7Y41CTOLWW | BKKS | Lenovo ThinkSystem 92.2TB (6x 15.36TB, 2.5", SSD) Drive Pack for DM5000F - Premium - All SAN | 157019
7Y42CTO1WW | 747 | UID Asset Tag Label | 20
7Y42CTO1WW | 2306 | Integration >1U Component | 125
7Y42CTO1WW | 6201 | 1.5m, 10A/100-250V, C13 to IEC 320-C14 Rack Power Cable | 19
7Y42CTO1WW | 6204 | 2.8m, 10A/100-250V, C13 to IEC 320-C20 Rack Power Cable | 19
7Y42CTO1WW | 6263 | 4.3m, 10A/100-250V, C13 to IEC 320-C14 Rack Power Cable | 19
7Y42CTO1WW | 6311 | 2.8m, 10A/100-250V, C13 to IEC 320-C14 Rack Power Cable | 9
7Y42CTO1WW | 6313 | 2.8m, 10A/120V, C13 to NEMA 5-15P (US) Line Cord | 19
7Y42CTO1WW | 6370 | 4.3m, 10A/125V, C13 to NEMA 5-15P (US) Line Cord | 10
7Y42CTO1WW | 6373 | 4.3m, 10A/250V, C13 to NEMA 6-15P (US) Line Cord | 15
7Y42CTO1WW | 6400 | 2.8m, 13A/100-250V, C13 to C14 Jumper Cord | 9
7Y42CTO1WW | 6401 | 2.8m, 13A/120V, C13 to NEMA 5-15P (US) Line Cord | 29
7Y42CTO1WW | 6570 | 2.0m, 13A/100-250V, C13 to C14 Jumper Cord | 19
7Y42CTO1WW | 6583 | 4.3m, 13A/100-250V, C13 to C14 Rack Power Cable | 19
7Y42CTO1WW | 7831 | Customer Solution Center Services | 0
7Y42CTO1WW | 8067 | TAA Compliant Order | 0
7Y42CTO1WW | 8072 | General Racking Solution | 0
7Y42CTO1WW | 8086 | No Publications Selected | 0
7Y42CTO1WW | 8971 | Integrate in manufacturing | 0
7Y42CTO1WW | 8972 | Ship Uninstalled (Safety) | 0
7Y42CTO1WW | 9170 | Storage SubSystem ID 01 | 0
7Y42CTO1WW | 9171 | Storage SubSystem ID 02 | 0
7Y42CTO1WW | 9172 | Storage SubSystem ID 03 | 0
7Y42CTO1WW | 9173 | Storage SubSystem ID 04 | 0
7Y42CTO1WW | 9174 | Storage SubSystem ID 05 | 0
7Y42CTO1WW | 9175 | Storage SubSystem ID 06 | 0
7Y42CTO1WW | 9176 | Storage SubSystem ID 07 | 0
7Y42CTO1WW | 9177 | Storage SubSystem ID 08 | 0
7Y42CTO1WW | 9178 | Storage SubSystem ID 09 | 0
7Y42CTO1WW | 9179 | Storage SubSystem ID 10 | 0
7Y42CTO1WW | 9180 | Storage SubSystem ID 11 | 0
7Y42CTO1WW | 9181 | Storage SubSystem ID 12 | 0
7Y42CTO1WW | 9182 | Storage SubSystem ID 13 | 0
7Y42CTO1WW | 9183 | Storage SubSystem ID 14 | 0
7Y42CTO1WW | 9184 | Storage SubSystem ID 15 | 0
7Y42CTO1WW | 9185 | Storage SubSystem ID 16 | 0
7Y42CTO1WW | 9186 | Storage SubSystem ID 17 | 0
7Y42CTO1WW | 9187 | Storage SubSystem ID 18 | 0
7Y42CTO1WW | 9188 | Storage SubSystem ID 19 | 0
7Y42CTO1WW | 9189 | Storage SubSystem ID 20 | 0
7Y42CTO1WW | A1DL | 1m QSFP+ DAC Break Out Cable | 319
7Y42CTO1WW | A1DM | 3m QSFP+ DAC Break Out Cable | 419
7Y42CTO1WW | A1DN | 5m QSFP+ DAC Break Out Cable | 529
7Y42CTO1WW | A1MT | 10m Green Cat6 Cable | 49
7Y42CTO1WW | A1MW | 25m Green Cat6 Cable | 105
7Y42CTO1WW | A1PH | 1m Passive DAC SFP+ Cable | 69
7Y42CTO1WW | A1PJ | 3m Passive DAC SFP+ Cable | 89
7Y42CTO1WW | A1PK | 5m Passive DAC SFP+ Cable | 159
7Y42CTO1WW | A1RF | 2.8m, 10A/250V, C13 to NEMA 6-15P Line Cord | 15
7Y42CTO1WW | A3RG | 0.5m Passive DAC SFP+ Cable | 79
7Y42CTO1WW | A3RH | 7m Passive DAC SFP+ Cable | 179
7Y42CTO1WW | A3SW | 1.2m, 16A/100-250V, 2 Short C13s to Short C20 Rack Power Cable | 55
7Y42CTO1WW | A3SX | 2.5m, 16A/100-250V, 2 Long C13s to Short C20 Rack Power Cable | 75
7Y42CTO1WW | A3SY | 2.8m, 16A/100-250V, 2 Short C13s to Long C20 Rack Power Cable | 79
7Y42CTO1WW | A3SZ | 4.1m, 16A/100-250V, 2 Long C13s to Long C20 Rack Power Cable | 85
7Y42CTO1WW | A4VP | 1.0m, 10A/100-250V, C13 to IEC 320-C14 Rack Power Cable | 19
7Y42CTO1WW | A51N | 1.5m Passive DAC SFP+ Cable | 89
7Y42CTO1WW | A51P | 2m Passive DAC SFP+ Cable | 89
7Y42CTO1WW | ASR5 | Lenovo 0.5m LC-LC OM3 MMF Cable | 24
7Y42CTO1WW | ASR6 | Lenovo 1m LC-LC OM3 MMF Cable | 24
7Y42CTO1WW | ASR7 | Lenovo 3m LC-LC OM3 MMF Cable | 24
7Y42CTO1WW | ASR8 | Lenovo 5m LC-LC OM3 MMF Cable | 29
7Y42CTO1WW | ASR9 | Lenovo 10m LC-LC OM3 MMF Cable | 39
7Y42CTO1WW | ASRA | Lenovo 15m LC-LC OM3 MMF Cable | 45
7Y42CTO1WW | ASRB | Lenovo 25m LC-LC OM3 MMF Cable | 54
7Y42CTO1WW | ASRC | Lenovo 30m LC-LC OM3 MMF Cable | 64
7Y42CTO1WW | AU16 | 0.5m External MiniSAS HD 8644/MiniSAS HD 8644 Cable | 79
7Y42CTO1WW | AVFW | 0.75m Green Cat6 Cable | 19
7Y42CTO1WW | AVFX | 1.0m Green Cat6 Cable | 19
7Y42CTO1WW | AVFY | 1.25m Green Cat6 Cable | 19
7Y42CTO1WW | AVFZ | 1.5m Green Cat6 Cable | 19
7Y42CTO1WW | AVG0 | 3m Green Cat6 Cable | 25
7Y42CTO1WW | AX8A | 4.3m, 13A/120V, C13 to NEMA 5-15P (US) Line Cord | 19
7Y42CTO1WW | B0N4 | 2.0m, 10A/100-250V, C13 to IEC 320-C14 Rack Power Cable | 29
7Y42CTO1WW | B0N5 | 1.0m, 13A/100-250V, C13 to C14 Jumper Cord | 25
7Y42CTO1WW | B0N6 | 1.5m, 13A/100-250V, C13 to C14 Jumper Cord | 29
7Y42CTO1WW | B2P9 | Lenovo 0.5m LC-LC OM4 MMF Cable | 34
7Y42CTO1WW | B2PA | Lenovo 1m LC-LC OM4 MMF Cable | 29
7Y42CTO1WW | B2PB | Lenovo 3m LC-LC OM4 MMF Cable | 34
7Y42CTO1WW | B2PC | Lenovo 5m LC-LC OM4 MMF Cable | 44
7Y42CTO1WW | B2PD | Lenovo 10m LC-LC OM4 MMF Cable | 69
7Y42CTO1WW | B2PE | Lenovo 15m LC-LC OM4 MMF Cable | 79
7Y42CTO1WW | B2PF | Lenovo 25m LC-LC OM4 MMF Cable | 114
7Y42CTO1WW | B2PG | Lenovo 30m LC-LC OM4 MMF Cable | 129
7Y42CTO1WW | B38X | Lenovo ThinkSystem Storage Rack Mount Kit 2U12 | 179
7Y42CTO1WW | B39F | Lenovo ThinkSystem DM Series DM3000/DM5000 Cntr, 16Gb FC/10Gb Opt | 7049
7Y42CTO1WW | B39G | Lenovo ThinkSystem DM Series DM3000/DM5000 Cntr, 10G BaseT | 9000
7Y42CTO1WW | B39K | Lenovo ThinkSystem DM Series 2U12 Bezel | 145
7Y42CTO1WW | B4BP | Lenovo ThinkSystem Storage USB Cable, Micro-USB | 20
7Y42CTO1WW | B4CH | Lenovo ThinkSystem DM Series 1TB NVMe Cache | 2509
7Y42CTO1WW | B4CX | Lenovo ThinkSystem DM Series 2U Accessory | 35
7Y42CTO1WW | B4K5 | DM Controller Parent MFG Inst | 0
7Y42CTO1WW | B4K7 | 1G RJ45 iSCSI SFP+ Module 1 pack | 189
7Y42CTO1WW | B4K8 | 8G Fibre Channel SFP+ Module 1 pack | 199
7Y42CTO1WW | B4K9 | 10G SW Optical iSCSI SFP+ Module 1 pack | 749
7Y42CTO1WW | B4KA | 16G Fibre Channel SFP+ Module 1 pack | 819
7Y42CTO1WW | B4SF | DM Series CIFS Protocol License | 0
7Y42CTO1WW | B4SG | DM Series NFS Protocol License | 0
7Y42CTO1WW | B4SH | DM Series iSCSI Protocol License | 0
7Y42CTO1WW | B4SJ | DM Series FCP Protocol License | 0
7Y42CTO1WW | B4SK | DM Series SnapMirror License | 0
7Y42CTO1WW | B4SL | DM Series SnapRestore License | 0
7Y42CTO1WW | B4SM | DM Series FlexClone License | 0
7Y42CTO1WW | B4SN | DM Series Software Encryption License | 0
7Y42CTO1WW | B4SP | DM Series SnapManager License | 0
7Y42CTO1WW | B4SU | TPM | 0
7Y42CTO1WW | B5AZ | DM Series SnapVault License | 0
7Y42CTO1WW | B66B | Lenovo ThinkSystem 24TB (6x 4TB, 3.5", NLSAS HDD) Drive Pack for DM3000H | 8039
7Y42CTO1WW | B66D | Lenovo ThinkSystem 48TB (6x 8TB, 3.5", NLSAS HDD) Drive Pack for DM3000H | 14719
7Y42CTO1WW | B66F | Lenovo ThinkSystem 60TB (6x 10TB, 3.5", NLSAS HDD) Drive Pack for DM3000H | 18879
7Y42CTO1WW | B72R | Lenovo ThinkSystem 24TB (6x 4TB, 3.5", NLSAS HDD) DrPk for DM3000H - Fundamentals | 4589
7Y42CTO1WW | B72S | Lenovo ThinkSystem 48TB (6x 8TB, 3.5", NLSAS HDD) DrPk for DM3000H - Fundamentals | 7809
7Y42CTO1WW | B72T | Lenovo ThinkSystem 60TB (6x 10TB, 3.5", NLSAS HDD) DrPk for DM3000H - Fundamentals | 10239
7Y42CTO1WW | B7AQ | SnapMirror Synchronous | 0
7Y42CTO1WW | BAYG | Lenovo ThinkSystem DM Series ONTAP 9.7 SW Fundamentals NonEncryption | 0
7Y42CTO1WW | BAYH | Lenovo ThinkSystem DM Series ONTAP 9.7 SW Fundamentals Encryption | 0
7Y42CTO1WW | BAYK | Lenovo ThinkSystem DM Series ONTAP 9.7 Software NonEncryption | 0
7Y42CTO1WW | BAYL | Lenovo ThinkSystem DM Series ONTAP 9.7 Software Encryption | 0
7Y42CTO1WW | BCV4 | Lenovo ThinkSystem 96TB (6x 16TB, 3.5", NLSAS HDD) Drive Pack for DM3000H | 30149
7Y42CTO1WW | BCV6 | Lenovo ThinkSystem 96TB (6x 16TB, 3.5", NLSAS HDD) Drive Pack for DM3000H-Fundamentals | 16189
7Y42CTO1WW | BEY6 | Lenovo ThinkSystem Storage Series 2U12 Chassis | 3019
7Y42CTO1WW | BF5Q | Lenovo ThinkSystem DM Series ONTAP 9.8 Software Encryption | 0
7Y42CTO1WW | BF5R | Lenovo ThinkSystem DM Series ONTAP 9.8 Software NonEncryption | 0
7Y42CTO1WW | BF5T | Lenovo ThinkSystem DM Series ONTAP 9.8 Software Fundamentals Encryption | 0
7Y42CTO1WW | BF5U | Lenovo ThinkSystem DM Series ONTAP 9.8 Software Fundamentals NonEncryption | 0
7Y42CTO1WW | BH56 | S3 Protocol License | 0
7Y42CTOLWW | 747 | UID Asset Tag Label | 20
7Y42CTOLWW | 2306 | Integration >1U Component | 125
7Y42CTOLWW | 6201 | 1.5m, 10A/100-250V, C13 to IEC 320-C14 Rack Power Cable | 19
7Y42CTOLWW | 6204 | 2.8m, 10A/100-250V, C13 to IEC 320-C20 Rack Power Cable | 19
7Y42CTOLWW | 6263 | 4.3m, 10A/100-250V, C13 to IEC 320-C14 Rack Power Cable | 19
7Y42CTOLWW | 6311 | 2.8m, 10A/100-250V, C13 to IEC 320-C14 Rack Power Cable | 9
7Y42CTOLWW | 6313 | 2.8m, 10A/120V, C13 to NEMA 5-15P (US) Line Cord | 19
7Y42CTOLWW | 6370 | 4.3m, 10A/125V, C13 to NEMA 5-15P (US) Line Cord | 10
7Y42CTOLWW | 6373 | 4.3m, 10A/250V, C13 to NEMA 6-15P (US) Line Cord | 15
7Y42CTOLWW | 6400 | 2.8m, 13A/100-250V, C13 to C14 Jumper Cord | 9
7Y42CTOLWW | 6401 | 2.8m, 13A/120V, C13 to NEMA 5-15P (US) Line Cord | 29
7Y42CTOLWW | 6570 | 2.0m, 13A/100-250V, C13 to C14 Jumper Cord | 19
7Y42CTOLWW | 6583 | 4.3m, 13A/100-250V, C13 to C14 Rack Power Cable | 19
7Y42CTOLWW | 7831 | Customer Solution Center Services | 0
7Y42CTOLWW | 8067 | TAA Compliant Order | 0
7Y42CTOLWW | 8072 | General Racking Solution | 0
7Y42CTOLWW | 8086 | No Publications Selected | 0
7Y42CTOLWW | 8971 | Integrate in manufacturing | 0
7Y42CTOLWW | 8972 | Ship Uninstalled (Safety) | 0
7Y42CTOLWW | 9170 | Storage SubSystem ID 01 | 0
7Y42CTOLWW | 9171 | Storage SubSystem ID 02 | 0
7Y42CTOLWW | 9172 | Storage SubSystem ID 03 | 0
7Y42CTOLWW | 9173 | Storage SubSystem ID 04 | 0
7Y42CTOLWW | 9174 | Storage SubSystem ID 05 | 0
7Y42CTOLWW | 9175 | Storage SubSystem ID 06 | 0
7Y42CTOLWW | 9176 | Storage SubSystem ID 07 | 0
7Y42CTOLWW | 9177 | Storage SubSystem ID 08 | 0
7Y42CTOLWW | 9178 | Storage SubSystem ID 09 | 0
7Y42CTOLWW | 9179 | Storage SubSystem ID 10 | 0
7Y42CTOLWW | 9180 | Storage SubSystem ID 11 | 0
7Y42CTOLWW | 9181 | Storage SubSystem ID 12 | 0
7Y42CTOLWW | 9182 | Storage SubSystem ID 13 | 0
7Y42CTOLWW | 9183 | Storage SubSystem ID 14 | 0
7Y42CTOLWW | 9184 | Storage SubSystem ID 15 | 0
7Y42CTOLWW | 9185 | Storage SubSystem ID 16 | 0
7Y42CTOLWW | 9186 | Storage SubSystem ID 17 | 0
7Y42CTOLWW | 9187 | Storage SubSystem ID 18 | 0
7Y42CTOLWW | 9188 | Storage SubSystem ID 19 | 0
7Y42CTOLWW | 9189 | Storage SubSystem ID 20 | 0
7Y42CTOLWW | A1DL | 1m QSFP+ DAC Break Out Cable | 319
7Y42CTOLWW | A1DM | 3m QSFP+ DAC Break Out Cable | 419
7Y42CTOLWW | A1DN | 5m QSFP+ DAC Break Out Cable | 529
7Y42CTOLWW | A1MT | 10m Green Cat6 Cable | 49
7Y42CTOLWW | A1MW | 25m Green Cat6 Cable | 105
7Y42CTOLWW | A1PH | 1m Passive DAC SFP+ Cable | 69
7Y42CTOLWW | A1PJ | 3m Passive DAC SFP+ Cable | 89
7Y42CTOLWW | A1PK | 5m Passive DAC SFP+ Cable | 159
7Y42CTOLWW | A1RF | 2.8m, 10A/250V, C13 to NEMA 6-15P Line Cord | 15
7Y42CTOLWW | A3RG | 0.5m Passive DAC SFP+ Cable | 79
7Y42CTOLWW | A3RH | 7m Passive DAC SFP+ Cable | 179
7Y42CTOLWW | A3SW | 1.2m, 16A/100-250V, 2 Short C13s to Short C20 Rack Power Cable | 55
7Y42CTOLWW | A3SX | 2.5m, 16A/100-250V, 2 Long C13s to Short C20 Rack Power Cable | 75
7Y42CTOLWW | A3SY | 2.8m, 16A/100-250V, 2 Short C13s to Long C20 Rack Power Cable | 79
7Y42CTOLWW | A3SZ | 4.1m, 16A/100-250V, 2 Long C13s to Long C20 Rack Power Cable | 85
7Y42CTOLWW | A4VP | 1.0m, 10A/100-250V, C13 to IEC 320-C14 Rack Power Cable | 19
7Y42CTOLWW | A51N | 1.5m Passive DAC SFP+ Cable | 89
7Y42CTOLWW | A51P | 2m Passive DAC SFP+ Cable | 89
7Y42CTOLWW | ASR5 | Lenovo 0.5m LC-LC OM3 MMF Cable | 24
7Y42CTOLWW | ASR6 | Lenovo 1m LC-LC OM3 MMF Cable | 24
7Y42CTOLWW | ASR7 | Lenovo 3m LC-LC OM3 MMF Cable | 24
7Y42CTOLWW | ASR8 | Lenovo 5m LC-LC OM3 MMF Cable | 29
7Y42CTOLWW | ASR9 | Lenovo 10m LC-LC OM3 MMF Cable | 39
7Y42CTOLWW | ASRA | Lenovo 15m LC-LC OM3 MMF Cable | 45
7Y42CTOLWW | ASRB | Lenovo 25m LC-LC OM3 MMF Cable | 54
7Y42CTOLWW | ASRC | Lenovo 30m LC-LC OM3 MMF Cable | 64
7Y42CTOLWW | AU16 | 0.5m External MiniSAS HD 8644/MiniSAS HD 8644 Cable | 79
7Y42CTOLWW | AVFW | 0.75m Green Cat6 Cable | 19
7Y42CTOLWW | AVFX | 1.0m Green Cat6 Cable | 19
7Y42CTOLWW | AVFY | 1.25m Green Cat6 Cable | 19
7Y42CTOLWW | AVFZ | 1.5m Green Cat6 Cable | 19
7Y42CTOLWW | AVG0 | 3m Green Cat6 Cable | 25
7Y42CTOLWW | AX8A | 4.3m, 13A/120V, C13 to NEMA 5-15P (US) Line Cord | 19
7Y42CTOLWW | B0N4 | 2.0m, 10A/100-250V, C13 to IEC 320-C14 Rack Power Cable | 29
7Y42CTOLWW | B0N5 | 1.0m, 13A/100-250V, C13 to C14 Jumper Cord | 25
7Y42CTOLWW | B0N6 | 1.5m, 13A/100-250V, C13 to C14 Jumper Cord | 29
7Y42CTOLWW | B2P9 | Lenovo 0.5m LC-LC OM4 MMF Cable | 34
7Y42CTOLWW | B2PA | Lenovo 1m LC-LC OM4 MMF Cable | 29
7Y42CTOLWW | B2PB | Lenovo 3m LC-LC OM4 MMF Cable | 34
7Y42CTOLWW | B2PC | Lenovo 5m LC-LC OM4 MMF Cable | 44
7Y42CTOLWW | B2PD | Lenovo 10m LC-LC OM4 MMF Cable | 69
7Y42CTOLWW | B2PE | Lenovo 15m LC-LC OM4 MMF Cable | 79
7Y42CTOLWW | B2PF | Lenovo 25m LC-LC OM4 MMF Cable | 114
7Y42CTOLWW | B2PG | Lenovo 30m LC-LC OM4 MMF Cable | 129
7Y42CTOLWW | B38X | Lenovo ThinkSystem Storage Rack Mount Kit 2U12 | 179
7Y42CTOLWW | B39F | Lenovo ThinkSystem DM Series DM3000/DM5000 Cntr, 16Gb FC/10Gb Opt | 7049
7Y42CTOLWW | B39G | Lenovo ThinkSystem DM Series DM3000/DM5000 Cntr, 10G BaseT | 9000
7Y42CTOLWW | B39K | Lenovo ThinkSystem DM Series 2U12 Bezel | 145
7Y42CTOLWW | B4BP | Lenovo ThinkSystem Storage USB Cable, Micro-USB | 20
7Y42CTOLWW | B4CH | Lenovo ThinkSystem DM Series 1TB NVMe Cache | 2509
7Y42CTOLWW | B4CX | Lenovo ThinkSystem DM Series 2U Accessory | 35
7Y42CTOLWW | B4K5 | DM Controller Parent MFG Inst | 0
7Y42CTOLWW | B4K7 | 1G RJ45 iSCSI SFP+ Module 1 pack | 189
7Y42CTOLWW | B4K8 | 8G Fibre Channel SFP+ Module 1 pack | 199
7Y42CTOLWW | B4K9 | 10G SW Optical iSCSI SFP+ Module 1 pack | 749
7Y42CTOLWW | B4KA | 16G Fibre Channel SFP+ Module 1 pack | 819
7Y42CTOLWW | B4SF | DM Series CIFS Protocol License | 0
7Y42CTOLWW | B4SG | DM Series NFS Protocol License | 0
7Y42CTOLWW | B4SH | DM Series iSCSI Protocol License | 0
7Y42CTOLWW | B4SJ | DM Series FCP Protocol License | 0
7Y42CTOLWW | B4SK | DM Series SnapMirror License | 0
7Y42CTOLWW | B4SL | DM Series SnapRestore License | 0
7Y42CTOLWW | B4SM | DM Series FlexClone License | 0
7Y42CTOLWW | B4SN | DM Series Software Encryption License | 0
7Y42CTOLWW | B4SP | DM Series SnapManager License | 0
7Y42CTOLWW | B4SU | TPM | 0
7Y42CTOLWW | B5AZ | DM Series SnapVault License | 0
7Y42CTOLWW | B66B | Lenovo ThinkSystem 24TB (6x 4TB, 3.5", NLSAS HDD) Drive Pack for DM3000H | 8039
7Y42CTOLWW | B66D | Lenovo ThinkSystem 48TB (6x 8TB, 3.5", NLSAS HDD) Drive Pack for DM3000H | 14719
7Y42CTOLWW | B66F | Lenovo ThinkSystem 60TB (6x 10TB, 3.5", NLSAS HDD) Drive Pack for DM3000H | 18879
7Y42CTOLWW | B72R | Lenovo ThinkSystem 24TB (6x 4TB, 3.5", NLSAS HDD) DrPk for DM3000H - Fundamentals | 4589
7Y42CTOLWW | B72S | Lenovo ThinkSystem 48TB (6x 8TB, 3.5", NLSAS HDD) DrPk for DM3000H - Fundamentals | 7809
7Y42CTOLWW | B72T | Lenovo ThinkSystem 60TB (6x 10TB, 3.5", NLSAS HDD) DrPk for DM3000H - Fundamentals | 10239
7Y42CTOLWW | B7AQ | SnapMirror Synchronous | 0
7Y42CTOLWW | BAYG | Lenovo ThinkSystem DM Series ONTAP 9.7 SW Fundamentals NonEncryption | 0
7Y42CTOLWW | BAYH | Lenovo ThinkSystem DM Series ONTAP 9.7 SW Fundamentals Encryption | 0
7Y42CTOLWW | BAYK | Lenovo ThinkSystem DM Series ONTAP 9.7 Software NonEncryption | 0
7Y42CTOLWW | BAYL | Lenovo ThinkSystem DM Series ONTAP 9.7 Software Encryption | 0
7Y42CTOLWW | BCV4 | Lenovo ThinkSystem 96TB (6x 16TB, 3.5", NLSAS HDD) Drive Pack for DM3000H | 30149
7Y42CTOLWW | BCV6 | Lenovo ThinkSystem 96TB (6x 16TB, 3.5", NLSAS HDD) Drive Pack for DM3000H-Fundamentals | 16189
7Y42CTOLWW | BEY6 | Lenovo ThinkSystem Storage Series 2U12 Chassis | 3019
7Y42CTOLWW | BF5Q | Lenovo ThinkSystem DM Series ONTAP 9.8 Software Encryption | 0
7Y42CTOLWW | BF5R | Lenovo ThinkSystem DM Series ONTAP 9.8 Software NonEncryption | 0
7Y42CTOLWW | BF5T | Lenovo ThinkSystem DM Series ONTAP 9.8 Software Fundamentals Encryption | 0
7Y42CTOLWW | BF5U | Lenovo ThinkSystem DM Series ONTAP 9.8 Software Fundamentals NonEncryption | 0
7Y42CTOLWW | BH56 | S3 Protocol License | 0
7Y43CTO1WW | 747 | UID Asset Tag Label | 20
7Y43CTO1WW | 2306 | Integration >1U Component | 125
7Y43CTO1WW | 6252 | 2.5m, 16A/100-250V, C19 to IEC 320-C20 Rack Power Cable | 19
7Y43CTO1WW | 6274 | 4.3m, 18A/125V, C19 to NEMA L5-20P (US) Line Cord | 49
7Y43CTO1WW | 6275 | 4.3m, 16A/208V, C19 to NEMA L6-20P (US) Line Cord | 49
7Y43CTO1WW | 7831 | Customer Solution Center Services | 0
7Y43CTO1WW | 8067 | TAA Compliant Order | 0
7Y43CTO1WW | 8072 | General Racking Solution | 0
7Y43CTO1WW | 8086 | No Publications Selected | 0
7Y43CTO1WW | 8971 | Integrate in manufacturing | 0
7Y43CTO1WW | 8972 | Ship Uninstalled (Safety) | 0
7Y43CTO1WW | 9170 | Storage SubSystem ID 01 | 0
7Y43CTO1WW | 9171 | Storage SubSystem ID 02 | 0
7Y43CTO1WW | 9172 | Storage SubSystem ID 03 | 0
7Y43CTO1WW | 9173 | Storage SubSystem ID 04 | 0
7Y43CTO1WW | 9174 | Storage SubSystem ID 05 | 0
7Y43CTO1WW | 9175 | Storage SubSystem ID 06 | 0
7Y43CTO1WW | 9176 | Storage SubSystem ID 07 | 0
7Y43CTO1WW | 9177 | Storage SubSystem ID 08 | 0
7Y43CTO1WW | 9178 | Storage SubSystem ID 09 | 0
7Y43CTO1WW | 9179 | Storage SubSystem ID 10 | 0
7Y43CTO1WW | 9180 | Storage SubSystem ID 11 | 0
7Y43CTO1WW | 9181 | Storage SubSystem ID 12 | 0
7Y43CTO1WW | 9182 | Storage SubSystem ID 13 | 0
7Y43CTO1WW | 9183 | Storage SubSystem ID 14 | 0
7Y43CTO1WW | 9184 | Storage SubSystem ID 15 | 0
7Y43CTO1WW | 9185 | Storage SubSystem ID 16 | 0
7Y43CTO1WW | 9186 | Storage SubSystem ID 17 | 0
7Y43CTO1WW | 9187 | Storage SubSystem ID 18 | 0
7Y43CTO1WW | 9188 | Storage SubSystem ID 19 | 0
7Y43CTO1WW | 9189 | Storage SubSystem ID 20 | 0
7Y43CTO1WW | A1NV | 4.3m, 15A/250V, C19 to NEMA 6-15P (US) Line Cord | 49
7Y43CTO1WW | AU16 | 0.5m External MiniSAS HD 8644/MiniSAS HD 8644 Cable | 79
7Y43CTO1WW | AU17 | 1m External MiniSAS HD 8644/MiniSAS HD 8644 Cable | 89
7Y43CTO1WW | AU18 | 2m External MiniSAS HD 8644/MiniSAS HD 8644 Cable | 99
7Y43CTO1WW | AU19 | 3m External MiniSAS HD 8644/MiniSAS HD 8644 Cable | 109
7Y43CTO1WW | B39J | Lenovo ThinkSystem DM Series DM120S/240S/600S IOM | 1000
7Y43CTO1WW | B39N | Lenovo ThinkSystem Storage 4U60 Bezel | 155
7Y43CTO1WW | B3WZ | Lenovo ThinkSystem DM3000H 240TB HDD Pack (30x 8TB HDD) | 74299
7Y43CTO1WW | B3X1 | Lenovo ThinkSystem DM3000H 300TB HDD Pack (30x 10TB HDD) | 96349
7Y43CTO1WW | B3X3 | Lenovo ThinkSystem DM3000H 120TB HDD Pack (30x 4TB HDD) | 40869
7Y43CTO1WW | B3XB | Lenovo ThinkSystem DM5000H 120TB HDD Pack (30x 4TB HDD) | 40869
7Y43CTO1WW | B3XD | Lenovo ThinkSystem DM5000H HDD 240TB Pack (30x 8TB HDD) | 74299
7Y43CTO1WW | B3XF | Lenovo ThinkSystem DM5000H 300TB HDD Pack (30x 10TB HDD) | 96349
7Y43CTO1WW | B4CY | Lenovo ThinkSystem Storage 4U Accessory Kit | 60
7Y43CTO1WW | B4K6 | DM Expansion Child MFG Inst | 0
7Y43CTO1WW | B6BL | Lenovo ThinkSystem 120TB (30x 4TB, 3.5", NLSAS HDD) Drive Pack for DM7000H | 33499
7Y43CTO1WW | B6BM | Lenovo ThinkSystem 240TB (30x 8TB, 3.5", NLSAS HDD) Drive Pack for DM7000H | 71389
7Y43CTO1WW | B6BN | Lenovo ThinkSystem 300TB (30x 10TB, 3.5", NLSAS HDD) Drive Pack for DM7000H | 79449
7Y43CTO1WW | B73M | Lenovo ThinkSystem 120TB (30x 4TB, 3.5", NLSAS HDD) DrPk for DM5000H - Fundamentals | 40399
7Y43CTO1WW | B73N | Lenovo ThinkSystem 240TB (30x 8TB, 3.5", NLSAS HDD) DrPk for DM5000H - Fundamentals | 81299
7Y43CTO1WW | B73P | Lenovo ThinkSystem 300TB (30x 10TB, 3.5", NLSAS HDD) DrPk for DM5000H - Fundamentals | 90399
7Y43CTO1WW | B73Q | Lenovo ThinkSystem 120TB (30x 4TB, 3.5", NLSAS HDD) DrPk for DM3000H - Fundamentals | 21999
7Y43CTO1WW | B73R | Lenovo ThinkSystem 240TB (30x 8TB, 3.5", NLSAS HDD) DrPk for DM3000H - Fundamentals | 37219
7Y43CTO1WW | B73S | Lenovo ThinkSystem 300TB (30x 10TB, 3.5", NLSAS HDD) DrPk for DM3000H - Fundamentals | 49979
7Y43CTO1WW | B742 | DM/DE 4U Adjustable Rail Kit | 89
7Y43CTO1WW | BC7C | Lenovo ThinkSystem 300TB (30x 10TB, 3.5", NLSAS HDD) Drive Pack for DM7100H | 145339
7Y43CTO1WW | BC9Y | Lenovo ThinkSystem 120TB (30x 4TB, 3.5", NLSAS HDD) Drive Pack for DM7100H | 60149
7Y43CTO1WW | BC9Z | Lenovo ThinkSystem 240TB (30x 8TB, 3.5", NLSAS HDD) Drive Pack for DM7100H | 113499
7Y43CTO1WW | BCVB | Lenovo ThinkSystem 480TB (30x 16TB, 3.5", NLSAS HDD) Drive Pack for DM3000H- Fundamentals | 79409
7Y43CTO1WW | BCVC | Lenovo ThinkSystem 480TB (30x 16TB, 3.5", NLSAS HDD) Drive Pack for DM3000H | 148449
7Y43CTO1WW | BCVE | Lenovo ThinkSystem 480TB (30x 16TB, 3.5", NLSAS HDD) Drive Pack for DM7000H | 148449
7Y43CTO1WW | BCVG | Lenovo ThinkSystem 480TB (30x 16TB, 3.5", NLSAS HDD) Drive Pack for DM5000H-Fundamentals | 79409
7Y43CTO1WW | BCVH | Lenovo ThinkSystem 480TB (30x 16TB, 3.5", NLSAS HDD) Drive Pack for DM5000H | 148449
7Y43CTO1WW | BEFT | Lenovo ThinkSystem 480TB (30x 16TB, 3.5", NLSAS HDD) Drive Pack for DM7100H | 209259
7Y43CTO1WW | BEY8 | Lenovo ThinkSystem Storage 4U60 Chassis | 16439
7Y43CTOLWW | 747 | UID Asset Tag Label | 20
7Y43CTOLWW | 2306 | Integration >1U Component | 125
7Y43CTOLWW | 6252 | 2.5m, 16A/100-250V, C19 to IEC 320-C20 Rack Power Cable | 19
7Y43CTOLWW | 6274 | 4.3m, 18A/125V, C19 to NEMA L5-20P (US) Line Cord | 49
7Y43CTOLWW | 6275 | 4.3m, 16A/208V, C19 to NEMA L6-20P (US) Line Cord | 49
7Y43CTOLWW | 7831 | Customer Solution Center Services | 0
7Y43CTOLWW | 8067 | TAA Compliant Order | 0
7Y43CTOLWW | 8072 | General Racking Solution | 0
7Y43CTOLWW | 8086 | No Publications Selected | 0
7Y43CTOLWW | 8971 | Integrate in manufacturing | 0
7Y43CTOLWW | 8972 | Ship Uninstalled (Safety) | 0
7Y43CTOLWW | 9170 | Storage SubSystem ID 01 | 0
7Y43CTOLWW | 9171 | Storage SubSystem ID 02 | 0
7Y43CTOLWW | 9172 | Storage SubSystem ID 03 | 0
7Y43CTOLWW | 9173 | Storage SubSystem ID 04 | 0
7Y43CTOLWW | 9174 | Storage SubSystem ID 05 | 0
7Y43CTOLWW | 9175 | Storage SubSystem ID 06 | 0
7Y43CTOLWW | 9176 | Storage SubSystem ID 07 | 0
7Y43CTOLWW | 9177 | Storage SubSystem ID 08 | 0
7Y43CTOLWW | 9178 | Storage SubSystem ID 09 | 0
7Y43CTOLWW | 9179 | Storage SubSystem ID 10 | 0
7Y43CTOLWW | 9180 | Storage SubSystem ID 11 | 0
7Y43CTOLWW | 9181 | Storage SubSystem ID 12 | 0
7Y43CTOLWW | 9182 | Storage SubSystem ID 13 | 0
7Y43CTOLWW | 9183 | Storage SubSystem ID 14 | 0
7Y43CTOLWW | 9184 | Storage SubSystem ID 15 | 0
7Y43CTOLWW | 9185 | Storage SubSystem ID 16 | 0
7Y43CTOLWW | 9186 | Storage SubSystem ID 17 | 0
7Y43CTOLWW | 9187 | Storage SubSystem ID 18 | 0
7Y43CTOLWW | 9188 | Storage SubSystem ID 19 | 0
7Y43CTOLWW | 9189 | Storage SubSystem ID 20 | 0
7Y43CTOLWW | A1NV | 4.3m, 15A/250V, C19 to NEMA 6-15P (US) Line Cord | 49
7Y43CTOLWW | AU16 | 0.5m External MiniSAS HD 8644/MiniSAS HD 8644 Cable | 79
7Y43CTOLWW | AU17 | 1m External MiniSAS HD 8644/MiniSAS HD 8644 Cable | 89
7Y43CTOLWW | AU18 | 2m External MiniSAS HD 8644/MiniSAS HD 8644 Cable | 99
7Y43CTOLWW | AU19 | 3m External MiniSAS HD 8644/MiniSAS HD 8644 Cable | 109
7Y43CTOLWW | B39J | Lenovo ThinkSystem DM Series DM120S/240S/600S IOM | 1000
7Y43CTOLWW | B39N | Lenovo ThinkSystem Storage 4U60 Bezel | 155
7Y43CTOLWW | B3WZ | Lenovo ThinkSystem DM3000H 240TB HDD Pack (30x 8TB HDD) | 74299
7Y43CTOLWW | B3X1 | Lenovo ThinkSystem DM3000H 300TB HDD Pack (30x 10TB HDD) | 96349
7Y43CTOLWW | B3X3 | Lenovo ThinkSystem DM3000H 120TB HDD Pack (30x 4TB HDD) | 40869
7Y43CTOLWW | B3XB | Lenovo ThinkSystem DM5000H 120TB HDD Pack (30x 4TB HDD) | 40869
7Y43CTOLWW | B3XD | Lenovo ThinkSystem DM5000H HDD 240TB Pack (30x 8TB HDD) | 74299
7Y43CTOLWW | B3XF | Lenovo ThinkSystem DM5000H 300TB HDD Pack (30x 10TB HDD) | 96349
7Y43CTOLWW | B4CY | Lenovo ThinkSystem Storage 4U Accessory Kit | 60
7Y43CTOLWW | B4K6 | DM Expansion Child MFG Inst | 0
7Y43CTOLWW | B6BL | Lenovo ThinkSystem 120TB (30x 4TB, 3.5", NLSAS HDD) Drive Pack for DM7000H | 33499
7Y43CTOLWW | B6BM | Lenovo ThinkSystem 240TB (30x 8TB, 3.5", NLSAS HDD) Drive Pack for DM7000H | 71389
7Y43CTOLWW | B6BN | Lenovo ThinkSystem 300TB (30x 10TB, 3.5", NLSAS HDD) Drive Pack for DM7000H | 79449
7Y43CTOLWW | B73M | Lenovo ThinkSystem 120TB (30x 4TB, 3.5", NLSAS HDD) DrPk for DM5000H - Fundamentals | 40399
7Y43CTOLWW | B73N | Lenovo ThinkSystem 240TB (30x 8TB, 3.5", NLSAS HDD) DrPk for DM5000H - Fundamentals | 81299
7Y43CTOLWW | B73P | Lenovo ThinkSystem 300TB (30x 10TB, 3.5", NLSAS HDD) DrPk for DM5000H - Fundamentals | 90399
7Y43CTOLWW | B73Q | Lenovo ThinkSystem 120TB (30x 4TB, 3.5", NLSAS HDD) DrPk for DM3000H - Fundamentals | 21999
7Y43CTOLWW | B73R | Lenovo ThinkSystem 240TB (30x 8TB, 3.5", NLSAS HDD) DrPk for DM3000H - Fundamentals | 37219
7Y43CTOLWW | B73S | Lenovo ThinkSystem 300TB (30x 10TB, 3.5", NLSAS HDD) DrPk for DM3000H - Fundamentals | 49979
7Y43CTOLWW | B742 | DM/DE 4U Adjustable Rail Kit | 89
7Y43CTOLWW | BC7C | Lenovo ThinkSystem 300TB (30x 10TB, 3.5", NLSAS HDD) Drive Pack for DM7100H | 145339
7Y43CTOLWW | BC9Y | Lenovo ThinkSystem 120TB (30x 4TB, 3.5", NLSAS HDD) Drive Pack for DM7100H | 60149
7Y43CTOLWW | BC9Z | Lenovo ThinkSystem 240TB (30x 8TB, 3.5", NLSAS HDD) Drive Pack for DM7100H | 113499
7Y43CTOLWW | BCVB | Lenovo ThinkSystem 480TB (30x 16TB, 3.5", NLSAS HDD) Drive Pack for DM3000H- Fundamentals | 79409
7Y43CTOLWW | BCVC | Lenovo ThinkSystem 480TB (30x 16TB, 3.5", NLSAS HDD) Drive Pack for DM3000H | 148449
7Y43CTOLWW | BCVE | Lenovo ThinkSystem 480TB (30x 16TB, 3.5", NLSAS HDD) Drive Pack for DM7000H | 148449
7Y43CTOLWW | BCVG | Lenovo ThinkSystem 480TB (30x 16TB, 3.5", NLSAS HDD) Drive Pack for DM5000H-Fundamentals | 79409
7Y43CTOLWW | BCVH | Lenovo ThinkSystem 480TB (30x 16TB, 3.5", NLSAS HDD) Drive Pack for DM5000H | 148449
7Y43CTOLWW | BEFT | Lenovo ThinkSystem 480TB (30x 16TB, 3.5", NLSAS HDD) Drive Pack for DM7100H | 209259
7Y43CTOLWW | BEY8 | Lenovo ThinkSystem Storage 4U60 Chassis | 16439
7Y45CTO1WW | 747 | UID Asset Tag Label | 20
7Y45CTO1WW | 2302 | RAID Configuration | 149
7Y45CTO1WW | 2306 | Integration >1U Component | 125
7Y45CTO1WW | 2321 | Custom MFG SVCS Fee - Small Increment | 3
7Y45CTO1WW | 2400 | Primary Array 12 HDDs | 0
7Y45CTO1WW | 2401 | Primary Array 13 HDDs | 0
7Y45CTO1WW | 2402 | Primary Array 14 HDDs | 0
7Y45CTO1WW | 2403 | Primary Array 15 HDDs | 0
7Y45CTO1WW | 2404 | Primary Array 16 HDDs | 0
7Y45CTO1WW | 2405 | Secondary Array 9 HDDs | 0
7Y45CTO1WW | 2406 | Secondary Array 10 HDDs | 0
7Y45CTO1WW | 2407 | Secondary Array 11 HDDs | 0
7Y45CTO1WW | 2408 | Secondary Array 12 HDDs | 0
7Y45CTO1WW | 2409 | Secondary Array 13 HDDs | 0
7Y45CTO1WW | 2410 | Secondary Array 14 HDDs | 0
7Y45CTO1WW | 3271 | No RAID - Secondary Array set up by customer | 0
7Y45CTO1WW | 5977 | Select Storage devices - no configured RAID required | 0
7Y45CTO1WW | 5978 | Select Storage devices - configured RAID | 0
7Y45CTO1WW | 6313 | 2.8m, 10A/120V, C13 to NEMA 5-15P (US) Line Cord | 19
7Y45CTO1WW | 6370 | 4.3m, 10A/125V, C13 to NEMA 5-15P (US) Line Cord | 10
7Y45CTO1WW | 6373 | 4.3m, 10A/250V, C13 to NEMA 6-15P (US) Line Cord | 15
7Y45CTO1WW | 7008 | Primary Array 2 HDDs | 0
7Y45CTO1WW | 7009 | Primary Array 3 HDDs | 0
7Y45CTO1WW | 7010 | Primary Array 4 HDDs | 0
7Y45CTO1WW | 7011 | Primary Array 5 HDDs | 0
7Y45CTO1WW | 7012 | Primary Array 6 HDDs | 0
7Y45CTO1WW | 7013 | Primary Array 7 HDDs | 0
7Y45CTO1WW | 7014 | Primary Array 8 HDDs | 0
7Y45CTO1WW | 7015 | Secondary Array 2 HDDs | 0
7Y45CTO1WW | 7016 | Secondary Array 3 HDDs | 0
7Y45CTO1WW | 7017 | Secondary Array 4 HDDs | 0
7Y45CTO1WW | 7057 | Secondary Array 5 HDDs | 0
7Y45CTO1WW | 7058 | Secondary Array 6 HDDs | 0
7Y45CTO1WW | 7059 | Secondary Array 7 HDDs | 0
7Y45CTO1WW | 7060 | Secondary Array 8 HDDs | 0
7Y45CTO1WW | 7664 | Primary Array 9 HDDs | 0
7Y45CTO1WW | 7831 | Customer Solution Center Services | 0
7Y45CTO1WW | 8067 | TAA Compliant Order | 0
7Y45CTO1WW | 8072 | General Racking Solution | 0
7Y45CTO1WW | 8086 | No Publications Selected | 0
7Y45CTO1WW | 9013 | Hot Spare | 0
7Y45CTO1WW | 9714 | Primary Array 10 HDDs | 0
7Y45CTO1WW | 9715 | Primary Array 11 HDDs | 0
7Y45CTO1WW | A103 | System x Cluster Upgrade | 0
7Y45CTO1WW | A1RF | 2.8m, 10A/250V, C13 to NEMA 6-15P Line Cord | 15
7Y45CTO1WW | A2K6 | Primary Array - RAID 0 | 0
7Y45CTO1WW | A2K7 | Primary Array - RAID 1 | 0
7Y45CTO1WW | A2K9 | Primary Array - RAID 5 | 0
7Y45CTO1WW | A2KA | Primary Array - RAID 6 | 0
7Y45CTO1WW | A2KB | Primary Array - RAID 10 | 0
7Y45CTO1WW | A2KF | Secondary Array - RAID 0 | 0
7Y45CTO1WW | A2KG | Secondary Array - RAID 1 | 0
7Y45CTO1WW | A2KJ | Secondary Array - RAID 5 | 0
7Y45CTO1WW | A2KK | Secondary Array - RAID 6 | 0
7Y45CTO1WW | A2KL | Secondary Array - RAID 10 | 0
7Y45CTO1WW | AT7S | Emulex VFA5.2 2x10 GbE SFP+ PCIe Adapter | 449
7Y45CTO1WW | AT7T | Emulex VFA5.2 2x10 GbE SFP+ Adapter and FCoE/iSCSI SW | 1319
7Y45CTO1WW | ATPX | Intel X550-T2 Dual Port 10GBase-T Adapter | 599
7Y45CTO1WW | ATRY | Intel X550-T1 Single Port 10GBase-T Adapter | 559
7Y45CTO1WW | ATZU | Emulex 16Gb Gen6 FC Single-port HBA | 949
7Y45CTO1WW | ATZV | Emulex 16Gb Gen6 FC Dual-port HBA | 1309
7Y45CTO1WW | AUK7 | TPM 2.0 and Secure Boot | 0
7Y45CTO1WW | AUKP | ThinkSystem Broadcom 57416 10GBASE-T 2-Port PCIe Ethernet Adapter | 479
7Y45CTO1WW | AUKS | ThinkSystem Broadcom 57412 25GbE SFP28 1-Port PCIe Ethernet Adapter | 489
7Y45CTO1WW | AUKX | ThinkSystem Intel X710-DA2 PCIe 10Gb 2-Port SFP+ Ethernet Adapter | 459
7Y45CTO1WW | AULV | ThinkSystem 2.5" 300GB 15K SAS 12Gb Hot Swap 512n HDD | 339
7Y45CTO1WW | AULW | ThinkSystem 2.5" 600GB 15K SAS 12Gb Hot Swap 512n HDD | 469
7Y45CTO1WW | AULX | ThinkSystem 2.5" 900GB 15K SAS 12Gb Hot Swap 512e HDD | 639
7Y45CTO1WW | AULY | ThinkSystem 2.5" 300GB 10K SAS 12Gb Hot Swap 512n HDD | 289
7Y45CTO1WW | AULZ | ThinkSystem 2.5" 600GB 10K SAS 12Gb Hot Swap 512n HDD | 319
7Y45CTO1WW | AUM0 | ThinkSystem 2.5" 900GB 10K SAS 12Gb Hot Swap 512n HDD | 389
7Y45CTO1WW | AUM1 | ThinkSystem 2.5" 1.2TB 10K SAS 12Gb Hot Swap 512n HDD | 389
7Y45CTO1WW | AUM2 | ThinkSystem 2.5" 1.8TB 10K SAS 12Gb Hot Swap 512e HDD | 589
7Y45CTO1WW | AUM4 | ThinkSystem 2.5" 300GB 10K SAS 12Gb Hot Swap 512n HDD SED | 339
7Y45CTO1WW | AUM6 | ThinkSystem 2.5" 1TB 7.2K SAS 12Gb Hot Swap 512n HDD | 469
7Y45CTO1WW | AUM7 | ThinkSystem 2.5" 2TB 7.2K SAS 12Gb Hot Swap 512n HDD | 839
7Y45CTO1WW | AUNG | ThinkSystem RAID 530-8i PCIe 12Gb Adapter | 299
7Y45CTO1WW | AUNJ | ThinkSystem RAID 930-8i 2GB Flash PCIe 12Gb Adapter | 1009
7Y45CTO1WW | AUNK | ThinkSystem RAID 930-16i 4GB Flash PCIe 12Gb Adapter | 1529
7Y45CTO1WW | AUNL | ThinkSystem 430-8i SAS/SATA 12Gb HBA | 299
7Y45CTO1WW | AUNM | ThinkSystem 430-16i SAS/SATA 12Gb HBA | 589
7Y45CTO1WW | AUNN | ThinkSystem 430-16e SAS/SATA 12Gb HBA | 609
7Y45CTO1WW | AUNP | FBU345 SuperCap | 135
7Y45CTO1WW | AUNQ | ThinkSystem RAID 930-8e 4GB Flash PCIe 12Gb Adapter | 1689
7Y45CTO1WW | AUNR | ThinkSystem 430-8e SAS/SATA 12Gb HBA | 299
7Y45CTO1WW | AUPW | ThinkSystem XClarity Controller Standard to Enterprise Upgrade | 100
7Y45CTO1WW | AUU2 | ThinkSystem 3.5" 300GB 15K SAS 12Gb Hot Swap 512n HDD | 359
7Y45CTO1WW | AUU3 | ThinkSystem 3.5" 600GB 15K SAS 12Gb Hot Swap 512n HDD | 479
7Y45CTO1WW | AUU4 | ThinkSystem 3.5" 1TB 7.2K SAS 12Gb Hot Swap 512n HDD | 299
7Y45CTO1WW | AUU5 | ThinkSystem 3.5" 2TB 7.2K SAS 12Gb Hot Swap 512n HDD | 339
7Y45CTO1WW | AUU6 | ThinkSystem 3.5" 4TB 7.2K SAS 12Gb Hot Swap 512n HDD | 419
7Y45CTO1WW | AUU7 | ThinkSystem 3.5" 6TB 7.2K SAS 12Gb Hot Swap 512e HDD | 549
7Y45CTO1WW | AUU8 | ThinkSystem 3.5" 4TB 7.2K SATA 6Gb Hot Swap 512n HDD | 389
7Y45CTO1WW | AUU9 | ThinkSystem 3.5" 8TB 7.2K SATA 6Gb Hot Swap 512e HDD | 599
7Y45CTO1WW | AUUA | ThinkSystem 3.5" 6TB 7.2K SATA 6Gb Hot Swap 512e HDD | 529
7Y45CTO1WW | AUUC | ThinkSystem 3.5" 900GB 15K SAS 12Gb Hot Swap 512e HDD | 679
7Y45CTO1WW | AUUD | ThinkSystem 3.5" 2TB 7.2K SATA 6Gb Hot Swap 512n HDD | 319
7Y45CTO1WW | AUUE | ThinkSystem 2.5" 1TB 7.2K SATA 6Gb Hot Swap 512n HDD | 469
7Y45CTO1WW | AUUF | ThinkSystem 3.5" 1TB 7.2K SATA 6Gb Hot Swap 512n HDD | 269
7Y45CTO1WW | AUUJ | ThinkSystem 2.5" 2TB 7.2K SATA 6Gb Hot Swap 512e HDD | 849
7Y45CTO1WW | AUUL | ThinkSystem M.2 32GB SATA 6Gbps Non-Hot Swap SSD | 109
7Y45CTO1WW | AUUV | ThinkSystem M.2 128GB SATA 6Gbps Non-Hot Swap SSD | 159
7Y45CTO1WW | AUZS | ThinkSystem 1TB 7.2K 6Gbps SATA 3.5" Simple Swap 512n HDD | 229
7Y45CTO1WW | AUZT | ThinkSystem 2TB 7.2K 6Gbps SATA 3.5" Simple Swap 512n HDD | 429
7Y45CTO1WW | AUZU | ThinkSystem 4TB 7.2K 6Gbps SATA 3.5" Simple Swap 512n HDD | 599
7Y45CTO1WW | AUZV | ThinkSystem Broadcom 5719 1GbE RJ45 4-Port PCIe Ethernet Adapter | 159
7Y45CTO1WW | AUZW | ThinkSystem I350-T4 PCIe 1Gb 4-Port RJ45 Ethernet Adapter | 379
7Y45CTO1WW | AUZX | ThinkSystem Broadcom 5720 1GbE RJ45 2-Port PCIe Ethernet Adapter | 129
7Y45CTO1WW | AUZY | ThinkSystem I350-T2 PCIe 1Gb 2-Port RJ45 Ethernet Adapter | 179
7Y45CTO1WW | AUZZ | ThinkSystem I350-F1 PCIe 1Gb 1-Port SFP Ethernet Adapter | 379
7Y45CTO1WW | AVEY | ThinkSystem Half High SATA DVD-RW Optical Disk Drive | 59
7Y45CTO1WW | AVEZ | ThinkSystem Half High SATA DVD-ROM Optical Disk Drive | 49
7Y45CTO1WW | AVF0 | ThinkSystem RDX 2TB Cartridge | 879
7Y45CTO1WW | AVF1 | ThinkSystem RDX 1TB Cartridge | 499
7Y45CTO1WW | AVF5 | Internal LTO7 SAS Tape Drive | 6499
7Y45CTO1WW | AVF6 | ThinkSystem Internal RDX USB 3.0 Dock | 329
7Y45CTO1WW | AVF7 | ThinkSystem LTO G7 6TB Tape | 499
7Y45CTO1WW | AVF8 | ThinkSystem RDX 500GB Cartridge | 399
7Y45CTO1WW | AVUT | ThinkSystem XClarity Controller Standard to Advanced Upgrade | 50
7Y45CTO1WW | AVUX | On Board SATA AHCI Mode | 0
7Y45CTO1WW | AVV0 | On Board SATA Software RAID Mode | 0
7Y45CTO1WW | AVV8 | ThinkSystem External USB DVD-RW Optical Disk Drive | 79
7Y45CTO1WW | AXC6 | ThinkSystem 8TB 7.2K 6Gbps SATA 3.5" Simple Swap 512e HDD | 1199
7Y45CTO1WW | AXC7 | ThinkSystem 6TB 7.2K 6Gbps SATA 3.5" Simple Swap 512e HDD | 999
7Y45CTO1WW | AXD1 | ThinkSystem RDX 4TB Cartridge | 899
7Y45CTO1WW | AXTL | ThinkSystem Pref. Pro II USB Keyboard - US English | 29
7Y45CTO1WW | AXTY | ThinkSystem Pref. Pro II USB Keyboard - French Canadian Multilingual | 29
7Y45CTO1WW | AXTZ | ThinkSystem Pref. Pro II USB Keyboard - French Canadian French | 29
7Y45CTO1WW | B0LN | ThinkSystem Optical Wheel Mouse - USB | 19
7Y45CTO1WW | B0ML | Feature Enable TPM on MB | 0
7Y45CTO1WW | B0WY | ThinkSystem Intel XXV710-DA2 10/25GbE SFP28 2-Port PCIe Ethernet Adapter | 529
7Y45CTO1WW | B0X1 | Intel X710-T4 4x10Gb Base-T Adapter | 1019
7Y45CTO1WW | B0YL | Intel X710-DA4 4x10Gb SFP+ Adapter | 869
7Y45CTO1WW | B0YR | ThinkSystem 3.5" 8TB 7.2K SAS 12Gb Hot Swap 512e HDD | 659
7Y45CTO1WW | B0YS | ThinkSystem 2.5" 2.4TB 10K SAS 12Gb Hot Swap 512e HDD | 629
7Y45CTO1WW | B117 | ThinkSystem 3.5" 12TB 7.2K SAS 12Gb Hot Swap 512e HDD | 949
7Y45CTO1WW | B118 | ThinkSystem 3.5" 12TB 7.2K SATA 6Gb Hot Swap 512e HDD | 1829
7Y45CTO1WW | B173 | Companion Part for XClarity Controller Standard to Enterprise Upgrade in Factory | 0
7Y45CTO1WW | B30W | Custom MFG SVCS Fee - Medium Increment | 30
7Y45CTO1WW | B30X | Custom MFG SVCS Fee - Large Increment | 300
7Y45CTO1WW | B31D | ThinkSystem NVIDIA Quadro P620 2GB PCIe Active GPU | 269
7Y45CTO1WW | B32R | ThinkSystem RDX External USB 3.0 Dock | 349
7Y45CTO1WW | B34H | ThinkSystem 2.5" PM883 240GB Entry SATA 6Gb Hot Swap SSD | 219
7Y45CTO1WW | B34J | ThinkSystem 2.5" PM883 480GB Entry SATA 6Gb Hot Swap SSD | 279
7Y45CTO1WW | B34K | ThinkSystem 2.5" PM883 960GB Entry SATA 6Gb Hot Swap SSD | 449
7Y45CTO1WW | B34U | Intel Xeon E-2186G 6+2C 95W 3.8GHz Processor | 899
7Y45CTO1WW | B34V | Intel Xeon E-2176G 6+2C 80W 3.7GHz Processor | 719
7Y45CTO1WW | B34W | Intel Xeon E-2174G 4+2C 71W 3.8GHz Processor | 649
7Y45CTO1WW | B34X | Intel Xeon E-2146G 6+2C 80W 3.5GHz Processor | 619
7Y45CTO1WW | B34Y | Intel Xeon E-2144G 4+2C 71W 3.6GHz Processor | 529
7Y45CTO1WW | B34Z | Intel Xeon E-2136 6C 80W 3.3GHz Processor | 569
7Y45CTO1WW | B350 | Intel Xeon E-2134 4C 71W 3.5GHz Processor | 499
7Y45CTO1WW | B351 | Intel Xeon E-2126G 6+2C 80W 3.3GHz Processor | 509
7Y45CTO1WW | B352 | Intel Xeon E-2124G 4+2C 71W 3.4GHz Processor | 439
7Y45CTO1WW | B353 | Intel Xeon E-2124 4C 71W 3.3GHz Processor | 399
7Y45CTO1WW | B354 | Intel Xeon E-2104G 4+2C 65W 3.2GHz Processor | 399
7Y45CTO1WW | B357 | Intel Core i3-8100 4C+2 65W 3.6GHz Processor | 249
7Y45CTO1WW | B359 | Intel Core i3-8100T 4C+2 35W 3.1GHz Processor | 249
7Y45CTO1WW | B35C | Intel Pentium G5400 2C+1 54W 3.7GHz Processor | 139
7Y45CTO1WW | B35G | Intel Pentium G5400T 2C+1 35W 3.1GHz Processor | 139
7Y45CTO1WW | B35J | ThinkSystem 8GB TruDDR4 2666MHz (1Rx8, 1.2V) UDIMM | 179
7Y45CTO1WW | B35K | ThinkSystem 16GB TruDDR4 2666MHz (2Rx8, 1.2V) UDIMM | 269
7Y45CTO1WW | B35T | ThinkSystem RAID/HBA Card Super Cap Holder | 5
7Y45CTO1WW | B35W | ThinkSystem Name Plate | 4
7Y45CTO1WW | B3VW | VMware ESXi 6.5 U2 (Factory Installed) | 0
7Y45CTO1WW | B3VX | VMware ESXi 6.7 (Factory Installed) | 0
7Y45CTO1WW | B3YZ | ThinkSystem ST250 3.5" Chassis Base | 650
7Y45CTO1WW | B3Z0 | ThinkSystem ST250 2.5" Chassis Base | 650
7Y45CTO1WW | B3ZE | ThinkSystem ST250 Motherboard | 675
7Y45CTO1WW | B40M | Disable Shared LAN Port | 0
7Y45CTO1WW | B41D | ThinkSystem ST250 4x3.5" SATA/SAS Backplane | 79
7Y45CTO1WW | B41E | ThinkSystem ST250 8x2.5" SATA/SAS Backplane | 99
7Y45CTO1WW | B41K | ThinkSystem ST250 Security Door | 49
7Y45CTO1WW | B41L | ThinkSystem ST250 4x 3.5" HDD Cage (HDD 4-7) | 39
7Y45CTO1WW | B41M | ThinkSystem ST250 8x 2.5" HDD Cage (HDD 8-15) | 39
7Y45CTO1WW | B41P | ThinkSystem ST250 550W Redundant PSU | 299
7Y45CTO1WW | B41Q | ThinkSystem ST250 250W Fixed PSU | 99
7Y45CTO1WW | B488 | ThinkSystem 2.5" 5200 240GB Mainstream SATA 6Gb Hot Swap SSD | 469
7Y45CTO1WW | B48D | ThinkSystem 3.5" 5200 240GB Mainstream SATA 6Gb Hot Swap SSD | 469
7Y45CTO1WW | B498 | ThinkSystem 2.5" Intel S4510 240GB Entry SATA 6Gb Hot Swap SSD | 149
7Y45CTO1WW | B499 | ThinkSystem 2.5" Intel S4510 480GB Entry SATA 6Gb Hot Swap SSD | 309
7Y45CTO1WW | B49A | ThinkSystem 2.5" Intel S4510 960GB Entry SATA 6Gb Hot Swap SSD | 529
7Y45CTO1WW | B49D | ThinkSystem 3.5" Intel S4510 240GB Entry SATA 6Gb Hot Swap SSD | 149
7Y45CTO1WW | B49E | ThinkSystem 3.5" Intel S4510 480GB Entry SATA 6Gb Hot Swap SSD | 209
7Y45CTO1WW | B49F | ThinkSystem 3.5" Intel S4510 960GB Entry SATA 6Gb Hot Swap SSD | 539
7Y45CTO1WW | B49L | ThinkSystem 2.5" Intel S4610 240GB Mainstream SATA 6Gb Hot Swap SSD | 399
7Y45CTO1WW | B49M | ThinkSystem 2.5" Intel S4610 480GB Mainstream SATA 6Gb Hot Swap SSD | 479
7Y45CTO1WW | B49N | ThinkSystem 2.5" Intel S4610 960GB Mainstream SATA 6Gb Hot Swap SSD | 699
7Y45CTO1WW | B49R | ThinkSystem 3.5" Intel S4610 240GB Mainstream SATA 6Gb Hot Swap SSD | 409
7Y45CTO1WW | B49S | ThinkSystem 3.5" Intel S4610 480GB Mainstream SATA 6Gb Hot Swap SSD | 309
7Y45CTO1WW | B49T | ThinkSystem 3.5" Intel S4610 960GB Mainstream SATA 6Gb Hot Swap SSD | 1029
7Y45CTO1WW | B4BM | ThinkSystem Internal Half High LTO Gen8 SAS Tape Drive | 8999
7Y45CTO1WW | B4BN | ThinkSystem LTO Gen8 12TB Tape | 849
7Y45CTO1WW | B4LP | ThinkSystem ST250 3.5" SS Bracket Plate Kit for HDD No. 0-3 | 59
7Y45CTO1WW | B4LQ | ThinkSystem ST250 4x3.5" SS Bracket Plate Kit for HDD No. 4-7 | 39
7Y45CTO1WW | B4LR | ThinkSystem ST250 4x3.5" SS Bracket Plate Kit for HDD No. 4-5 | 39
7Y45CTO1WW | B4LS | ThinkSystem ST250 Intrusion Cable Kit | 9
7Y45CTO1WW | B4RQ | ThinkSystem RAID 730-8i 2GB Flash PCIe 12Gb Adapter | 879
7Y45CTO1WW | B59Z | FBU02 SuperCap | 149
7Y45CTO1WW | B68W | ST250 Dummy Indicator for HW RAID Cable Option | 0
7Y45CTO1WW | B6JY | ThinkSystem 3.5" PM883 1.92TB Entry SATA 6Gb Hot Swap SSD | 1159
7Y45CTO1WW | B6TM | ThinkSystem 3.5" PM883 240GB Entry SATA 6Gb Hot Swap SSD | 239
7Y45CTO1WW | B6TN | ThinkSystem 3.5" PM883 480GB Entry SATA 6Gb Hot Swap SSD | 359
7Y45CTO1WW | B6U0 | VMware ESXi 6.5 U3 (factory installed) | 0
7Y45CTO1WW | B6U1 | VMware ESXi 6.7 U2 (factory installed) | 0
7Y45CTO1WW | B7EZ | ThinkSystem 3.5" 16TB 7.2K SAS 12Gb Hot Swap 512e HDD | 1309
7Y45CTO1WW | B7F0 | ThinkSystem 3.5" 16TB 7.2K SATA 6Gb Hot Swap 512e HDD | 1289
7Y45CTO1WW | B7JW | ThinkSystem NVIDIA Quadro P2200 5GB PCIe Active GPU | 1009
7Y45CTO1WW | B88T | VMware ESXi 6.7 U3 (factory installed) | 0
7Y45CTO1WW | B8HP | ThinkSystem 2.5" 5300 960GB Entry SATA 6Gb Hot Swap SSD | 489
7Y45CTO1WW | B8HR | ThinkSystem 3.5" 5300 1.92TB Mainstream SATA 6Gb Hot Swap SSD | 1829
7Y45CTO1WW | B8HS | ThinkSystem M.2 5300 240GB SATA 6Gbps Non-Hot Swap SSD | 359
7Y45CTO1WW | B8HV | ThinkSystem 2.5" 5300 240GB Entry SATA 6Gb Hot Swap SSD | 359
7Y45CTO1WW | B8HY | ThinkSystem 2.5" 5300 480GB Mainstream SATA 6Gb Hot Swap SSD | 429
7Y45CTO1WW | B8HZ | ThinkSystem 3.5" 5300 1.92TB Entry SATA 6Gb Hot Swap SSD | 1139
7Y45CTO1WW | B8J0 | ThinkSystem 3.5" 5300 960GB Mainstream SATA 6Gb Hot Swap SSD | 929
7Y45CTO1WW | B8J1 | ThinkSystem 2.5" 5300 240GB Mainstream SATA 6Gb Hot Swap SSD | 409
7Y45CTO1WW | B8J5 | ThinkSystem 2.5" 5300 1.92TB Entry SATA 6Gb Hot Swap SSD | 939
7Y45CTO1WW | B8J6 | ThinkSystem 2.5" 5300 960GB Mainstream SATA 6Gb Hot Swap SSD | 729
7Y45CTO1WW | B8J9 | ThinkSystem 3.5" 5300 480GB Entry SATA 6Gb Hot Swap SSD | 379
7Y45CTO1WW | B8JB | ThinkSystem 3.5" 5300 240GB Entry SATA 6Gb Hot Swap SSD | 369
7Y45CTO1WW | B8JC | ThinkSystem 3.5" 5300 960GB Entry SATA 6Gb Hot Swap SSD | 629
7Y45CTO1WW | B8JE | ThinkSystem 2.5" 5300 1.92TB Mainstream SATA 6Gb Hot Swap SSD | 1279
7Y45CTO1WW | B8JF | ThinkSystem 3.5" 5300 480GB Mainstream SATA 6Gb Hot Swap SSD | 529
7Y45CTO1WW | B8JL | ThinkSystem 3.5" 5300 240GB Mainstream SATA 6Gb Hot Swap SSD | 419
7Y45CTO1WW | B8JM | ThinkSystem 2.5" 5300 480GB Entry SATA 6Gb Hot Swap SSD | 309
7Y45CTO1WW | B919 | ThinkSystem M.2 5300 480GB SATA 6Gbps Non-Hot Swap SSD | 369
7Y45CTO1WW | B96E | ThinkSystem 32GB TruDDR4 2666MHz (2Rx8, 1.2V) ECC UDIMM | 499
7Y45CTO1WW | B9AC | ThinkSystem 2.5" 5210 960GB Entry SATA 6Gb Hot Swap QLC SSD | 419
7Y45CTO1WW | BAJM | Intel Xeon E-2288G 8C 95W 3.7GHz Processor | 969
7Y45CTO1WW | BAJN | Intel Xeon E-2278G 8C 80W 3.4GHz Processor | 889
7Y45CTO1WW | BAJP | Intel Xeon E-2286G 6C 95W 4.0GHz Processor | 809
7Y45CTO1WW | BAJQ | Intel Xeon E-2276G 6C 80W 3.8GHz Processor | 649
7Y45CTO1WW | BAJR | Intel Xeon E-2274G 4C 83W 4.0GHz Processor | 589
7Y45CTO1WW | BAJS | Intel Xeon E-2246G 6C 80W 3.6GHz Processor | 559
7Y45CTO1WW | BAJT | Intel Xeon E-2244G 4C 71W 3.8GHz Processor | 489
7Y45CTO1WW | BAJU | Intel Xeon E-2236 6C 80W 3.4GHz Processor | 509
7Y45CTO1WW | BAJV | Intel Xeon E-2234 4C 71W 3.6GHz Processor | 449
7Y45CTO1WW | BAJW | Intel Xeon E-2226G 6C 80W 3.4GHz Processor | 459
7Y45CTO1WW | BAJX | Intel Xeon E-2224G 4C 71W 3.5GHz Processor | 399
7Y45CTO1WW | BAJY | Intel Xeon E-2224 4C 71W 3.4GHz Processor | 359
7Y45CTO1WW | BAK4 | Intel Core i3-9100 4C 65W 3.6GHz Processor | 229
7Y45CTO1WW | BAK7 | Intel Pentium G5420 2C 54W 3.8GHz Processor | 119
7Y45CTO1WW | BAKD | Thinksystem ST250 Refresh Motherboard | 369
7Y45CTO1WW | BBZG | VMware ESXi 7.0 (Factory Installed) | 2
7Y45CTO1WW | BCFH | ThinkSystem 3.5" 18TB 7.2K SATA 6Gb Hot Swap 512e HDD | 1589
7Y45CTO1WW | BCFP | ThinkSystem 3.5" 18TB 7.2K SAS 12Gb Hot Swap 512e HDD | 1609
7Y45CTO1WW | BCTC | ThinkSystem 2.5" Multi Vendor 240GB Entry SATA 6Gb Hot Swap SSD | 219
7Y45CTO1WW | BCTD | ThinkSystem 2.5" Multi Vendor 480GB Entry SATA 6Gb Hot Swap SSD | 219
7Y45CTO1WW | BCTE | ThinkSystem 2.5" Multi Vendor 960GB Entry SATA 6Gb Hot Swap SSD | 659
7Y45CTO1WW | BCTF | ThinkSystem 2.5" Multi Vendor 1.92TB Entry SATA 6Gb Hot Swap SSD | 1289
7Y45CTO1WW | BCTG | ThinkSystem 2.5" Multi Vendor 3.84TB Entry SATA 6Gb Hot Swap SSD | 1259
7Y45CTO1WW | BCTH | ThinkSystem 3.5" Multi Vendor 240GB Entry SATA 6Gb Hot Swap SSD | 229
7Y45CTO1WW | BCTJ | ThinkSystem 3.5" Multi Vendor 480GB Entry SATA 6Gb Hot Swap SSD | 219
7Y45CTO1WW | BCTK | ThinkSystem 3.5" Multi Vendor 960GB Entry SATA 6Gb Hot Swap SSD | 669
7Y45CTO1WW | BCTL | ThinkSystem 3.5" Multi Vendor 1.92TB Entry SATA 6Gb Hot Swap SSD | 1289
7Y45CTO1WW | BCTM | ThinkSystem 3.5" Multi Vendor 3.84TB Entry SATA 6Gb Hot Swap SSD | 1269
7Y45CTO1WW | BE5E | VMware ESXi 7.0 U1 (Factory Installed) | 0
7Y45CTO1WW | BFYB | Operating mode selection for: "Maximum Performance Mode" | 0
7Y45CTO1WW | BFYC | Operating mode selection for: "Minimal Power Mode" | 0
7Y45CTO1WW | BFYD | Operating mode selection for: "Efficiency Favoring Power Savings Mode" | 0
7Y45CTO1WW | BFYE | Operating mode selection for: "Efficiency - Favoring Performance Mode" | 0
7Y45CTO1WW | BHSR | VMware ESXi 7.0 U2 (Factory Installed) | 0
7Y45CTO3WW | 747 | UID Asset Tag Label | 20
7Y45CTO3WW | 2321 | Custom MFG SVCS Fee - Small Increment | 3
7Y45CTO3WW | 5977 | Select Storage devices - no configured RAID required | 0
7Y45CTO3WW | 6313 | 2.8m, 10A/120V, C13 to NEMA 5-15P (US) Line Cord | 19
7Y45CTO3WW | 6370 | 4.3m, 10A/125V, C13 to NEMA 5-15P (US) Line Cord | 10
7Y45CTO3WW | 6373 | 4.3m, 10A/250V, C13 to NEMA 6-15P (US) Line Cord | 15
7Y45CTO3WW | 7831 | Customer Solution Center Services | 0
7Y45CTO3WW | 8067 | TAA Compliant Order | 0
7Y45CTO3WW | 8072 | General Racking Solution | 0
7Y45CTO3WW | 8086 | No Publications Selected | 0
7Y45CTO3WW | A1RF | 2.8m, 10A/250V, C13 to NEMA 6-15P Line Cord | 15
7Y45CTO3WW | AUK7 | TPM 2.0 and Secure Boot | 0
7Y45CTO3WW | AUNL | ThinkSystem 430-8i SAS/SATA 12Gb HBA | 299
7Y45CTO3WW | AUNP | FBU345 SuperCap | 135
7Y45CTO3WW | AUU4 | ThinkSystem 3.5" 1TB 7.2K SAS 12Gb Hot Swap 512n HDD | 299
7Y45CTO3WW | AUU5 | ThinkSystem 3.5" 2TB 7.2K SAS 12Gb Hot Swap 512n HDD | 339
7Y45CTO3WW | AUU6 | ThinkSystem 3.5" 4TB 7.2K SAS 12Gb Hot Swap 512n HDD | 419
7Y45CTO3WW | AUU7 | ThinkSystem 3.5" 6TB 7.2K SAS 12Gb Hot Swap 512e HDD | 549
7Y45CTO3WW | AVUT | ThinkSystem XClarity Controller Standard to Advanced Upgrade | 50
7Y45CTO3WW | AXTL | ThinkSystem Pref. Pro II USB Keyboard - US English | 29
7Y45CTO3WW | AXTY | ThinkSystem Pref. Pro II USB Keyboard - French Canadian Multilingual | 29
7Y45CTO3WW | AXTZ | ThinkSystem Pref. Pro II USB Keyboard - French Canadian French | 29
7Y45CTO3WW | B0LN | ThinkSystem Optical Wheel Mouse - USB | 19
7Y45CTO3WW | B0ML | Feature Enable TPM on MB | 0
7Y45CTO3WW | B0YR | ThinkSystem 3.5" 8TB 7.2K SAS 12Gb Hot Swap 512e HDD | 659
7Y45CTO3WW | B173 | Companion Part for XClarity Controller Standard to Enterprise Upgrade in Factory | 0
7Y45CTO3WW | B30W | Custom MFG SVCS Fee - Medium Increment | 30
7Y45CTO3WW | B30X | Custom MFG SVCS Fee - Large Increment | 300
7Y45CTO3WW | B34Z | Intel Xeon E-2136 6C 80W 3.3GHz Processor | 569
7Y45CTO3WW | B350 | Intel Xeon E-2134 4C 71W 3.5GHz Processor | 499
7Y45CTO3WW | B353 | Intel Xeon E-2124 4C 71W 3.3GHz Processor | 399
7Y45CTO3WW | B35J | ThinkSystem 8GB TruDDR4 2666MHz (1Rx8, 1.2V) UDIMM | 179
7Y45CTO3WW | B35K | ThinkSystem 16GB TruDDR4 2666MHz (2Rx8, 1.2V) UDIMM | 269
7Y45CTO3WW | B35T | ThinkSystem RAID/HBA Card Super Cap Holder | 5
7Y45CTO3WW | B35W | ThinkSystem Name Plate | 4
7Y45CTO3WW | B3YZ | ThinkSystem ST250 3.5" Chassis Base | 650
7Y45CTO3WW | B40M | Disable Shared LAN Port | 0
7Y45CTO3WW | B41D | ThinkSystem ST250 4x3.5" SATA/SAS Backplane | 79
7Y45CTO3WW | B41K | ThinkSystem ST250 Security Door | 49
7Y45CTO3WW | B41L | ThinkSystem ST250 4x 3.5" HDD Cage (HDD 4-7) | 39
7Y45CTO3WW | B41P | ThinkSystem ST250 550W Redundant PSU | 299
7Y45CTO3WW | B49D | ThinkSystem 3.5" Intel S4510 240GB Entry SATA 6Gb Hot Swap SSD | 149
7Y45CTO3WW | B49E | ThinkSystem 3.5" Intel S4510 480GB Entry SATA 6Gb Hot Swap SSD | 209
7Y45CTO3WW | B49F | ThinkSystem 3.5" Intel S4510 960GB Entry SATA 6Gb Hot Swap SSD | 539
7Y45CTO3WW | B4LQ | ThinkSystem ST250 4x3.5" SS Bracket Plate Kit for HDD No. 4-7 | 39
7Y45CTO3WW | B4LR | ThinkSystem ST250 4x3.5" SS Bracket Plate Kit for HDD No. 4-5 | 39
7Y45CTO3WW | B4LS | ThinkSystem ST250 Intrusion Cable Kit | 9
7Y45CTO3WW | B68W | ST250 Dummy Indicator for HW RAID Cable Option | 0
7Y45CTO3WW | B6BX | Scale EULA LBL | 0
7Y45CTO3WW | B6BY | Scale ATE | 0
7Y45CTO3WW | B7A0 | Scale Preload | 0
7Y45CTO3WW | B7JX | Scale - 7Y45 FW Level | 0
7Y45CTO3WW | B8HZ | ThinkSystem 3.5" 5300 1.92TB Entry SATA 6Gb Hot Swap SSD | 1139
7Y45CTO3WW | B8J9 | ThinkSystem 3.5" 5300 480GB Entry SATA 6Gb Hot Swap SSD | 379
7Y45CTO3WW | B8JB | ThinkSystem 3.5" 5300 240GB Entry SATA 6Gb Hot Swap SSD | 369
7Y45CTO3WW | B8JC | ThinkSystem 3.5" 5300 960GB Entry SATA 6Gb Hot Swap SSD | 629
7Y45CTO3WW | B96E | ThinkSystem 32GB TruDDR4 2666MHz (2Rx8, 1.2V) ECC UDIMM | 499
7Y45CTO3WW | BAJM | Intel Xeon E-2288G 8C 95W 3.7GHz Processor | 969
7Y45CTO3WW | BAJU | Intel Xeon E-2236 6C 80W 3.4GHz Processor | 509
7Y45CTO3WW | BAJV | Intel Xeon E-2234 4C 71W 3.6GHz Processor | 449
7Y45CTO3WW | BAJY | Intel Xeon E-2224 4C 71W 3.4GHz Processor | 359
7Y45CTO3WW | BAKD | Thinksystem ST250 Refresh Motherboard | 369
7Y45CTOLWW | 747 | UID Asset Tag Label | 20
7Y45CTOLWW | 2302 | RAID Configuration | 149
7Y45CTOLWW | 2306 | Integration >1U Component | 125
7Y45CTOLWW | 2321 | Custom MFG SVCS Fee - Small Increment | 3
7Y45CTOLWW | 2400 | Primary Array 12 HDDs | 0
7Y45CTOLWW | 2401 | Primary Array 13 HDDs | 0
7Y45CTOLWW | 2402 | Primary Array 14 HDDs | 0
7Y45CTOLWW | 2403 | Primary Array 15 HDDs | 0
7Y45CTOLWW | 2404 | Primary Array 16 HDDs | 0
7Y45CTOLWW | 2405 | Secondary Array 9 HDDs | 0
7Y45CTOLWW | 2406 | Secondary Array 10 HDDs | 0
7Y45CTOLWW | 2407 | Secondary Array 11 HDDs | 0
7Y45CTOLWW | 2408 | Secondary Array 12 HDDs | 0
7Y45CTOLWW | 2409 | Secondary Array 13 HDDs | 0
7Y45CTOLWW | 2410 | Secondary Array 14 HDDs | 0
7Y45CTOLWW | 3271 | No RAID - Secondary Array set up by customer | 0
7Y45CTOLWW | 5977 | Select Storage devices - no configured RAID required | 0
7Y45CTOLWW | 5978 | Select Storage devices - configured RAID | 0
7Y45CTOLWW | 6313 | 2.8m, 10A/120V, C13 to NEMA 5-15P (US) Line Cord | 19
7Y45CTOLWW | 6370 | 4.3m, 10A/125V, C13 to NEMA 5-15P (US) Line Cord | 10
7Y45CTOLWW | 6373 | 4.3m, 10A/250V, C13 to NEMA 6-15P (US) Line Cord | 15
7Y45CTOLWW | 7008 | Primary Array 2 HDDs | 0
7Y45CTOLWW | 7009 | Primary Array 3 HDDs | 0
7Y45CTOLWW | 7010 | Primary Array 4 HDDs | 0
7Y45CTOLWW | 7011 | Primary Array 5 HDDs | 0
7Y45CTOLWW | 7012 | Primary Array 6 HDDs | 0
7Y45CTOLWW | 7013 | Primary Array 7 HDDs | 0
7Y45CTOLWW | 7014 | Primary Array 8 HDDs | 0
7Y45CTOLWW | 7015 | Secondary Array 2 HDDs | 0
7Y45CTOLWW | 7016 | Secondary Array 3 HDDs | 0
7Y45CTOLWW | 7017 | Secondary Array 4 HDDs | 0
7Y45CTOLWW | 7057 | Secondary Array 5 HDDs | 0
7Y45CTOLWW | 7058 | Secondary Array 6 HDDs | 0
7Y45CTOLWW | 7059 | Secondary Array 7 HDDs | 0
7Y45CTOLWW | 7060 | Secondary Array 8 HDDs | 0
7Y45CTOLWW | 7664 | Primary Array 9 HDDs | 0
7Y45CTOLWW | 7831 | Customer Solution Center Services | 0
7Y45CTOLWW | 8067 | TAA Compliant Order | 0
7Y45CTOLWW | 8072 | General Racking Solution | 0
7Y45CTOLWW | 8086 | No Publications Selected | 0
7Y45CTOLWW | 9013 | Hot Spare | 0
7Y45CTOLWW | 9714 | Primary Array 10 HDDs | 0
7Y45CTOLWW | 9715 | Primary Array 11 HDDs | 0
7Y45CTOLWW | A103 | System x Cluster Upgrade | 0
7Y45CTOLWW | A1RF | 2.8m, 10A/250V, C13 to NEMA 6-15P Line Cord | 15
7Y45CTOLWW | A2K6 | Primary Array - RAID 0 | 0
7Y45CTOLWW | A2K7 | Primary Array - RAID 1 | 0
7Y45CTOLWW | A2K9 | Primary Array - RAID 5 | 0
7Y45CTOLWW | A2KA | Primary Array - RAID 6 | 0
7Y45CTOLWW | A2KB | Primary Array - RAID 10 | 0
7Y45CTOLWW | A2KF | Secondary Array - RAID 0 | 0
7Y45CTOLWW | A2KG | Secondary Array - RAID 1 | 0
7Y45CTOLWW | A2KJ | Secondary Array - RAID 5 | 0
7Y45CTOLWW | A2KK | Secondary Array - RAID 6 | 0
7Y45CTOLWW | A2KL | Secondary Array - RAID 10 | 0
7Y45CTOLWW | AT7S | Emulex VFA5.2 2x10 GbE SFP+ PCIe Adapter | 449
7Y45CTOLWW | AT7T | Emulex VFA5.2 2x10 GbE SFP+ Adapter and FCoE/iSCSI SW | 1319
7Y45CTOLWW | ATPX | Intel X550-T2 Dual Port 10GBase-T Adapter | 599
7Y45CTOLWW | ATRY | Intel X550-T1 Single Port 10GBase-T Adapter | 559
7Y45CTOLWW | ATZU | Emulex 16Gb Gen6 FC Single-port HBA | 949
7Y45CTOLWW | ATZV | Emulex 16Gb Gen6 FC Dual-port HBA | 1309
7Y45CTOLWW | AUK7 | TPM 2.0 and Secure Boot | 0
7Y45CTOLWW | AUKP | ThinkSystem Broadcom 57416 10GBASE-T 2-Port PCIe Ethernet Adapter | 479
7Y45CTOLWW | AUKS | ThinkSystem Broadcom 57412 25GbE SFP28 1-Port PCIe Ethernet Adapter | 489
7Y45CTOLWW | AUKX | ThinkSystem Intel X710-DA2 PCIe 10Gb 2-Port SFP+ Ethernet Adapter | 459
7Y45CTOLWW | AULV | ThinkSystem 2.5" 300GB 15K SAS 12Gb Hot Swap 512n HDD | 339
7Y45CTOLWW | AULW | ThinkSystem 2.5" 600GB 15K SAS 12Gb Hot Swap 512n HDD | 469
7Y45CTOLWW | AULX | ThinkSystem 2.5" 900GB 15K SAS 12Gb Hot Swap 512e HDD | 639
7Y45CTOLWW | AULY | ThinkSystem 2.5" 300GB 10K SAS 12Gb Hot Swap 512n HDD | 289
7Y45CTOLWW | AULZ | ThinkSystem 2.5" 600GB 10K SAS 12Gb Hot Swap 512n HDD | 319
7Y45CTOLWW | AUM0 | ThinkSystem 2.5" 900GB 10K SAS 12Gb Hot Swap 512n HDD | 389
7Y45CTOLWW | AUM1 | ThinkSystem 2.5" 1.2TB 10K SAS 12Gb Hot Swap 512n HDD | 389
7Y45CTOLWW | AUM2 | ThinkSystem 2.5" 1.8TB 10K SAS 12Gb Hot Swap 512e HDD | 589
7Y45CTOLWW | AUM4 | ThinkSystem 2.5" 300GB 10K SAS 12Gb Hot Swap 512n HDD SED | 339
7Y45CTOLWW | AUM6 | ThinkSystem 2.5" 1TB 7.2K SAS 12Gb Hot Swap 512n HDD | 469
7Y45CTOLWW | AUM7 | ThinkSystem 2.5" 2TB 7.2K SAS 12Gb Hot Swap 512n HDD | 839
7Y45CTOLWW | AUNG | ThinkSystem RAID 530-8i PCIe 12Gb Adapter | 299
7Y45CTOLWW | AUNJ | ThinkSystem RAID 930-8i 2GB Flash PCIe 12Gb Adapter | 1009
7Y45CTOLWW | AUNK | ThinkSystem RAID 930-16i 4GB Flash PCIe 12Gb Adapter | 1529
7Y45CTOLWW | AUNL | ThinkSystem 430-8i SAS/SATA 12Gb HBA | 299
7Y45CTOLWW | AUNM | ThinkSystem 430-16i SAS/SATA 12Gb HBA | 589
7Y45CTOLWW | AUNN | ThinkSystem 430-16e SAS/SATA 12Gb HBA | 609
7Y45CTOLWW | AUNP | FBU345 SuperCap | 135
7Y45CTOLWW | AUNQ | ThinkSystem RAID 930-8e 4GB Flash PCIe 12Gb Adapter | 1689
7Y45CTOLWW | AUNR | ThinkSystem 430-8e SAS/SATA 12Gb HBA | 299
7Y45CTOLWW | AUPW | ThinkSystem XClarity Controller Standard to Enterprise Upgrade | 100
7Y45CTOLWW | AUU2 | ThinkSystem 3.5" 300GB 15K SAS 12Gb Hot Swap 512n HDD | 359
7Y45CTOLWW | AUU3 | ThinkSystem 3.5" 600GB 15K SAS 12Gb Hot Swap 512n HDD | 479
7Y45CTOLWW | AUU4 | ThinkSystem 3.5" 1TB 7.2K SAS 12Gb Hot Swap 512n HDD | 299
7Y45CTOLWW | AUU5 | ThinkSystem 3.5" 2TB 7.2K SAS 12Gb Hot Swap 512n HDD | 339
7Y45CTOLWW | AUU6 | ThinkSystem 3.5" 4TB 7.2K SAS 12Gb Hot Swap 512n HDD | 419
7Y45CTOLWW | AUU7 | ThinkSystem 3.5" 6TB 7.2K SAS 12Gb Hot Swap 512e HDD | 549
7Y45CTOLWW | AUU8 | ThinkSystem 3.5" 4TB 7.2K SATA 6Gb Hot Swap 512n HDD | 389
7Y45CTOLWW | AUU9 | ThinkSystem 3.5" 8TB 7.2K SATA 6Gb Hot Swap 512e HDD | 599
7Y45CTOLWW | AUUA | ThinkSystem 3.5" 6TB 7.2K SATA 6Gb Hot Swap 512e HDD | 529
7Y45CTOLWW | AUUC | ThinkSystem 3.5" 900GB 15K SAS 12Gb Hot Swap 512e HDD | 679
7Y45CTOLWW | AUUD | ThinkSystem 3.5" 2TB 7.2K SATA 6Gb Hot Swap 512n HDD | 319
7Y45CTOLWW | AUUE | ThinkSystem 2.5" 1TB 7.2K SATA 6Gb Hot Swap 512n HDD | 469
7Y45CTOLWW | AUUF | ThinkSystem 3.5" 1TB 7.2K SATA 6Gb Hot Swap 512n HDD | 269
7Y45CTOLWW | AUUJ | ThinkSystem 2.5" 2TB 7.2K SATA 6Gb Hot Swap 512e HDD | 849
7Y45CTOLWW | AUUL | ThinkSystem M.2 32GB SATA 6Gbps Non-Hot Swap SSD | 109
7Y45CTOLWW | AUUV | ThinkSystem M.2 128GB SATA 6Gbps Non-Hot Swap SSD | 159
7Y45CTOLWW | AUZS | ThinkSystem 1TB 7.2K 6Gbps SATA 3.5" Simple Swap 512n HDD | 229
7Y45CTOLWW | AUZT | ThinkSystem 2TB 7.2K 6Gbps SATA 3.5" Simple Swap 512n HDD | 429
7Y45CTOLWW | AUZU | ThinkSystem 4TB 7.2K 6Gbps SATA 3.5" Simple Swap 512n HDD | 599
7Y45CTOLWW | AUZV | ThinkSystem Broadcom 5719 1GbE RJ45 4-Port PCIe Ethernet Adapter | 159
7Y45CTOLWW | AUZW | ThinkSystem I350-T4 PCIe 1Gb 4-Port RJ45 Ethernet Adapter | 379
7Y45CTOLWW | AUZX | ThinkSystem Broadcom 5720 1GbE RJ45 2-Port PCIe Ethernet Adapter | 129
7Y45CTOLWW | AUZY | ThinkSystem I350-T2 PCIe 1Gb 2-Port RJ45 Ethernet Adapter | 179
7Y45CTOLWW | AUZZ | ThinkSystem I350-F1 PCIe 1Gb 1-Port SFP Ethernet Adapter | 379
7Y45CTOLWW | AVEY | ThinkSystem Half High SATA DVD-RW Optical Disk Drive | 59
7Y45CTOLWW | AVEZ | ThinkSystem Half High SATA DVD-ROM Optical Disk Drive | 49
7Y45CTOLWW | AVF0 | ThinkSystem RDX 2TB Cartridge | 879
7Y45CTOLWW | AVF1 | ThinkSystem RDX 1TB Cartridge | 499
7Y45CTOLWW | AVF5 | Internal LTO7 SAS Tape Drive | 6499
7Y45CTOLWW | AVF6 | ThinkSystem Internal RDX USB 3.0 Dock | 329
7Y45CTOLWW | AVF7 | ThinkSystem LTO G7 6TB Tape | 499
7Y45CTOLWW | AVF8 | ThinkSystem RDX 500GB Cartridge | 399
7Y45CTOLWW | AVUT | ThinkSystem XClarity Controller Standard to Advanced Upgrade | 50
7Y45CTOLWW | AVUX | On Board SATA AHCI Mode | 0
7Y45CTOLWW | AVV0 | On Board SATA Software RAID Mode | 0
7Y45CTOLWW | AVV8 | ThinkSystem External USB DVD-RW Optical Disk Drive | 79
7Y45CTOLWW | AXC6 | ThinkSystem 8TB 7.2K 6Gbps SATA 3.5" Simple Swap 512e HDD | 1199
7Y45CTOLWW | AXC7 | ThinkSystem 6TB 7.2K 6Gbps SATA 3.5" Simple Swap 512e HDD | 999
7Y45CTOLWW | AXD1 | ThinkSystem RDX 4TB Cartridge | 899
7Y45CTOLWW | AXTL | ThinkSystem Pref. Pro II USB Keyboard - US English | 29
7Y45CTOLWW | AXTY | ThinkSystem Pref. Pro II USB Keyboard - French Canadian Multilingual | 29
7Y45CTOLWW | AXTZ | ThinkSystem Pref. Pro II USB Keyboard - French Canadian French | 29
7Y45CTOLWW | B0LN | ThinkSystem Optical Wheel Mouse - USB | 19
7Y45CTOLWW | B0ML | Feature Enable TPM on MB | 0
7Y45CTOLWW | B0WY | ThinkSystem Intel XXV710-DA2 10/25GbE SFP28 2-Port PCIe Ethernet Adapter | 529
7Y45CTOLWW | B0X1 | Intel X710-T4 4x10Gb Base-T Adapter | 1019
7Y45CTOLWW | B0YL | Intel X710-DA4 4x10Gb SFP+ Adapter | 869
7Y45CTOLWW | B0YR | ThinkSystem 3.5" 8TB 7.2K SAS 12Gb Hot Swap 512e HDD | 659
7Y45CTOLWW | B0YS | ThinkSystem 2.5" 2.4TB 10K SAS 12Gb Hot Swap 512e HDD | 629
7Y45CTOLWW | B117 | ThinkSystem 3.5" 12TB 7.2K SAS 12Gb Hot Swap 512e HDD | 949
7Y45CTOLWW | B118 | ThinkSystem 3.5" 12TB 7.2K SATA 6Gb Hot Swap 512e HDD | 1829
7Y45CTOLWW | B173 | Companion Part for XClarity Controller Standard to Enterprise Upgrade in Factory | 0
7Y45CTOLWW | B30W | Custom MFG SVCS Fee - Medium Increment | 30
7Y45CTOLWW | B30X | Custom MFG SVCS Fee - Large Increment | 300
7Y45CTOLWW | B31D | ThinkSystem NVIDIA Quadro P620 2GB PCIe Active GPU | 269
7Y45CTOLWW | B32R | ThinkSystem RDX External USB 3.0 Dock | 349
7Y45CTOLWW | B34H | ThinkSystem 2.5" PM883 240GB Entry SATA 6Gb Hot Swap SSD | 219
7Y45CTOLWW | B34J | ThinkSystem 2.5" PM883 480GB Entry SATA 6Gb Hot Swap SSD | 279
7Y45CTOLWW | B34K | ThinkSystem 2.5" PM883 960GB Entry SATA 6Gb Hot Swap SSD | 449
7Y45CTOLWW | B34U | Intel Xeon E-2186G 6+2C 95W 3.8GHz Processor | 899
7Y45CTOLWW | B34V | Intel Xeon E-2176G 6+2C 80W 3.7GHz Processor | 719
7Y45CTOLWW | B34W | Intel Xeon E-2174G 4+2C 71W 3.8GHz Processor | 649
7Y45CTOLWW | B34X | Intel Xeon E-2146G 6+2C 80W 3.5GHz Processor | 619
7Y45CTOLWW | B34Y | Intel Xeon E-2144G 4+2C 71W 3.6GHz Processor | 529
7Y45CTOLWW | B34Z | Intel Xeon E-2136 6C 80W 3.3GHz Processor | 569
7Y45CTOLWW | B350 | Intel Xeon E-2134 4C 71W 3.5GHz Processor | 499
7Y45CTOLWW | B351 | Intel Xeon E-2126G 6+2C 80W 3.3GHz Processor | 509
7Y45CTOLWW | B352 | Intel Xeon E-2124G 4+2C 71W 3.4GHz Processor | 439
7Y45CTOLWW | B353 | Intel Xeon E-2124 4C 71W 3.3GHz Processor | 399
7Y45CTOLWW | B354 | Intel Xeon E-2104G 4+2C 65W 3.2GHz Processor | 399
7Y45CTOLWW | B357 | Intel Core i3-8100 4C+2 65W 3.6GHz Processor | 249
7Y45CTOLWW | B359 | Intel Core i3-8100T 4C+2 35W 3.1GHz Processor | 249
7Y45CTOLWW | B35C | Intel Pentium G5400 2C+1 54W 3.7GHz Processor | 139
7Y45CTOLWW | B35G | Intel Pentium G5400T 2C+1 35W 3.1GHz Processor | 139
7Y45CTOLWW | B35J | ThinkSystem 8GB TruDDR4 2666MHz (1Rx8, 1.2V) UDIMM | 179
7Y45CTOLWW | B35K | ThinkSystem 16GB TruDDR4 2666MHz (2Rx8, 1.2V) UDIMM | 269
7Y45CTOLWW | B35T | ThinkSystem RAID/HBA Card Super Cap Holder | 5
7Y45CTOLWW | B35W | ThinkSystem Name Plate | 4
7Y45CTOLWW | B3VW | VMware ESXi 6.5 U2 (Factory Installed) | 0
7Y45CTOLWW | B3VX | VMware ESXi 6.7 (Factory Installed) | 0
7Y45CTOLWW | B3YZ | ThinkSystem ST250 3.5" Chassis Base | 650
7Y45CTOLWW | B3Z0 | ThinkSystem ST250 2.5" Chassis Base | 650
7Y45CTOLWW | B3ZE | ThinkSystem ST250 Motherboard | 675
7Y45CTOLWW | B40M | Disable Shared LAN Port | 0
7Y45CTOLWW | B41D | ThinkSystem ST250 4x3.5" SATA/SAS Backplane | 79
7Y45CTOLWW | B41E | ThinkSystem ST250 8x2.5" SATA/SAS Backplane | 99
7Y45CTOLWW | B41K | ThinkSystem ST250 Security Door | 49
7Y45CTOLWW | B41L | ThinkSystem ST250 4x 3.5" HDD Cage (HDD 4-7) | 39
7Y45CTOLWW | B41M | ThinkSystem ST250 8x 2.5" HDD Cage (HDD 8-15) | 39
7Y45CTOLWW | B41P | ThinkSystem ST250 550W Redundant PSU | 299
7Y45CTOLWW | B41Q | ThinkSystem ST250 250W Fixed PSU | 99
7Y45CTOLWW | B488 | ThinkSystem 2.5" 5200 240GB Mainstream SATA 6Gb Hot Swap SSD | 469
7Y45CTOLWW | B48D | ThinkSystem 3.5" 5200 240GB Mainstream SATA 6Gb Hot Swap SSD | 469
7Y45CTOLWW | B498 | ThinkSystem 2.5" Intel S4510 240GB Entry SATA 6Gb Hot Swap SSD | 149
7Y45CTOLWW | B499 | ThinkSystem 2.5" Intel S4510 480GB Entry SATA 6Gb Hot Swap SSD | 309
7Y45CTOLWW | B49A | ThinkSystem 2.5" Intel S4510 960GB Entry SATA 6Gb Hot Swap SSD | 529
7Y45CTOLWW | B49D | ThinkSystem 3.5" Intel S4510 240GB Entry SATA 6Gb Hot Swap SSD | 149
7Y45CTOLWW | B49E | ThinkSystem 3.5" Intel S4510 480GB Entry SATA 6Gb Hot Swap SSD | 209
7Y45CTOLWW | B49F | ThinkSystem 3.5" Intel S4510 960GB Entry SATA 6Gb Hot Swap SSD | 539
7Y45CTOLWW | B49L | ThinkSystem 2.5" Intel S4610 240GB Mainstream SATA 6Gb Hot Swap SSD | 399
7Y45CTOLWW | B49M | ThinkSystem 2.5" Intel S4610 480GB Mainstream SATA 6Gb Hot Swap SSD | 479
7Y45CTOLWW | B49N | ThinkSystem 2.5" Intel S4610 960GB Mainstream SATA 6Gb Hot Swap SSD | 699
7Y45CTOLWW | B49R | ThinkSystem 3.5" Intel S4610 240GB Mainstream SATA 6Gb Hot Swap SSD | 409
7Y45CTOLWW | B49S | ThinkSystem 3.5" Intel S4610 480GB Mainstream SATA 6Gb Hot Swap SSD | 309
7Y45CTOLWW | B49T | ThinkSystem 3.5" Intel S4610 960GB Mainstream SATA 6Gb Hot Swap SSD | 1029
7Y45CTOLWW | B4BM | ThinkSystem Internal Half High LTO Gen8 SAS Tape Drive | 8999
7Y45CTOLWW | B4BN | ThinkSystem LTO Gen8 12TB Tape | 849
7Y45CTOLWW | B4LP | ThinkSystem ST250 3.5" SS Bracket Plate Kit for HDD No. 0-3 | 59
7Y45CTOLWW | B4LQ | ThinkSystem ST250 4x3.5" SS Bracket Plate Kit for HDD No. 4-7 | 39
7Y45CTOLWW | B4LR | ThinkSystem ST250 4x3.5" SS Bracket Plate Kit for HDD No. 4-5 | 39
7Y45CTOLWW | B4LS | ThinkSystem ST250 Intrusion Cable Kit | 9
7Y45CTOLWW | B4RQ | ThinkSystem RAID 730-8i 2GB Flash PCIe 12Gb Adapter | 879
7Y45CTOLWW | B59Z | FBU02 SuperCap | 149
7Y45CTOLWW | B68W | ST250 Dummy Indicator for HW RAID Cable Option | 0
7Y45CTOLWW | B6JY | ThinkSystem 3.5" PM883 1.92TB Entry SATA 6Gb Hot Swap SSD | 1159
7Y45CTOLWW | B6TM | ThinkSystem 3.5" PM883 240GB Entry SATA 6Gb Hot Swap SSD | 239
7Y45CTOLWW | B6TN | ThinkSystem 3.5" PM883 480GB Entry SATA 6Gb Hot Swap SSD | 359
7Y45CTOLWW | B6U0 | VMware ESXi 6.5 U3 (factory installed) | 0
7Y45CTOLWW | B6U1 | VMware ESXi 6.7 U2 (factory installed) | 0
7Y45CTOLWW | B7EZ | ThinkSystem 3.5" 16TB 7.2K SAS 12Gb Hot Swap 512e HDD | 1309
7Y45CTOLWW | B7F0 | ThinkSystem 3.5" 16TB 7.2K SATA 6Gb Hot Swap 512e HDD | 1289
7Y45CTOLWW | B7JW | ThinkSystem NVIDIA Quadro P2200 5GB PCIe Active GPU | 1009
7Y45CTOLWW | B88T | VMware ESXi 6.7 U3 (factory installed) | 0
7Y45CTOLWW | B8HP | ThinkSystem 2.5" 5300 960GB Entry SATA 6Gb Hot Swap SSD | 489
7Y45CTOLWW | B8HR | ThinkSystem 3.5" 5300 1.92TB Mainstream SATA 6Gb Hot Swap SSD | 1829
7Y45CTOLWW | B8HS | ThinkSystem M.2 5300 240GB SATA 6Gbps Non-Hot Swap SSD | 359
7Y45CTOLWW | B8HV | ThinkSystem 2.5" 5300 240GB Entry SATA 6Gb Hot Swap SSD | 359
7Y45CTOLWW | B8HY | ThinkSystem 2.5" 5300 480GB Mainstream SATA 6Gb Hot Swap SSD | 429
7Y45CTOLWW | B8HZ | ThinkSystem 3.5" 5300 1.92TB Entry SATA 6Gb Hot Swap SSD | 1139
7Y45CTOLWW | B8J0 | ThinkSystem 3.5" 5300 960GB Mainstream SATA 6Gb Hot Swap SSD | 929
7Y45CTOLWW | B8J1 | ThinkSystem 2.5" 5300 240GB Mainstream SATA 6Gb Hot Swap SSD | 409
7Y45CTOLWW | B8J5 | ThinkSystem 2.5" 5300 1.92TB Entry SATA 6Gb Hot Swap SSD | 939
7Y45CTOLWW | B8J6 | ThinkSystem 2.5" 5300 960GB Mainstream SATA 6Gb Hot Swap SSD | 729
7Y45CTOLWW | B8J9 | ThinkSystem 3.5" 5300 480GB Entry SATA 6Gb Hot Swap SSD | 379
7Y45CTOLWW | B8JB | ThinkSystem 3.5" 5300 240GB Entry SATA 6Gb Hot Swap SSD | 369
7Y45CTOLWW | B8JC | ThinkSystem 3.5" 5300 960GB Entry SATA 6Gb Hot Swap SSD | 629
7Y45CTOLWW | B8JE | ThinkSystem 2.5" 5300 1.92TB Mainstream SATA 6Gb Hot Swap SSD | 1279
7Y45CTOLWW | B8JF | ThinkSystem 3.5" 5300 480GB Mainstream SATA 6Gb Hot Swap SSD | 529
7Y45CTOLWW | B8JL | ThinkSystem 3.5" 5300 240GB Mainstream SATA 6Gb Hot Swap SSD | 419
7Y45CTOLWW | B8JM | ThinkSystem 2.5" 5300 480GB Entry SATA 6Gb Hot Swap SSD | 309
7Y45CTOLWW | B919 | ThinkSystem M.2 5300 480GB SATA 6Gbps Non-Hot Swap SSD | 369
7Y45CTOLWW | B96E | ThinkSystem 32GB TruDDR4 2666MHz (2Rx8, 1.2V) ECC UDIMM | 499
7Y45CTOLWW | B9AC | ThinkSystem 2.5" 5210 960GB Entry SATA 6Gb Hot Swap QLC SSD | 419
7Y45CTOLWW | BAJM | Intel Xeon E-2288G 8C 95W 3.7GHz Processor | 969
7Y45CTOLWW | BAJN | Intel Xeon E-2278G 8C 80W 3.4GHz Processor | 889
7Y45CTOLWW | BAJP | Intel Xeon E-2286G 6C 95W 4.0GHz Processor | 809
7Y45CTOLWW | BAJQ | Intel Xeon E-2276G 6C 80W 3.8GHz Processor | 649
7Y45CTOLWW | BAJR | Intel Xeon E-2274G 4C 83W 4.0GHz Processor | 589
7Y45CTOLWW | BAJS | Intel Xeon E-2246G 6C 80W 3.6GHz Processor | 559
7Y45CTOLWW | BAJT | Intel Xeon E-2244G 4C 71W 3.8GHz Processor | 489
7Y45CTOLWW | BAJU | Intel Xeon E-2236 6C 80W 3.4GHz Processor | 509
7Y45CTOLWW | BAJV | Intel Xeon E-2234 4C 71W 3.6GHz Processor | 449
7Y45CTOLWW | BAJW | Intel Xeon E-2226G 6C 80W 3.4GHz Processor | 459
7Y45CTOLWW | BAJX | Intel Xeon E-2224G 4C 71W 3.5GHz Processor | 399
7Y45CTOLWW | BAJY | Intel Xeon E-2224 4C 71W 3.4GHz Processor | 359
7Y45CTOLWW | BAK4 | Intel Core i3-9100 4C 65W 3.6GHz Processor | 229
7Y45CTOLWW | BAK7 | Intel Pentium G5420 2C 54W 3.8GHz Processor | 119
7Y45CTOLWW | BAKD | Thinksystem ST250 Refresh Motherboard | 369
7Y45CTOLWW | BBZG | VMware ESXi 7.0 (Factory Installed) | 2
7Y45CTOLWW | BCFH | ThinkSystem 3.5" 18TB 7.2K SATA 6Gb Hot Swap 512e HDD | 1589
7Y45CTOLWW | BCFP | ThinkSystem 3.5" 18TB 7.2K SAS 12Gb Hot Swap 512e HDD | 1609
7Y45CTOLWW | BCTC | ThinkSystem 2.5" Multi Vendor 240GB Entry SATA 6Gb Hot Swap SSD | 219
7Y45CTOLWW | BCTD | ThinkSystem 2.5" Multi Vendor 480GB Entry SATA 6Gb Hot Swap SSD | 219
7Y45CTOLWW | BCTE | ThinkSystem 2.5" Multi Vendor 960GB Entry SATA 6Gb Hot Swap SSD | 659
7Y45CTOLWW | BCTF | ThinkSystem 2.5" Multi Vendor 1.92TB Entry SATA 6Gb Hot Swap SSD | 1289
7Y45CTOLWW | BCTG | ThinkSystem 2.5" Multi Vendor 3.84TB Entry SATA 6Gb Hot Swap SSD | 1259
7Y45CTOLWW | BCTH | ThinkSystem 3.5" Multi Vendor 240GB Entry SATA 6Gb Hot Swap SSD | 229
7Y45CTOLWW | BCTJ | ThinkSystem 3.5" Multi Vendor 480GB Entry SATA 6Gb Hot Swap SSD | 219
7Y45CTOLWW | BCTK | ThinkSystem 3.5" Multi Vendor 960GB Entry SATA 6Gb Hot Swap SSD | 669
7Y45CTOLWW | BCTL | ThinkSystem 3.5" Multi Vendor 1.92TB Entry SATA 6Gb Hot Swap SSD | 1289
7Y45CTOLWW | BCTM | ThinkSystem 3.5" Multi Vendor 3.84TB Entry SATA 6Gb Hot Swap SSD | 1269
7Y45CTOLWW | BE5E | VMware ESXi 7.0 U1 (Factory Installed) | 0
7Y45CTOLWW | BFYB | Operating mode selection for: "Maximum Performance Mode" | 0
7Y45CTOLWW | BFYC | Operating mode selection for: "Minimal Power Mode" | 0
7Y45CTOLWW | BFYD | Operating mode selection for: "Efficiency Favoring Power Savings Mode" | 0
7Y45CTOLWW | BFYE | Operating mode selection for: "Efficiency - Favoring Performance Mode" | 0
7Y45CTOLWW | BHSR | VMware ESXi 7.0 U2 (Factory Installed) | 0
7Y46CTO1WW | 747 | UID Asset Tag Label | 20
7Y46CTO1WW | 2302 | RAID Configuration | 149
7Y46CTO1WW | 2306 | Integration >1U Component | 125
7Y46CTO1WW | 2321 | Custom MFG SVCS Fee - Small Increment | 3
7Y46CTO1WW | 2400 | Primary Array 12 HDDs | 0
7Y46CTO1WW | 2401 | Primary Array 13 HDDs | 0
7Y46CTO1WW | 2402 | Primary Array 14 HDDs | 0
7Y46CTO1WW | 2403 | Primary Array 15 HDDs | 0
7Y46CTO1WW | 2404 | Primary Array 16 HDDs | 0
7Y46CTO1WW | 2405 | Secondary Array 9 HDDs | 0
7Y46CTO1WW | 2406 | Secondary Array 10 HDDs | 0
7Y46CTO1WW | 2407 | Secondary Array 11 HDDs | 0
7Y46CTO1WW | 2408 | Secondary Array 12 HDDs | 0
7Y46CTO1WW | 2409 | Secondary Array 13 HDDs | 0
7Y46CTO1WW | 2410 | Secondary Array 14 HDDs | 0
7Y46CTO1WW | 3271 | No RAID - Secondary Array set up by customer | 0
7Y46CTO1WW | 5977 | Select Storage devices - no configured RAID required | 0
7Y46CTO1WW | 5978 | Select Storage devices - configured RAID | 0
7Y46CTO1WW | 6313 | 2.8m, 10A/120V, C13 to NEMA 5-15P (US) Line Cord | 19
7Y46CTO1WW | 6370 | 4.3m, 10A/125V, C13 to NEMA 5-15P (US) Line Cord | 10
7Y46CTO1WW | 6373 | 4.3m, 10A/250V, C13 to NEMA 6-15P (US) Line Cord | 15
7Y46CTO1WW | 7008 | Primary Array 2 HDDs | 0
7Y46CTO1WW | 7009 | Primary Array 3 HDDs | 0
7Y46CTO1WW | 7010 | Primary Array 4 HDDs | 0
7Y46CTO1WW | 7011 | Primary Array 5 HDDs | 0
7Y46CTO1WW | 7012 | Primary Array 6 HDDs | 0
7Y46CTO1WW | 7013 | Primary Array 7 HDDs | 0
7Y46CTO1WW | 7014 | Primary Array 8 HDDs | 0
7Y46CTO1WW | 7015 | Secondary Array 2 HDDs | 0
7Y46CTO1WW | 7016 | Secondary Array 3 HDDs | 0
7Y46CTO1WW | 7017 | Secondary Array 4 HDDs | 0
7Y46CTO1WW | 7057 | Secondary Array 5 HDDs | 0
7Y46CTO1WW | 7058 | Secondary Array 6 HDDs | 0
7Y46CTO1WW | 7059 | Secondary Array 7 HDDs | 0
7Y46CTO1WW | 7060 | Secondary Array 8 HDDs | 0
7Y46CTO1WW | 7664 | Primary Array 9 HDDs | 0
7Y46CTO1WW | 7831 | Customer Solution Center Services | 0
7Y46CTO1WW | 8067 | TAA Compliant Order | 0
7Y46CTO1WW | 8072 | General Racking Solution | 0
7Y46CTO1WW | 8086 | No Publications Selected | 0
7Y46CTO1WW | 9013 | Hot Spare | 0
7Y46CTO1WW | 9714 | Primary Array 10 HDDs | 0
7Y46CTO1WW | 9715 | Primary Array 11 HDDs | 0
7Y46CTO1WW | A103 | System x Cluster Upgrade | 0
7Y46CTO1WW | A1RF | 2.8m, 10A/250V, C13 to NEMA 6-15P Line Cord | 15
7Y46CTO1WW | A2K6 | Primary Array - RAID 0 | 0
7Y46CTO1WW | A2K7 | Primary Array - RAID 1 | 0
7Y46CTO1WW | A2K9 | Primary Array - RAID 5 | 0
7Y46CTO1WW | A2KA | Primary Array - RAID 6 | 0
7Y46CTO1WW | A2KB | Primary Array - RAID 10 | 0
7Y46CTO1WW | A2KF | Secondary Array - RAID 0 | 0
7Y46CTO1WW | A2KG | Secondary Array - RAID 1 | 0
7Y46CTO1WW | A2KJ | Secondary Array - RAID 5 | 0
7Y46CTO1WW | A2KK | Secondary Array - RAID 6 | 0
7Y46CTO1WW | A2KL | Secondary Array - RAID 10 | 0
7Y46CTO1WW | AT7S | Emulex VFA5.2 2x10 GbE SFP+ PCIe Adapter | 449
7Y46CTO1WW | AT7T | Emulex VFA5.2 2x10 GbE SFP+ Adapter and FCoE/iSCSI SW | 1319
7Y46CTO1WW | ATPX | Intel X550-T2 Dual Port 10GBase-T Adapter | 599
7Y46CTO1WW | ATRY | Intel X550-T1 Single Port 10GBase-T Adapter | 559
7Y46CTO1WW | ATZU | Emulex 16Gb Gen6 FC Single-port HBA | 949
7Y46CTO1WW | ATZV | Emulex 16Gb Gen6 FC Dual-port HBA | 1309
7Y46CTO1WW | AUK7 | TPM 2.0 and Secure Boot | 0
7Y46CTO1WW | AUKP | ThinkSystem Broadcom 57416 10GBASE-T 2-Port PCIe Ethernet Adapter | 479
7Y46CTO1WW | AUKS | ThinkSystem Broadcom 57412 25GbE SFP28 1-Port PCIe Ethernet Adapter | 489
7Y46CTO1WW | AUKX | ThinkSystem Intel X710-DA2 PCIe 10Gb 2-Port SFP+ Ethernet Adapter | 459
7Y46CTO1WW | AULV | ThinkSystem 2.5" 300GB 15K SAS 12Gb Hot Swap 512n HDD | 339
7Y46CTO1WW | AULW | ThinkSystem 2.5" 600GB 15K SAS 12Gb Hot Swap 512n HDD | 469
7Y46CTO1WW | AULX | ThinkSystem 2.5" 900GB 15K SAS 12Gb Hot Swap 512e HDD | 639
7Y46CTO1WW | AULY | ThinkSystem 2.5" 300GB 10K SAS 12Gb Hot Swap 512n HDD | 289
7Y46CTO1WW | AULZ | ThinkSystem 2.5" 600GB 10K SAS 12Gb Hot Swap 512n HDD | 319
7Y46CTO1WW | AUM0 | ThinkSystem 2.5" 900GB 10K SAS 12Gb Hot Swap 512n HDD | 389
7Y46CTO1WW | AUM1 | ThinkSystem 2.5" 1.2TB 10K SAS 12Gb Hot Swap 512n HDD | 389
7Y46CTO1WW | AUM2 | ThinkSystem 2.5" 1.8TB 10K SAS 12Gb Hot Swap 512e HDD | 589
7Y46CTO1WW | AUM4 | ThinkSystem 2.5" 300GB 10K SAS 12Gb Hot Swap 512n HDD SED | 339
7Y46CTO1WW | AUM6 | ThinkSystem 2.5" 1TB 7.2K SAS 12Gb Hot Swap 512n HDD | 469
7Y46CTO1WW | AUM7 | ThinkSystem 2.5" 2TB 7.2K SAS 12Gb Hot Swap 512n HDD | 839
7Y46CTO1WW | AUNG | ThinkSystem RAID 530-8i PCIe 12Gb Adapter | 299
7Y46CTO1WW | AUNJ | ThinkSystem RAID 930-8i 2GB Flash PCIe 12Gb Adapter | 1009
7Y46CTO1WW | AUNK | ThinkSystem RAID 930-16i 4GB Flash PCIe 12Gb Adapter | 1529
7Y46CTO1WW | AUNL | ThinkSystem 430-8i SAS/SATA 12Gb HBA | 299
7Y46CTO1WW | AUNM | ThinkSystem 430-16i SAS/SATA 12Gb HBA | 589
7Y46CTO1WW | AUNN | ThinkSystem 430-16e SAS/SATA 12Gb HBA | 609
7Y46CTO1WW | AUNP | FBU345 SuperCap | 135
7Y46CTO1WW | AUNQ | ThinkSystem RAID 930-8e 4GB Flash PCIe 12Gb Adapter | 1689
7Y46CTO1WW | AUNR | ThinkSystem 430-8e SAS/SATA 12Gb HBA | 299
7Y46CTO1WW | AUPW | ThinkSystem XClarity Controller Standard to Enterprise Upgrade | 100
7Y46CTO1WW | AUU2 | ThinkSystem 3.5" 300GB 15K SAS 12Gb Hot Swap 512n HDD | 359
7Y46CTO1WW | AUU3 | ThinkSystem 3.5" 600GB 15K SAS 12Gb Hot Swap 512n HDD | 479
7Y46CTO1WW | AUU4 | ThinkSystem 3.5" 1TB 7.2K SAS 12Gb Hot Swap 512n HDD | 299
7Y46CTO1WW | AUU5 | ThinkSystem 3.5" 2TB 7.2K SAS 12Gb Hot Swap 512n HDD | 339
7Y46CTO1WW | AUU6 | ThinkSystem 3.5" 4TB 7.2K SAS 12Gb Hot Swap 512n HDD | 419
7Y46CTO1WW | AUU7 | ThinkSystem 3.5" 6TB 7.2K SAS 12Gb Hot Swap 512e HDD | 549
7Y46CTO1WW | AUU8 | ThinkSystem 3.5" 4TB 7.2K SATA 6Gb Hot Swap 512n HDD | 389
7Y46CTO1WW | AUU9 | ThinkSystem 3.5" 8TB 7.2K SATA 6Gb Hot Swap 512e HDD | 599
7Y46CTO1WW | AUUA | ThinkSystem 3.5" 6TB 7.2K SATA 6Gb Hot Swap 512e HDD | 529
7Y46CTO1WW | AUUC | ThinkSystem 3.5" 900GB 15K SAS 12Gb Hot Swap 512e HDD | 679
7Y46CTO1WW | AUUD | ThinkSystem 3.5" 2TB 7.2K SATA 6Gb Hot Swap 512n HDD | 319
7Y46CTO1WW | AUUE | ThinkSystem 2.5" 1TB 7.2K SATA 6Gb Hot Swap 512n HDD | 469
7Y46CTO1WW | AUUF | ThinkSystem 3.5" 1TB 7.2K SATA 6Gb Hot Swap 512n HDD | 269
7Y46CTO1WW | AUUJ | ThinkSystem 2.5" 2TB 7.2K SATA 6Gb Hot Swap 512e HDD | 849
7Y46CTO1WW | AUUL | ThinkSystem M.2 32GB SATA 6Gbps Non-Hot Swap SSD | 109
7Y46CTO1WW | AUUV | ThinkSystem M.2 128GB SATA 6Gbps Non-Hot Swap SSD | 159
7Y46CTO1WW | AUZS | ThinkSystem 1TB 7.2K 6Gbps SATA 3.5" Simple Swap 512n HDD | 229
7Y46CTO1WW | AUZT | ThinkSystem 2TB 7.2K 6Gbps SATA 3.5" Simple Swap 512n HDD | 429
7Y46CTO1WW | AUZU | ThinkSystem 4TB 7.2K 6Gbps SATA 3.5" Simple Swap 512n HDD | 599
7Y46CTO1WW | AUZV | ThinkSystem Broadcom 5719 1GbE RJ45 4-Port PCIe Ethernet Adapter | 159
7Y46CTO1WW | AUZW | ThinkSystem I350-T4 PCIe 1Gb 4-Port RJ45 Ethernet Adapter | 379
7Y46CTO1WW | AUZX | ThinkSystem Broadcom 5720 1GbE RJ45 2-Port PCIe Ethernet Adapter | 129
7Y46CTO1WW | AUZY | ThinkSystem I350-T2 PCIe 1Gb 2-Port RJ45 Ethernet Adapter | 179
7Y46CTO1WW | AUZZ | ThinkSystem I350-F1 PCIe 1Gb 1-Port SFP Ethernet Adapter | 379
7Y46CTO1WW | AVEY | ThinkSystem Half High SATA DVD-RW Optical Disk Drive | 59
7Y46CTO1WW | AVEZ | ThinkSystem Half High SATA DVD-ROM Optical Disk Drive | 49
7Y46CTO1WW | AVF0 | ThinkSystem RDX 2TB Cartridge | 879
7Y46CTO1WW | AVF1 | ThinkSystem RDX 1TB Cartridge | 499
7Y46CTO1WW | AVF5 | Internal LTO7 SAS Tape Drive | 6499
7Y46CTO1WW | AVF6 | ThinkSystem Internal RDX USB 3.0 Dock | 329
7Y46CTO1WW | AVF7 | ThinkSystem LTO G7 6TB Tape | 499
7Y46CTO1WW | AVF8 | ThinkSystem RDX 500GB Cartridge | 399
7Y46CTO1WW | AVUT | ThinkSystem XClarity Controller Standard to Advanced Upgrade | 50
7Y46CTO1WW | AVUX | On Board SATA AHCI Mode | 0
7Y46CTO1WW | AVV0 | On Board SATA Software RAID Mode | 0
7Y46CTO1WW | AVV8 | ThinkSystem External USB DVD-RW Optical Disk Drive | 79
7Y46CTO1WW | AXC6 | ThinkSystem 8TB 7.2K 6Gbps SATA 3.5" Simple Swap 512e HDD | 1199
7Y46CTO1WW | AXC7 | ThinkSystem 6TB 7.2K 6Gbps SATA 3.5" Simple Swap 512e HDD | 999
7Y46CTO1WW | AXD1 | ThinkSystem RDX 4TB Cartridge | 899
7Y46CTO1WW | AXTL | ThinkSystem Pref. Pro II USB Keyboard - US English | 29
7Y46CTO1WW | AXTY | ThinkSystem Pref. Pro II USB Keyboard - French Canadian Multilingual | 29
7Y46CTO1WW | AXTZ | ThinkSystem Pref. Pro II USB Keyboard - French Canadian French | 29
7Y46CTO1WW | B0LN | ThinkSystem Optical Wheel Mouse - USB | 19
7Y46CTO1WW | B0ML | Feature Enable TPM on MB | 0
7Y46CTO1WW | B0WY | ThinkSystem Intel XXV710-DA2 10/25GbE SFP28 2-Port PCIe Ethernet Adapter | 529
7Y46CTO1WW | B0X1 | Intel X710-T4 4x10Gb Base-T Adapter | 1019
7Y46CTO1WW | B0YL | Intel X710-DA4 4x10Gb SFP+ Adapter | 869
7Y46CTO1WW | B0YR | ThinkSystem 3.5" 8TB 7.2K SAS 12Gb Hot Swap 512e HDD | 659
7Y46CTO1WW | B0YS | ThinkSystem 2.5" 2.4TB 10K SAS 12Gb Hot Swap 512e HDD | 629
7Y46CTO1WW | B117 | ThinkSystem 3.5" 12TB 7.2K SAS 12Gb Hot Swap 512e HDD | 949
7Y46CTO1WW | B118 | ThinkSystem 3.5" 12TB 7.2K SATA 6Gb Hot Swap 512e HDD | 1829
7Y46CTO1WW | B173 | Companion Part for XClarity Controller Standard to Enterprise Upgrade in Factory | 0
7Y46CTO1WW | B30W | Custom MFG SVCS Fee - Medium Increment | 30
7Y46CTO1WW | B30X | Custom MFG SVCS Fee - Large Increment | 300
7Y46CTO1WW | B31D | ThinkSystem NVIDIA Quadro P620 2GB PCIe Active GPU | 269
7Y46CTO1WW | B32R | ThinkSystem RDX External USB 3.0 Dock | 349
7Y46CTO1WW | B34H | ThinkSystem 2.5" PM883 240GB Entry SATA 6Gb Hot Swap SSD | 219
7Y46CTO1WW | B34J | ThinkSystem 2.5" PM883 480GB Entry SATA 6Gb Hot Swap SSD | 279
7Y46CTO1WW | B34K | ThinkSystem 2.5" PM883 960GB Entry SATA 6Gb Hot Swap SSD | 449
7Y46CTO1WW | B34U | Intel Xeon E-2186G 6+2C 95W 3.8GHz Processor | 899
7Y46CTO1WW | B34V | Intel Xeon E-2176G 6+2C 80W 3.7GHz Processor | 719
7Y46CTO1WW | B34W | Intel Xeon E-2174G 4+2C 71W 3.8GHz Processor | 649
7Y46CTO1WW | B34X | Intel Xeon E-2146G 6+2C 80W 3.5GHz Processor | 619
7Y46CTO1WW | B34Y | Intel Xeon E-2144G 4+2C 71W 3.6GHz Processor | 529
7Y46CTO1WW | B34Z | Intel Xeon E-2136 6C 80W 3.3GHz Processor | 569
7Y46CTO1WW | B350 | Intel Xeon E-2134 4C 71W 3.5GHz Processor | 499
7Y46CTO1WW | B351 | Intel Xeon E-2126G 6+2C 80W 3.3GHz Processor | 509
7Y46CTO1WW | B352 | Intel Xeon E-2124G 4+2C 71W 3.4GHz Processor | 439
7Y46CTO1WW | B353 | Intel Xeon E-2124 4C 71W 3.3GHz Processor | 399
7Y46CTO1WW | B354 | Intel Xeon E-2104G 4+2C 65W 3.2GHz Processor | 399
7Y46CTO1WW | B357 | Intel Core i3-8100 4C+2 65W 3.6GHz Processor | 249
7Y46CTO1WW | B359 | Intel Core i3-8100T 4C+2 35W 3.1GHz Processor | 249
7Y46CTO1WW | B35C | Intel Pentium G5400 2C+1 54W 3.7GHz Processor | 139
7Y46CTO1WW | B35G | Intel Pentium G5400T 2C+1 35W 3.1GHz Processor | 139
7Y46CTO1WW | B35J | ThinkSystem 8GB TruDDR4 2666MHz (1Rx8, 1.2V) UDIMM | 179
7Y46CTO1WW | B35K | ThinkSystem 16GB TruDDR4 2666MHz (2Rx8, 1.2V) UDIMM | 269
7Y46CTO1WW | B35T | ThinkSystem RAID/HBA Card Super Cap Holder | 5
7Y46CTO1WW | B35W | ThinkSystem Name Plate | 4
7Y46CTO1WW | B3VW | VMware ESXi 6.5 U2 (Factory Installed) | 0
7Y46CTO1WW | B3VX | VMware ESXi 6.7 (Factory Installed) | 0
7Y46CTO1WW | B3YZ | ThinkSystem ST250 3.5" Chassis Base | 650
7Y46CTO1WW | B3Z0 | ThinkSystem ST250 2.5" Chassis Base | 650
7Y46CTO1WW | B3ZE | ThinkSystem ST250 Motherboard | 675
7Y46CTO1WW | B40M | Disable Shared LAN Port | 0
7Y46CTO1WW | B41D | ThinkSystem ST250 4x3.5" SATA/SAS Backplane | 79
7Y46CTO1WW | B41E | ThinkSystem ST250 8x2.5" SATA/SAS Backplane | 99
7Y46CTO1WW | B41K | ThinkSystem ST250 Security Door | 49
7Y46CTO1WW | B41L | ThinkSystem ST250 4x 3.5" HDD Cage (HDD 4-7) | 39
7Y46CTO1WW | B41M | ThinkSystem ST250 8x 2.5" HDD Cage (HDD 8-15) | 39
7Y46CTO1WW | B41P | ThinkSystem ST250 550W Redundant PSU | 299
7Y46CTO1WW | B41Q | ThinkSystem ST250 250W Fixed PSU | 99
7Y46CTO1WW | B488 | ThinkSystem 2.5" 5200 240GB Mainstream SATA 6Gb Hot Swap SSD | 469
7Y46CTO1WW | B48D | ThinkSystem 3.5" 5200 240GB Mainstream SATA 6Gb Hot Swap SSD | 469
7Y46CTO1WW | B498 | ThinkSystem 2.5" Intel S4510 240GB Entry SATA 6Gb Hot Swap SSD | 149
7Y46CTO1WW | B499 | ThinkSystem 2.5" Intel S4510 480GB Entry SATA 6Gb Hot Swap SSD | 309
7Y46CTO1WW | B49A | ThinkSystem 2.5" Intel S4510 960GB Entry SATA 6Gb Hot Swap SSD | 529
7Y46CTO1WW | B49D | ThinkSystem 3.5" Intel S4510 240GB Entry SATA 6Gb Hot Swap SSD | 149
7Y46CTO1WW | B49E | ThinkSystem 3.5" Intel S4510 480GB Entry SATA 6Gb Hot Swap SSD | 209
7Y46CTO1WW | B49F | ThinkSystem 3.5" Intel S4510 960GB Entry SATA 6Gb Hot Swap SSD | 539
7Y46CTO1WW | B49L | ThinkSystem 2.5" Intel S4610 240GB Mainstream SATA 6Gb Hot Swap SSD | 399
7Y46CTO1WW | B49M | ThinkSystem 2.5" Intel S4610 480GB Mainstream SATA 6Gb Hot Swap SSD | 479
7Y46CTO1WW | B49N | ThinkSystem 2.5" Intel S4610 960GB Mainstream SATA 6Gb Hot Swap SSD | 699
7Y46CTO1WW | B49R | ThinkSystem 3.5" Intel S4610 240GB Mainstream SATA 6Gb Hot Swap SSD | 409
7Y46CTO1WW | B49S | ThinkSystem 3.5" Intel S4610 480GB Mainstream SATA 6Gb Hot Swap SSD | 309
7Y46CTO1WW | B49T | ThinkSystem 3.5" Intel S4610 960GB Mainstream SATA 6Gb Hot Swap SSD | 1029
7Y46CTO1WW | B4BM | ThinkSystem Internal Half High LTO Gen8 SAS Tape Drive | 8999
7Y46CTO1WW | B4BN | ThinkSystem LTO Gen8 12TB Tape | 849
7Y46CTO1WW | B4LP | ThinkSystem ST250 3.5" SS Bracket Plate Kit for HDD No. 0-3 | 59
7Y46CTO1WW | B4LQ | ThinkSystem ST250 4x3.5" SS Bracket Plate Kit for HDD No. 4-7 | 39
7Y46CTO1WW | B4LR | ThinkSystem ST250 4x3.5" SS Bracket Plate Kit for HDD No. 4-5 | 39
7Y46CTO1WW | B4LS | ThinkSystem ST250 Intrusion Cable Kit | 9
7Y46CTO1WW | B4RQ | ThinkSystem RAID 730-8i 2GB Flash PCIe 12Gb Adapter | 879
7Y46CTO1WW | B59Z | FBU02 SuperCap | 149
7Y46CTO1WW | B68W | ST250 Dummy Indicator for HW RAID Cable Option | 0
7Y46CTO1WW | B6JY | ThinkSystem 3.5" PM883 1.92TB Entry SATA 6Gb Hot Swap SSD | 1159
7Y46CTO1WW | B6TM | ThinkSystem 3.5" PM883 240GB Entry SATA 6Gb Hot Swap SSD | 239
7Y46CTO1WW | B6TN | ThinkSystem 3.5" PM883 480GB Entry SATA 6Gb Hot Swap SSD | 359
7Y46CTO1WW | B6U0 | VMware ESXi 6.5 U3 (factory installed) | 0
7Y46CTO1WW | B6U1 | VMware ESXi 6.7 U2 (factory installed) | 0
7Y46CTO1WW | B7EZ | ThinkSystem 3.5" 16TB 7.2K SAS 12Gb Hot Swap 512e HDD | 1309
7Y46CTO1WW | B7F0 | ThinkSystem 3.5" 16TB 7.2K SATA 6Gb Hot Swap 512e HDD | 1289
7Y46CTO1WW | B7JW | ThinkSystem NVIDIA Quadro P2200 5GB PCIe Active GPU | 1009
7Y46CTO1WW | B88T | VMware ESXi 6.7 U3 (factory installed) | 0
7Y46CTO1WW | B8HP | ThinkSystem 2.5" 5300 960GB Entry SATA 6Gb Hot Swap SSD | 489
7Y46CTO1WW | B8HR | ThinkSystem 3.5" 5300 1.92TB Mainstream SATA 6Gb Hot Swap SSD | 1829
7Y46CTO1WW | B8HS | ThinkSystem M.2 5300 240GB SATA 6Gbps Non-Hot Swap SSD | 359
7Y46CTO1WW | B8HV | ThinkSystem 2.5" 5300 240GB Entry SATA 6Gb Hot Swap SSD | 359
7Y46CTO1WW | B8HY | ThinkSystem 2.5" 5300 480GB Mainstream SATA 6Gb Hot Swap SSD | 429
7Y46CTO1WW | B8HZ | ThinkSystem 3.5" 5300 1.92TB Entry SATA 6Gb Hot Swap SSD | 1139
7Y46CTO1WW | B8J0 | ThinkSystem 3.5" 5300 960GB Mainstream SATA 6Gb Hot Swap SSD | 929
7Y46CTO1WW | B8J1 | ThinkSystem 2.5" 5300 240GB Mainstream SATA 6Gb Hot Swap SSD | 409
7Y46CTO1WW | B8J5 | ThinkSystem 2.5" 5300 1.92TB Entry SATA 6Gb Hot Swap SSD | 939
7Y46CTO1WW | B8J6 | ThinkSystem 2.5" 5300 960GB Mainstream SATA 6Gb Hot Swap SSD | 729
7Y46CTO1WW | B8J9 | ThinkSystem 3.5" 5300 480GB Entry SATA 6Gb Hot Swap SSD | 379
7Y46CTO1WW | B8JB | ThinkSystem 3.5" 5300 240GB Entry SATA 6Gb Hot Swap SSD | 369
7Y46CTO1WW | B8JC | ThinkSystem 3.5" 5300 960GB Entry SATA 6Gb Hot Swap SSD | 629
7Y46CTO1WW | B8JE | ThinkSystem 2.5" 5300 1.92TB Mainstream SATA 6Gb Hot Swap SSD | 1279
7Y46CTO1WW | B8JF | ThinkSystem 3.5" 5300 480GB Mainstream SATA 6Gb Hot Swap SSD | 529
7Y46CTO1WW | B8JL | ThinkSystem 3.5" 5300 240GB Mainstream SATA 6Gb Hot Swap SSD | 419
7Y46CTO1WW | B8JM | ThinkSystem 2.5" 5300 480GB Entry SATA 6Gb Hot Swap SSD | 309
7Y46CTO1WW | B919 | ThinkSystem M.2 5300 480GB SATA 6Gbps Non-Hot Swap SSD | 369
7Y46CTO1WW | B96E | ThinkSystem 32GB TruDDR4 2666MHz (2Rx8, 1.2V) ECC UDIMM | 499
7Y46CTO1WW | B9AC | ThinkSystem 2.5" 5210 960GB Entry SATA 6Gb Hot Swap QLC SSD | 419
7Y46CTO1WW | BAJM | Intel Xeon E-2288G 8C 95W 3.7GHz Processor | 969
7Y46CTO1WW | BAJN | Intel Xeon E-2278G 8C 80W 3.4GHz Processor | 889
7Y46CTO1WW | BAJP | Intel Xeon E-2286G 6C 95W 4.0GHz Processor | 809
7Y46CTO1WW | BAJQ | Intel Xeon E-2276G 6C 80W 3.8GHz Processor | 649
7Y46CTO1WW | BAJR | Intel Xeon E-2274G 4C 83W 4.0GHz Processor | 589
7Y46CTO1WW | BAJS | Intel Xeon E-2246G 6C 80W 3.6GHz Processor | 559
7Y46CTO1WW | BAJT | Intel Xeon E-2244G 4C 71W 3.8GHz Processor | 489
7Y46CTO1WW | BAJU | Intel Xeon E-2236 6C 80W 3.4GHz Processor | 509
7Y46CTO1WW | BAJV | Intel Xeon E-2234 4C 71W 3.6GHz Processor | 449
7Y46CTO1WW | BAJW | Intel Xeon E-2226G 6C 80W 3.4GHz Processor | 459
7Y46CTO1WW | BAJX | Intel Xeon E-2224G 4C 71W 3.5GHz Processor | 399
7Y46CTO1WW | BAJY | Intel Xeon E-2224 4C 71W 3.4GHz Processor | 359
7Y46CTO1WW | BAK4 | Intel Core i3-9100 4C 65W 3.6GHz Processor | 229
7Y46CTO1WW | BAK7 | Intel Pentium G5420 2C 54W 3.8GHz Processor | 119
7Y46CTO1WW | BAKD | Thinksystem ST250 Refresh Motherboard | 369
7Y46CTO1WW | BBZG | VMware ESXi 7.0 (Factory Installed) | 2
7Y46CTO1WW | BCFH | ThinkSystem 3.5" 18TB 7.2K SATA 6Gb Hot Swap 512e HDD | 1589
7Y46CTO1WW | BCFP | ThinkSystem 3.5" 18TB 7.2K SAS 12Gb Hot Swap 512e HDD | 1609
7Y46CTO1WW | BCTC | ThinkSystem 2.5" Multi Vendor 240GB Entry SATA 6Gb Hot Swap SSD | 219
7Y46CTO1WW | BCTD | ThinkSystem 2.5" Multi Vendor 480GB Entry SATA 6Gb Hot Swap SSD | 219
7Y46CTO1WW | BCTE | ThinkSystem 2.5" Multi Vendor 960GB Entry SATA 6Gb Hot Swap SSD | 659
7Y46CTO1WW | BCTF | ThinkSystem 2.5" Multi Vendor 1.92TB Entry SATA 6Gb Hot Swap SSD | 1289
7Y46CTO1WW | BCTG | ThinkSystem 2.5" Multi Vendor 3.84TB Entry SATA 6Gb Hot Swap SSD | 1259
7Y46CTO1WW | BCTH | ThinkSystem 3.5" Multi Vendor 240GB Entry SATA 6Gb Hot Swap SSD | 229
7Y46CTO1WW | BCTJ | ThinkSystem 3.5" Multi Vendor 480GB Entry SATA 6Gb Hot Swap SSD | 219
7Y46CTO1WW | BCTK | ThinkSystem 3.5" Multi Vendor 960GB Entry SATA 6Gb Hot Swap SSD | 669
7Y46CTO1WW | BCTL | ThinkSystem 3.5" Multi Vendor 1.92TB Entry SATA 6Gb Hot Swap SSD | 1289
7Y46CTO1WW | BCTM | ThinkSystem 3.5" Multi Vendor 3.84TB Entry SATA 6Gb Hot Swap SSD | 1269
7Y46CTO1WW | BE5E | VMware ESXi 7.0 U1 (Factory Installed) | 0
7Y46CTO1WW | BFYB | Operating mode selection for: "Maximum Performance Mode" | 0
7Y46CTO1WW | BFYC | Operating mode selection for: "Minimal Power Mode" | 0
7Y46CTO1WW | BFYD | Operating mode selection for: "Efficiency Favoring Power Savings Mode" | 0
7Y46CTO1WW | BFYE | Operating mode selection for: "Efficiency - Favoring Performance Mode" | 0
7Y46CTO1WW | BHSR | VMware ESXi 7.0 U2 (Factory Installed) | 0
7Y48CTO1WW | 747 | UID Asset Tag Label | 20
7Y48CTO1WW | 2302 | RAID Configuration | 149
7Y48CTO1WW | 2306 | Integration >1U Component | 125
7Y48CTO1WW | 2321 | Custom MFG SVCS Fee - Small Increment | 3
7Y48CTO1WW | 5977 | Select Storage devices - no configured RAID required | 0
7Y48CTO1WW | 5978 | Select Storage devices - configured RAID | 0
7Y48CTO1WW | 6313 | 2.8m, 10A/120V, C13 to NEMA 5-15P (US) Line Cord | 19
7Y48CTO1WW | 6370 | 4.3m, 10A/125V, C13 to NEMA 5-15P (US) Line Cord | 10
7Y48CTO1WW | 6373 | 4.3m, 10A/250V, C13 to NEMA 6-15P (US) Line Cord | 15
7Y48CTO1WW | 7008 | Primary Array 2 HDDs | 0
7Y48CTO1WW | 7009 | Primary Array 3 HDDs | 0
7Y48CTO1WW | 7010 | Primary Array 4 HDDs | 0
7Y48CTO1WW | 7015 | Secondary Array 2 HDDs | 0
7Y48CTO1WW | 7831 | Customer Solution Center Services | 0
7Y48CTO1WW | 8067 | TAA Compliant Order | 0
7Y48CTO1WW | 8072 | General Racking Solution | 0
7Y48CTO1WW | 8086 | No Publications Selected | 0
7Y48CTO1WW | A103 | System x Cluster Upgrade | 0
7Y48CTO1WW | A1RF | 2.8m, 10A/250V, C13 to NEMA 6-15P Line Cord | 15
7Y48CTO1WW | A2K6 | Primary Array - RAID 0 | 0
7Y48CTO1WW | A2K7 | Primary Array - RAID 1 | 0
7Y48CTO1WW | A2K9 | Primary Array - RAID 5 | 0
7Y48CTO1WW | A2KA | Primary Array - RAID 6 | 0
7Y48CTO1WW | A2KB | Primary Array - RAID 10 | 0
7Y48CTO1WW | A2KF | Secondary Array - RAID 0 | 0
7Y48CTO1WW | A2KG | Secondary Array - RAID 1 | 0
7Y48CTO1WW | ATPX | Intel X550-T2 Dual Port 10GBase-T Adapter | 599
7Y48CTO1WW | ATRY | Intel X550-T1 Single Port 10GBase-T Adapter | 559
7Y48CTO1WW | AUKP | ThinkSystem Broadcom 57416 10GBASE-T 2-Port PCIe Ethernet Adapter | 479
7Y48CTO1WW | AUNG | ThinkSystem RAID 530-8i PCIe 12Gb Adapter | 299
7Y48CTO1WW | AUNJ | ThinkSystem RAID 930-8i 2GB Flash PCIe 12Gb Adapter | 1009
7Y48CTO1WW | AUNL | ThinkSystem 430-8i SAS/SATA 12Gb HBA | 299
7Y48CTO1WW | AUNP | FBU345 SuperCap | 135
7Y48CTO1WW | AUNQ | ThinkSystem RAID 930-8e 4GB Flash PCIe 12Gb Adapter | 1689
7Y48CTO1WW | AUNR | ThinkSystem 430-8e SAS/SATA 12Gb HBA | 299
7Y48CTO1WW | AUZV | ThinkSystem Broadcom 5719 1GbE RJ45 4-Port PCIe Ethernet Adapter | 159
7Y48CTO1WW | AUZW | ThinkSystem I350-T4 PCIe 1Gb 4-Port RJ45 Ethernet Adapter | 379
7Y48CTO1WW | AUZX | ThinkSystem Broadcom 5720 1GbE RJ45 2-Port PCIe Ethernet Adapter | 129
7Y48CTO1WW | AUZY | ThinkSystem I350-T2 PCIe 1Gb 2-Port RJ45 Ethernet Adapter | 179
7Y48CTO1WW | AVEY | ThinkSystem Half High SATA DVD-RW Optical Disk Drive | 59
7Y48CTO1WW | AVEZ | ThinkSystem Half High SATA DVD-ROM Optical Disk Drive | 49
7Y48CTO1WW | AVF0 | ThinkSystem RDX 2TB Cartridge | 879
7Y48CTO1WW | AVF1 | ThinkSystem RDX 1TB Cartridge | 499
7Y48CTO1WW | AVF5 | Internal LTO7 SAS Tape Drive | 6499
7Y48CTO1WW | AVF6 | ThinkSystem Internal RDX USB 3.0 Dock | 329
7Y48CTO1WW | AVF7 | ThinkSystem LTO G7 6TB Tape | 499
7Y48CTO1WW | AVF8 | ThinkSystem RDX 500GB Cartridge | 399
7Y48CTO1WW | AVV8 | ThinkSystem External USB DVD-RW Optical Disk Drive | 79
7Y48CTO1WW | AXD1 | ThinkSystem RDX 4TB Cartridge | 899
7Y48CTO1WW | AXTL | ThinkSystem Pref. Pro II USB Keyboard - US English | 29
7Y48CTO1WW | AXTY | ThinkSystem Pref. Pro II USB Keyboard - French Canadian Multilingual | 29
7Y48CTO1WW | AXTZ | ThinkSystem Pref. Pro II USB Keyboard - French Canadian French | 29
7Y48CTO1WW | B0LN | ThinkSystem Optical Wheel Mouse - USB | 19
7Y48CTO1WW | B0YL | Intel X710-DA4 4x10Gb SFP+ Adapter | 869
7Y48CTO1WW | B30W | Custom MFG SVCS Fee - Medium Increment | 30
7Y48CTO1WW | B30X | Custom MFG SVCS Fee - Large Increment | 300
7Y48CTO1WW | B31D | ThinkSystem NVIDIA Quadro P620 2GB PCIe Active GPU | 269
7Y48CTO1WW | B32R | ThinkSystem RDX External USB 3.0 Dock | 349
7Y48CTO1WW | B34U | Intel Xeon E-2186G 6+2C 95W 3.8GHz Processor | 899
7Y48CTO1WW | B34V | Intel Xeon E-2176G 6+2C 80W 3.7GHz Processor | 719
7Y48CTO1WW | B34W | Intel Xeon E-2174G 4+2C 71W 3.8GHz Processor | 649
7Y48CTO1WW | B34X | Intel Xeon E-2146G 6+2C 80W 3.5GHz Processor | 619
7Y48CTO1WW | B34Y | Intel Xeon E-2144G 4+2C 71W 3.6GHz Processor | 529
7Y48CTO1WW | B34Z | Intel Xeon E-2136 6C 80W 3.3GHz Processor | 569
7Y48CTO1WW | B350 | Intel Xeon E-2134 4C 71W 3.5GHz Processor | 499
7Y48CTO1WW | B351 | Intel Xeon E-2126G 6+2C 80W 3.3GHz Processor | 509
7Y48CTO1WW | B352 | Intel Xeon E-2124G 4+2C 71W 3.4GHz Processor | 439
7Y48CTO1WW | B353 | Intel Xeon E-2124 4C 71W 3.3GHz Processor | 399
7Y48CTO1WW | B354 | Intel Xeon E-2104G 4+2C 65W 3.2GHz Processor | 399
7Y48CTO1WW | B357 | Intel Core i3-8100 4C+2 65W 3.6GHz Processor | 249
7Y48CTO1WW | B359 | Intel Core i3-8100T 4C+2 35W 3.1GHz Processor | 249
7Y48CTO1WW | B35C | Intel Pentium G5400 2C+1 54W 3.7GHz Processor | 139
7Y48CTO1WW | B35E | Intel Celeron G4900 2C+1 54W 3.1GHz Processor | 99
7Y48CTO1WW | B35G | Intel Pentium G5400T 2C+1 35W 3.1GHz Processor | 139
7Y48CTO1WW | B35H | Intel Celeron G4900T 2C+1 35W 2.9GHz Processor | 99
7Y48CTO1WW | B35J | ThinkSystem 8GB TruDDR4 2666MHz (1Rx8, 1.2V) UDIMM | 179
7Y48CTO1WW | B35K | ThinkSystem 16GB TruDDR4 2666MHz (2Rx8, 1.2V) UDIMM | 269
7Y48CTO1WW | B35P | ThinkSystem ST50 & TS80X Motherboard | 300
7Y48CTO1WW | B35Q | ThinkSystem Dual SD Cards Module | 49
7Y48CTO1WW | B35R | ThinkSystem Dual SD Cards Module Holder | 5
7Y48CTO1WW | B35S | ThinkSystem USB Cable for Dual SD card Module | 5
7Y48CTO1WW | B35T | ThinkSystem RAID/HBA Card Super Cap Holder | 5
7Y48CTO1WW | B35U | ThinkSystem ST50 5.25" to 3.5" HDD Kit w/ Slim ODD | 49
7Y48CTO1WW | B35V | ThinkSystem 5.25" to 3.5" HDD Conversion Kit W/O Slim ODD | 49
7Y48CTO1WW | B35W | ThinkSystem Name Plate | 4
7Y48CTO1WW | B35Y | ThinkSystem SATA/ODD PWR 15 and 15PIN | 10
7Y48CTO1WW | B35Z | ThinkSystem SATA 7PIN R/A 400mm | 2
7Y48CTO1WW | B363 | ThinkSystem MiniSASHD to 4SATA 7PIN R/A and Straight | 20
7Y48CTO1WW | B364 | ThinkSystem Chassis Intrusion Switch Kit for Side Door | 29
7Y48CTO1WW | B365 | ThinkSystem DP to VGA Dongle Kit | 49
7Y48CTO1WW | B366 | ThinkSystem DP to HDMI Dongle Kit | 29
7Y48CTO1WW | B367 | ThinkSystem Slim ODD USB 2.0 Mini B Cable | 5
7Y48CTO1WW | B36B | ThinkSystem ST50 ATX-250W Chassis Base | 525
7Y48CTO1WW | B36C | ThinkSystem ST50 ATX-400W Chassis Base | 600
7Y48CTO1WW | B36S | Slim ODD of USB 2.0 Interface | 49
7Y48CTO1WW | B36T | ThinkSystem 3.5" 1TB 7.2K SATA 6Gb Non-Hot Swap 512n HDD | 249
7Y48CTO1WW | B36U | ThinkSystem 3.5" 2TB 7.2K SATA 6Gb Non-Hot Swap 512n HDD | 449
7Y48CTO1WW | B36V | ThinkSystem 3.5" 4TB 7.2K SATA 6Gb Non-Hot Swap 512n HDD | 649
7Y48CTO1WW | B36W | ThinkSystem 3.5" 6TB 7.2K SATA 6Gb Non-Hot Swap 512e HDD | 949
7Y48CTO1WW | B36X | ThinkSystem 3.5" 8TB 7.2K SATA 6Gb Non-Hot Swap 512e HDD | 1199
7Y48CTO1WW | B378 | Feature Enable TPM 1.2 for ST50 | 0
7Y48CTO1WW | B379 | On Board SATA AHCI mode for ST50 | 0
7Y48CTO1WW | B37A | On Board SATA Software RAID mode for ST50 | 0
7Y48CTO1WW | B38B | Enable TPM 2.0 for ST50 | 0
7Y48CTO1WW | B38C | Feature Enable TPM 2.0 and Security Boot (Win Server 2016 configuration) for ST50 | 0
7Y48CTO1WW | B3VW | VMware ESXi 6.5 U2 (Factory Installed) | 0
7Y48CTO1WW | B3VZ | Blank SanDisk AF3 32G SD Card | 99
7Y48CTO1WW | B3W0 | Blank SanDisk AF3 64G SD Card | 175
7Y48CTO1WW | B3XL | Feature Enable TPM on MB for ST50 | 0
7Y48CTO1WW | B4BM | ThinkSystem Internal Half High LTO Gen8 SAS Tape Drive | 8999
7Y48CTO1WW | B4BN | ThinkSystem LTO Gen8 12TB Tape | 849
7Y48CTO1WW | B4N4 | ThinkSystem Intel S4510 240GB 6Gb Entry SATA 3.5" Non Hot Swap SSD | 399
7Y48CTO1WW | B4N5 | ThinkSystem Intel S4510 480GB 6Gb Entry SATA 3.5" Non Hot Swap SSD | 649
7Y48CTO1WW | B4N6 | ThinkSystem Intel S4510 960GB 6Gb Entry SATA 3.5" Non Hot Swap SSD | 1179
7Y48CTO1WW | B4RQ | ThinkSystem RAID 730-8i 2GB Flash PCIe 12Gb Adapter | 879
7Y48CTO1WW | B59Z | FBU02 SuperCap | 149
7Y48CTO1WW | B6U0 | VMware ESXi 6.5 U3 (factory installed) | 0
7Y48CTO1WW | B6U1 | VMware ESXi 6.7 U2 (factory installed) | 0
7Y48CTO1WW | B7MG | ThinkSystem Parallel Port PCIe Adapter | 44
7Y48CTO1WW | B88T | VMware ESXi 6.7 U3 (factory installed) | 0
7Y48CTO1WW | BAJP | Intel Xeon E-2286G 6C 95W 4.0GHz Processor | 809
7Y48CTO1WW | BAJQ | Intel Xeon E-2276G 6C 80W 3.8GHz Processor | 649
7Y48CTO1WW | BAJR | Intel Xeon E-2274G 4C 83W 4.0GHz Processor | 589
7Y48CTO1WW | BAJS | Intel Xeon E-2246G 6C 80W 3.6GHz Processor | 559
7Y48CTO1WW | BAJT | Intel Xeon E-2244G 4C 71W 3.8GHz Processor | 489
7Y48CTO1WW | BAJU | Intel Xeon E-2236 6C 80W 3.4GHz Processor | 509
7Y48CTO1WW | BAJV | Intel Xeon E-2234 4C 71W 3.6GHz Processor | 449
7Y48CTO1WW | BAJW | Intel Xeon E-2226G 6C 80W 3.4GHz Processor | 459
7Y48CTO1WW | BAJX | Intel Xeon E-2224G 4C 71W 3.5GHz Processor | 399
7Y48CTO1WW | BAJY | Intel Xeon E-2224 4C 71W 3.4GHz Processor | 359
7Y48CTO1WW | BAK4 | Intel Core i3-9100 4C 65W 3.6GHz Processor | 229
7Y48CTO1WW | BAK7 | Intel Pentium G5420 2C 54W 3.8GHz Processor | 119
7Y48CTO1WW | BBZG | VMware ESXi 7.0 (Factory Installed) | 2
7Y48CTO1WW | BD85 | ThinkSystem ST50ST58 2 HDD Fan Mode MI | 0
7Y48CTO1WW | BD86 | ThinkSystem ST50/ST58 4 HDD Fan Mode MI | 0
7Y48CTO1WW | BD87 | ThinkSystem ST50/ST58 Perf. Fan Mode MI | 0
7Y48CTO1WW | BE3E | ThinkSystem ST50 3.5" 5300 960GB Entry SATA 6Gb Non Hot Swap SSD | 579
7Y48CTO1WW | BE3F | ThinkSystem ST50 3.5" 5300 480GB Entry SATA 6Gb Non Hot Swap SSD | 339
7Y48CTO1WW | BE5E | VMware ESXi 7.0 U1 (Factory Installed) | 0
7Y48CTO1WW | BFYB | Operating mode selection for: "Maximum Performance Mode" | 0
7Y48CTO1WW | BFYC | Operating mode selection for: "Minimal Power Mode" | 0
7Y48CTO1WW | BFYD | Operating mode selection for: "Efficiency Favoring Power Savings Mode" | 0
7Y48CTO1WW | BFYE | Operating mode selection for: "Efficiency - Favoring Performance Mode" | 0
7Y48CTO1WW | BHSR | VMware ESXi 7.0 U2 (Factory Installed) | 0
7Y48CTO1WW | BKG5 | ThinkSystem ST50 3.5" 1TB Client 7.2K SATA 6Gb Non-Hot Swap 512e HDD | 129
7Y48CTO1WW | BKG6 | ThinkSystem ST50 3.5" 2TB Client 7.2K SATA 6Gb Non-Hot Swap 512e HDD | 179
7Y48CTOLWW | 747 | UID Asset Tag Label | 20
7Y48CTOLWW | 2302 | RAID Configuration | 149
7Y48CTOLWW | 2306 | Integration >1U Component | 125
7Y48CTOLWW | 2321 | Custom MFG SVCS Fee - Small Increment | 3
7Y48CTOLWW | 5977 | Select Storage devices - no configured RAID required | 0
7Y48CTOLWW | 5978 | Select Storage devices - configured RAID | 0
7Y48CTOLWW | 6313 | 2.8m, 10A/120V, C13 to NEMA 5-15P (US) Line Cord | 19
7Y48CTOLWW | 6370 | 4.3m, 10A/125V, C13 to NEMA 5-15P (US) Line Cord | 10
7Y48CTOLWW | 6373 | 4.3m, 10A/250V, C13 to NEMA 6-15P (US) Line Cord | 15
7Y48CTOLWW | 7008 | Primary Array 2 HDDs | 0
7Y48CTOLWW | 7009 | Primary Array 3 HDDs | 0
7Y48CTOLWW | 7010 | Primary Array 4 HDDs | 0
7Y48CTOLWW | 7015 | Secondary Array 2 HDDs | 0
7Y48CTOLWW | 7831 | Customer Solution Center Services | 0
7Y48CTOLWW | 8067 | TAA Compliant Order | 0
7Y48CTOLWW | 8072 | General Racking Solution | 0
7Y48CTOLWW | 8086 | No Publications Selected | 0
7Y48CTOLWW | A103 | System x Cluster Upgrade | 0
7Y48CTOLWW | A1RF | 2.8m, 10A/250V, C13 to NEMA 6-15P Line Cord | 15
7Y48CTOLWW | A2K6 | Primary Array - RAID 0 | 0
7Y48CTOLWW | A2K7 | Primary Array - RAID 1 | 0
7Y48CTOLWW | A2K9 | Primary Array - RAID 5 | 0
7Y48CTOLWW | A2KA | Primary Array - RAID 6 | 0
7Y48CTOLWW | A2KB | Primary Array - RAID 10 | 0
7Y48CTOLWW | A2KF | Secondary Array - RAID 0 | 0
7Y48CTOLWW | A2KG | Secondary Array - RAID 1 | 0
7Y48CTOLWW | ATPX | Intel X550-T2 Dual Port 10GBase-T Adapter | 599
7Y48CTOLWW | ATRY | Intel X550-T1 Single Port 10GBase-T Adapter | 559
7Y48CTOLWW | AUKP | ThinkSystem Broadcom 57416 10GBASE-T 2-Port PCIe Ethernet Adapter | 479
7Y48CTOLWW | AUNG | ThinkSystem RAID 530-8i PCIe 12Gb Adapter | 299
7Y48CTOLWW | AUNJ | ThinkSystem RAID 930-8i 2GB Flash PCIe 12Gb Adapter | 1009
7Y48CTOLWW | AUNL | ThinkSystem 430-8i SAS/SATA 12Gb HBA | 299
7Y48CTOLWW | AUNP | FBU345 SuperCap | 135
7Y48CTOLWW | AUNQ | ThinkSystem RAID 930-8e 4GB Flash PCIe 12Gb Adapter | 1689
7Y48CTOLWW | AUNR | ThinkSystem 430-8e SAS/SATA 12Gb HBA | 299
7Y48CTOLWW | AUZV | ThinkSystem Broadcom 5719 1GbE RJ45 4-Port PCIe Ethernet Adapter | 159
7Y48CTOLWW | AUZW | ThinkSystem I350-T4 PCIe 1Gb 4-Port RJ45 Ethernet Adapter | 379
7Y48CTOLWW | AUZX | ThinkSystem Broadcom 5720 1GbE RJ45 2-Port PCIe Ethernet Adapter | 129
7Y48CTOLWW | AUZY | ThinkSystem I350-T2 PCIe 1Gb 2-Port RJ45 Ethernet Adapter | 179
7Y48CTOLWW | AVEY | ThinkSystem Half High SATA DVD-RW Optical Disk Drive | 59
7Y48CTOLWW | AVEZ | ThinkSystem Half High SATA DVD-ROM Optical Disk Drive | 49
7Y48CTOLWW | AVF0 | ThinkSystem RDX 2TB Cartridge | 879
7Y48CTOLWW | AVF1 | ThinkSystem RDX 1TB Cartridge | 499
7Y48CTOLWW | AVF5 | Internal LTO7 SAS Tape Drive | 6499
7Y48CTOLWW | AVF6 | ThinkSystem Internal RDX USB 3.0 Dock | 329
7Y48CTOLWW | AVF7 | ThinkSystem LTO G7 6TB Tape | 499
7Y48CTOLWW | AVF8 | ThinkSystem RDX 500GB Cartridge | 399
7Y48CTOLWW | AVV8 | ThinkSystem External USB DVD-RW Optical Disk Drive | 79
7Y48CTOLWW | AXD1 | ThinkSystem RDX 4TB Cartridge | 899
7Y48CTOLWW | AXTL | ThinkSystem Pref. Pro II USB Keyboard - US English | 29
7Y48CTOLWW | AXTY | ThinkSystem Pref. Pro II USB Keyboard - French Canadian Multilingual | 29
7Y48CTOLWW | AXTZ | ThinkSystem Pref. Pro II USB Keyboard - French Canadian French | 29
7Y48CTOLWW | B0LN | ThinkSystem Optical Wheel Mouse - USB | 19
7Y48CTOLWW | B0YL | Intel X710-DA4 4x10Gb SFP+ Adapter | 869
7Y48CTOLWW | B30W | Custom MFG SVCS Fee - Medium Increment | 30
7Y48CTOLWW | B30X | Custom MFG SVCS Fee - Large Increment | 300
7Y48CTOLWW | B31D | ThinkSystem NVIDIA Quadro P620 2GB PCIe Active GPU | 269
7Y48CTOLWW | B32R | ThinkSystem RDX External USB 3.0 Dock | 349
7Y48CTOLWW | B34U | Intel Xeon E-2186G 6+2C 95W 3.8GHz Processor | 899
7Y48CTOLWW | B34V | Intel Xeon E-2176G 6+2C 80W 3.7GHz Processor | 719
7Y48CTOLWW | B34W | Intel Xeon E-2174G 4+2C 71W 3.8GHz Processor | 649
7Y48CTOLWW | B34X | Intel Xeon E-2146G 6+2C 80W 3.5GHz Processor | 619
7Y48CTOLWW | B34Y | Intel Xeon E-2144G 4+2C 71W 3.6GHz Processor | 529
7Y48CTOLWW | B34Z | Intel Xeon E-2136 6C 80W 3.3GHz Processor | 569
7Y48CTOLWW | B350 | Intel Xeon E-2134 4C 71W 3.5GHz Processor | 499
7Y48CTOLWW | B351 | Intel Xeon E-2126G 6+2C 80W 3.3GHz Processor | 509
7Y48CTOLWW | B352 | Intel Xeon E-2124G 4+2C 71W 3.4GHz Processor | 439
7Y48CTOLWW | B353 | Intel Xeon E-2124 4C 71W 3.3GHz Processor | 399
7Y48CTOLWW | B354 | Intel Xeon E-2104G 4+2C 65W 3.2GHz Processor | 399
7Y48CTOLWW | B357 | Intel Core i3-8100 4C+2 65W 3.6GHz Processor | 249
7Y48CTOLWW | B359 | Intel Core i3-8100T 4C+2 35W 3.1GHz Processor | 249
7Y48CTOLWW | B35C | Intel Pentium G5400 2C+1 54W 3.7GHz Processor | 139
7Y48CTOLWW | B35E | Intel Celeron G4900 2C+1 54W 3.1GHz Processor | 99
7Y48CTOLWW | B35G | Intel Pentium G5400T 2C+1 35W 3.1GHz Processor | 139
7Y48CTOLWW | B35H | Intel Celeron G4900T 2C+1 35W 2.9GHz Processor | 99
7Y48CTOLWW | B35J | ThinkSystem 8GB TruDDR4 2666MHz (1Rx8, 1.2V) UDIMM | 179
7Y48CTOLWW | B35K | ThinkSystem 16GB TruDDR4 2666MHz (2Rx8, 1.2V) UDIMM | 269
7Y48CTOLWW | B35P | ThinkSystem ST50 & TS80X Motherboard | 300
7Y48CTOLWW | B35Q | ThinkSystem Dual SD Cards Module | 49
7Y48CTOLWW | B35R | ThinkSystem Dual SD Cards Module Holder | 5
7Y48CTOLWW | B35S | ThinkSystem USB Cable for Dual SD card Module | 5
7Y48CTOLWW | B35T | ThinkSystem RAID/HBA Card Super Cap Holder | 5
7Y48CTOLWW | B35U | ThinkSystem ST50 5.25" to 3.5" HDD Kit w/ Slim ODD | 49
7Y48CTOLWW | B35V | ThinkSystem 5.25" to 3.5" HDD Conversion Kit W/O Slim ODD | 49
7Y48CTOLWW | B35W | ThinkSystem Name Plate | 4
7Y48CTOLWW | B35Y | ThinkSystem SATA/ODD PWR 15 and 15PIN | 10
7Y48CTOLWW | B35Z | ThinkSystem SATA 7PIN R/A 400mm | 2
7Y48CTOLWW | B363 | ThinkSystem MiniSASHD to 4SATA 7PIN R/A and Straight | 20
7Y48CTOLWW | B364 | ThinkSystem Chassis Intrusion Switch Kit for Side Door | 29
7Y48CTOLWW | B365 | ThinkSystem DP to VGA Dongle Kit | 49
7Y48CTOLWW | B366 | ThinkSystem DP to HDMI Dongle Kit | 29
7Y48CTOLWW | B367 | ThinkSystem Slim ODD USB 2.0 Mini B Cable | 5
7Y48CTOLWW | B36B | ThinkSystem ST50 ATX-250W Chassis Base | 525
7Y48CTOLWW | B36C | ThinkSystem ST50 ATX-400W Chassis Base | 600
7Y48CTOLWW | B36S | Slim ODD of USB 2.0 Interface | 49
7Y48CTOLWW | B36T | ThinkSystem 3.5" 1TB 7.2K SATA 6Gb Non-Hot Swap 512n HDD | 249
7Y48CTOLWW | B36U | ThinkSystem 3.5" 2TB 7.2K SATA 6Gb Non-Hot Swap 512n HDD | 449
7Y48CTOLWW | B36V | ThinkSystem 3.5" 4TB 7.2K SATA 6Gb Non-Hot Swap 512n HDD | 649
7Y48CTOLWW | B36W | ThinkSystem 3.5" 6TB 7.2K SATA 6Gb Non-Hot Swap 512e HDD | 949
7Y48CTOLWW | B36X | ThinkSystem 3.5" 8TB 7.2K SATA 6Gb Non-Hot Swap 512e HDD | 1199
7Y48CTOLWW | B378 | Feature Enable TPM 1.2 for ST50 | 0
7Y48CTOLWW | B379 | On Board SATA AHCI mode for ST50 | 0
7Y48CTOLWW | B37A | On Board SATA Software RAID mode for ST50 | 0
7Y48CTOLWW | B38B | Enable TPM 2.0 for ST50 | 0
7Y48CTOLWW | B38C | Feature Enable TPM 2.0 and Security Boot (Win Server 2016 configuration) for ST50 | 0
7Y48CTOLWW | B3VW | VMware ESXi 6.5 U2 (Factory Installed) | 0
7Y48CTOLWW | B3VZ | Blank SanDisk AF3 32G SD Card | 99
7Y48CTOLWW | B3W0 | Blank SanDisk AF3 64G SD Card | 175
7Y48CTOLWW | B3XL | Feature Enable TPM on MB for ST50 | 0
7Y48CTOLWW | B4BM | ThinkSystem Internal Half High LTO Gen8 SAS Tape Drive | 8999
7Y48CTOLWW | B4BN | ThinkSystem LTO Gen8 12TB Tape | 849
7Y48CTOLWW | B4N4 | ThinkSystem Intel S4510 240GB 6Gb Entry SATA 3.5" Non Hot Swap SSD | 399
7Y48CTOLWW | B4N5 | ThinkSystem Intel S4510 480GB 6Gb Entry SATA 3.5" Non Hot Swap SSD | 649
7Y48CTOLWW | B4N6 | ThinkSystem Intel S4510 960GB 6Gb Entry SATA 3.5" Non Hot Swap SSD | 1179
7Y48CTOLWW | B4RQ | ThinkSystem RAID 730-8i 2GB Flash PCIe 12Gb Adapter | 879
7Y48CTOLWW | B59Z | FBU02 SuperCap | 149
7Y48CTOLWW | B6U0 | VMware ESXi 6.5 U3 (factory installed) | 0
7Y48CTOLWW | B6U1 | VMware ESXi 6.7 U2 (factory installed) | 0
7Y48CTOLWW | B7MG | ThinkSystem Parallel Port PCIe Adapter | 44
7Y48CTOLWW | B88T | VMware ESXi 6.7 U3 (factory installed) | 0
7Y48CTOLWW | BAJP | Intel Xeon E-2286G 6C 95W 4.0GHz Processor | 809
7Y48CTOLWW | BAJQ | Intel Xeon E-2276G 6C 80W 3.8GHz Processor | 649
7Y48CTOLWW | BAJR | Intel Xeon E-2274G 4C 83W 4.0GHz Processor | 589
7Y48CTOLWW | BAJS | Intel Xeon E-2246G 6C 80W 3.6GHz Processor | 559
7Y48CTOLWW | BAJT | Intel Xeon E-2244G 4C 71W 3.8GHz Processor | 489
7Y48CTOLWW | BAJU | Intel Xeon E-2236 6C 80W 3.4GHz Processor | 509
7Y48CTOLWW | BAJV | Intel Xeon E-2234 4C 71W 3.6GHz Processor | 449
7Y48CTOLWW | BAJW | Intel Xeon E-2226G 6C 80W 3.4GHz Processor | 459
7Y48CTOLWW | BAJX | Intel Xeon E-2224G 4C 71W 3.5GHz Processor | 399
7Y48CTOLWW | BAJY | Intel Xeon E-2224 4C 71W 3.4GHz Processor | 359
7Y48CTOLWW | BAK4 | Intel Core i3-9100 4C 65W 3.6GHz Processor | 229
7Y48CTOLWW | BAK7 | Intel Pentium G5420 2C 54W 3.8GHz Processor | 119
7Y48CTOLWW | BBZG | VMware ESXi 7.0 (Factory Installed) | 2
7Y48CTOLWW | BD85 | ThinkSystem ST50ST58 2 HDD Fan Mode MI | 0
7Y48CTOLWW | BD86 | ThinkSystem ST50/ST58 4 HDD Fan Mode MI | 0
7Y48CTOLWW | BD87 | ThinkSystem ST50/ST58 Perf. Fan Mode MI | 0
7Y48CTOLWW | BE3E | ThinkSystem ST50 3.5" 5300 960GB Entry SATA 6Gb Non Hot Swap SSD | 579
7Y48CTOLWW | BE3F | ThinkSystem ST50 3.5" 5300 480GB Entry SATA 6Gb Non Hot Swap SSD | 339
7Y48CTOLWW | BE5E | VMware ESXi 7.0 U1 (Factory Installed) | 0
7Y48CTOLWW | BFYB | Operating mode selection for: "Maximum Performance Mode" | 0
7Y48CTOLWW | BFYC | Operating mode selection for: "Minimal Power Mode" | 0
7Y48CTOLWW | BFYD | Operating mode selection for: "Efficiency Favoring Power Savings Mode" | 0
7Y48CTOLWW | BFYE | Operating mode selection for: "Efficiency - Favoring Performance Mode" | 0
7Y48CTOLWW | BHSR | VMware ESXi 7.0 U2 (Factory Installed) | 0
7Y48CTOLWW | BKG5 | ThinkSystem ST50 3.5" 1TB Client 7.2K SATA 6Gb Non-Hot Swap 512e HDD | 129
7Y48CTOLWW | BKG6 | ThinkSystem ST50 3.5" 2TB Client 7.2K SATA 6Gb Non-Hot Swap 512e HDD | 179
7Y49CTO1WW | 747 | UID Asset Tag Label | 20
7Y49CTO1WW | 2302 | RAID Configuration | 149
7Y49CTO1WW | 2306 | Integration >1U Component | 125
7Y49CTO1WW | 2321 | Custom MFG SVCS Fee - Small Increment | 3
7Y49CTO1WW | 5977 | Select Storage devices - no configured RAID required | 0
7Y49CTO1WW | 5978 | Select Storage devices - configured RAID | 0
7Y49CTO1WW | 6313 | 2.8m, 10A/120V, C13 to NEMA 5-15P (US) Line Cord | 19
7Y49CTO1WW | 6370 | 4.3m, 10A/125V, C13 to NEMA 5-15P (US) Line Cord | 10
7Y49CTO1WW | 6373 | 4.3m, 10A/250V, C13 to NEMA 6-15P (US) Line Cord | 15
7Y49CTO1WW | 7008 | Primary Array 2 HDDs | 0
7Y49CTO1WW | 7009 | Primary Array 3 HDDs | 0
7Y49CTO1WW | 7010 | Primary Array 4 HDDs | 0
7Y49CTO1WW | 7015 | Secondary Array 2 HDDs | 0
7Y49CTO1WW | 7831 | Customer Solution Center Services | 0
7Y49CTO1WW | 8067 | TAA Compliant Order | 0
7Y49CTO1WW | 8072 | General Racking Solution | 0
7Y49CTO1WW | 8086 | No Publications Selected | 0
7Y49CTO1WW | A103 | System x Cluster Upgrade | 0
7Y49CTO1WW | A1RF | 2.8m, 10A/250V, C13 to NEMA 6-15P Line Cord | 15
7Y49CTO1WW | A2K6 | Primary Array - RAID 0 | 0
7Y49CTO1WW | A2K7 | Primary Array - RAID 1 | 0
7Y49CTO1WW | A2K9 | Primary Array - RAID 5 | 0
7Y49CTO1WW | A2KA | Primary Array - RAID 6 | 0
7Y49CTO1WW | A2KB | Primary Array - RAID 10 | 0
7Y49CTO1WW | A2KF | Secondary Array - RAID 0 | 0
7Y49CTO1WW | A2KG | Secondary Array - RAID 1 | 0
7Y49CTO1WW | ATPX | Intel X550-T2 Dual Port 10GBase-T Adapter | 599
7Y49CTO1WW | ATRY | Intel X550-T1 Single Port 10GBase-T Adapter | 559
7Y49CTO1WW | AUKP | ThinkSystem Broadcom 57416 10GBASE-T 2-Port PCIe Ethernet Adapter | 479
7Y49CTO1WW | AUNG | ThinkSystem RAID 530-8i PCIe 12Gb Adapter | 299
7Y49CTO1WW | AUNJ | ThinkSystem RAID 930-8i 2GB Flash PCIe 12Gb Adapter | 1009
7Y49CTO1WW | AUNL | ThinkSystem 430-8i SAS/SATA 12Gb HBA | 299
7Y49CTO1WW | AUNP | FBU345 SuperCap | 135
7Y49CTO1WW | AUNQ | ThinkSystem RAID 930-8e 4GB Flash PCIe 12Gb Adapter | 1689
7Y49CTO1WW | AUNR | ThinkSystem 430-8e SAS/SATA 12Gb HBA | 299
7Y49CTO1WW | AUZV | ThinkSystem Broadcom 5719 1GbE RJ45 4-Port PCIe Ethernet Adapter | 159
7Y49CTO1WW | AUZW | ThinkSystem I350-T4 PCIe 1Gb 4-Port RJ45 Ethernet Adapter | 379
7Y49CTO1WW | AUZX | ThinkSystem Broadcom 5720 1GbE RJ45 2-Port PCIe Ethernet Adapter | 129
7Y49CTO1WW | AUZY | ThinkSystem I350-T2 PCIe 1Gb 2-Port RJ45 Ethernet Adapter | 179
7Y49CTO1WW | AVEY | ThinkSystem Half High SATA DVD-RW Optical Disk Drive | 59
7Y49CTO1WW | AVEZ | ThinkSystem Half High SATA DVD-ROM Optical Disk Drive | 49
7Y49CTO1WW | AVF0 | ThinkSystem RDX 2TB Cartridge | 879
7Y49CTO1WW | AVF1 | ThinkSystem RDX 1TB Cartridge | 499
7Y49CTO1WW | AVF5 | Internal LTO7 SAS Tape Drive | 6499
7Y49CTO1WW | AVF6 | ThinkSystem Internal RDX USB 3.0 Dock | 329
7Y49CTO1WW | AVF7 | ThinkSystem LTO G7 6TB Tape | 499
7Y49CTO1WW | AVF8 | ThinkSystem RDX 500GB Cartridge | 399
7Y49CTO1WW | AVV8 | ThinkSystem External USB DVD-RW Optical Disk Drive | 79
7Y49CTO1WW | AXD1 | ThinkSystem RDX 4TB Cartridge | 899
7Y49CTO1WW | AXTL | ThinkSystem Pref. Pro II USB Keyboard - US English | 29
7Y49CTO1WW | AXTY | ThinkSystem Pref. Pro II USB Keyboard - French Canadian Multilingual | 29
7Y49CTO1WW | AXTZ | ThinkSystem Pref. Pro II USB Keyboard - French Canadian French | 29
7Y49CTO1WW | B0LN | ThinkSystem Optical Wheel Mouse - USB | 19
7Y49CTO1WW | B0YL | Intel X710-DA4 4x10Gb SFP+ Adapter | 869
7Y49CTO1WW | B30W | Custom MFG SVCS Fee - Medium Increment | 30
7Y49CTO1WW | B30X | Custom MFG SVCS Fee - Large Increment | 300
7Y49CTO1WW | B31D | ThinkSystem NVIDIA Quadro P620 2GB PCIe Active GPU | 269
7Y49CTO1WW | B32R | ThinkSystem RDX External USB 3.0 Dock | 349
7Y49CTO1WW | B34U | Intel Xeon E-2186G 6+2C 95W 3.8GHz Processor | 899
7Y49CTO1WW | B34V | Intel Xeon E-2176G 6+2C 80W 3.7GHz Processor | 719
7Y49CTO1WW | B34W | Intel Xeon E-2174G 4+2C 71W 3.8GHz Processor | 649
7Y49CTO1WW | B34X | Intel Xeon E-2146G 6+2C 80W 3.5GHz Processor | 619
7Y49CTO1WW | B34Y | Intel Xeon E-2144G 4+2C 71W 3.6GHz Processor | 529
7Y49CTO1WW | B34Z | Intel Xeon E-2136 6C 80W 3.3GHz Processor | 569
7Y49CTO1WW | B350 | Intel Xeon E-2134 4C 71W 3.5GHz Processor | 499
7Y49CTO1WW | B351 | Intel Xeon E-2126G 6+2C 80W 3.3GHz Processor | 509
7Y49CTO1WW | B352 | Intel Xeon E-2124G 4+2C 71W 3.4GHz Processor | 439
7Y49CTO1WW | B353 | Intel Xeon E-2124 4C 71W 3.3GHz Processor | 399
7Y49CTO1WW | B354 | Intel Xeon E-2104G 4+2C 65W 3.2GHz Processor | 399
7Y49CTO1WW | B357 | Intel Core i3-8100 4C+2 65W 3.6GHz Processor | 249
7Y49CTO1WW | B359 | Intel Core i3-8100T 4C+2 35W 3.1GHz Processor | 249
7Y49CTO1WW | B35C | Intel Pentium G5400 2C+1 54W 3.7GHz Processor | 139
7Y49CTO1WW | B35E | Intel Celeron G4900 2C+1 54W 3.1GHz Processor | 99
7Y49CTO1WW | B35G | Intel Pentium G5400T 2C+1 35W 3.1GHz Processor | 139
7Y49CTO1WW | B35H | Intel Celeron G4900T 2C+1 35W 2.9GHz Processor | 99
7Y49CTO1WW | B35J | ThinkSystem 8GB TruDDR4 2666MHz (1Rx8, 1.2V) UDIMM | 179
7Y49CTO1WW | B35K | ThinkSystem 16GB TruDDR4 2666MHz (2Rx8, 1.2V) UDIMM | 269
7Y49CTO1WW | B35P | ThinkSystem ST50 & TS80X Motherboard | 300
7Y49CTO1WW | B35Q | ThinkSystem Dual SD Cards Module | 49
7Y49CTO1WW | B35R | ThinkSystem Dual SD Cards Module Holder | 5
7Y49CTO1WW | B35S | ThinkSystem USB Cable for Dual SD card Module | 5
7Y49CTO1WW | B35T | ThinkSystem RAID/HBA Card Super Cap Holder | 5
7Y49CTO1WW | B35U | ThinkSystem ST50 5.25" to 3.5" HDD Kit w/ Slim ODD | 49
7Y49CTO1WW | B35V | ThinkSystem 5.25" to 3.5" HDD Conversion Kit W/O Slim ODD | 49
7Y49CTO1WW | B35W | ThinkSystem Name Plate | 4
7Y49CTO1WW | B35Y | ThinkSystem SATA/ODD PWR 15 and 15PIN | 10
7Y49CTO1WW | B35Z | ThinkSystem SATA 7PIN R/A 400mm | 2
7Y49CTO1WW | B363 | ThinkSystem MiniSASHD to 4SATA 7PIN R/A and Straight | 20
7Y49CTO1WW | B364 | ThinkSystem Chassis Intrusion Switch Kit for Side Door | 29
7Y49CTO1WW | B365 | ThinkSystem DP to VGA Dongle Kit | 49
7Y49CTO1WW | B366 | ThinkSystem DP to HDMI Dongle Kit | 29
7Y49CTO1WW | B367 | ThinkSystem Slim ODD USB 2.0 Mini B Cable | 5
7Y49CTO1WW | B36B | ThinkSystem ST50 ATX-250W Chassis Base | 525
7Y49CTO1WW | B36C | ThinkSystem ST50 ATX-400W Chassis Base | 600
7Y49CTO1WW | B36S | Slim ODD of USB 2.0 Interface | 49
7Y49CTO1WW | B36T | ThinkSystem 3.5" 1TB 7.2K SATA 6Gb Non-Hot Swap 512n HDD | 249
7Y49CTO1WW | B36U | ThinkSystem 3.5" 2TB 7.2K SATA 6Gb Non-Hot Swap 512n HDD | 449
7Y49CTO1WW | B36V | ThinkSystem 3.5" 4TB 7.2K SATA 6Gb Non-Hot Swap 512n HDD | 649
7Y49CTO1WW | B36W | ThinkSystem 3.5" 6TB 7.2K SATA 6Gb Non-Hot Swap 512e HDD | 949
7Y49CTO1WW | B36X | ThinkSystem 3.5" 8TB 7.2K SATA 6Gb Non-Hot Swap 512e HDD | 1199
7Y49CTO1WW | B378 | Feature Enable TPM 1.2 for ST50 | 0
7Y49CTO1WW | B379 | On Board SATA AHCI mode for ST50 | 0
7Y49CTO1WW | B37A | On Board SATA Software RAID mode for ST50 | 0
7Y49CTO1WW | B38B | Enable TPM 2.0 for ST50 | 0
7Y49CTO1WW | B38C | Feature Enable TPM 2.0 and Security Boot (Win Server 2016 configuration) for ST50 | 0
7Y49CTO1WW | B3VW | VMware ESXi 6.5 U2 (Factory Installed) | 0
7Y49CTO1WW | B3VZ | Blank SanDisk AF3 32G SD Card | 99
7Y49CTO1WW | B3W0 | Blank SanDisk AF3 64G SD Card | 175
7Y49CTO1WW | B3XL | Feature Enable TPM on MB for ST50 | 0
7Y49CTO1WW | B4BM | ThinkSystem Internal Half High LTO Gen8 SAS Tape Drive | 8999
7Y49CTO1WW | B4BN | ThinkSystem LTO Gen8 12TB Tape | 849
7Y49CTO1WW | B4N4 | ThinkSystem Intel S4510 240GB 6Gb Entry SATA 3.5" Non Hot Swap SSD | 399
7Y49CTO1WW | B4N5 | ThinkSystem Intel S4510 480GB 6Gb Entry SATA 3.5" Non Hot Swap SSD | 649
7Y49CTO1WW | B4N6 | ThinkSystem Intel S4510 960GB 6Gb Entry SATA 3.5" Non Hot Swap SSD | 1179
7Y49CTO1WW | B4RQ | ThinkSystem RAID 730-8i 2GB Flash PCIe 12Gb Adapter | 879
7Y49CTO1WW | B59Z | FBU02 SuperCap | 149
7Y49CTO1WW | B6U0 | VMware ESXi 6.5 U3 (factory installed) | 0
7Y49CTO1WW | B6U1 | VMware ESXi 6.7 U2 (factory installed) | 0
7Y49CTO1WW | B7MG | ThinkSystem Parallel Port PCIe Adapter | 44
7Y49CTO1WW | B88T | VMware ESXi 6.7 U3 (factory installed) | 0
7Y49CTO1WW | BAJP | Intel Xeon E-2286G 6C 95W 4.0GHz Processor | 809
7Y49CTO1WW | BAJQ | Intel Xeon E-2276G 6C 80W 3.8GHz Processor | 649
7Y49CTO1WW | BAJR | Intel Xeon E-2274G 4C 83W 4.0GHz Processor | 589
7Y49CTO1WW | BAJS | Intel Xeon E-2246G 6C 80W 3.6GHz Processor | 559
7Y49CTO1WW | BAJT | Intel Xeon E-2244G 4C 71W 3.8GHz Processor | 489
7Y49CTO1WW | BAJU | Intel Xeon E-2236 6C 80W 3.4GHz Processor | 509
7Y49CTO1WW | BAJV | Intel Xeon E-2234 4C 71W 3.6GHz Processor | 449
7Y49CTO1WW | BAJW | Intel Xeon E-2226G 6C 80W 3.4GHz Processor | 459
7Y49CTO1WW | BAJX | Intel Xeon E-2224G 4C 71W 3.5GHz Processor | 399
7Y49CTO1WW | BAJY | Intel Xeon E-2224 4C 71W 3.4GHz Processor | 359
7Y49CTO1WW | BAK4 | Intel Core i3-9100 4C 65W 3.6GHz Processor | 229
7Y49CTO1WW | BAK7 | Intel Pentium G5420 2C 54W 3.8GHz Processor | 119
7Y49CTO1WW | BBZG | VMware ESXi 7.0 (Factory Installed) | 2
7Y49CTO1WW | BD85 | ThinkSystem ST50ST58 2 HDD Fan Mode MI | 0
7Y49CTO1WW | BD86 | ThinkSystem ST50/ST58 4 HDD Fan Mode MI | 0
7Y49CTO1WW | BD87 | ThinkSystem ST50/ST58 Perf. Fan Mode MI | 0
7Y49CTO1WW | BE3E | ThinkSystem ST50 3.5" 5300 960GB Entry SATA 6Gb Non Hot Swap SSD | 579
7Y49CTO1WW | BE3F | ThinkSystem ST50 3.5" 5300 480GB Entry SATA 6Gb Non Hot Swap SSD | 339
7Y49CTO1WW | BE5E | VMware ESXi 7.0 U1 (Factory Installed) | 0
7Y49CTO1WW | BFYB | Operating mode selection for: "Maximum Performance Mode" | 0
7Y49CTO1WW | BFYC | Operating mode selection for: "Minimal Power Mode" | 0
7Y49CTO1WW | BFYD | Operating mode selection for: "Efficiency Favoring Power Savings Mode" | 0
7Y49CTO1WW | BFYE | Operating mode selection for: "Efficiency - Favoring Performance Mode" | 0
7Y49CTO1WW | BHSR | VMware ESXi 7.0 U2 (Factory Installed) | 0
7Y49CTO1WW | BKG5 | ThinkSystem ST50 3.5" 1TB Client 7.2K SATA 6Gb Non-Hot Swap 512e HDD | 129
7Y49CTO1WW | BKG6 | ThinkSystem ST50 3.5" 2TB Client 7.2K SATA 6Gb Non-Hot Swap 512e HDD | 179
7Y51CTO1WW | 64 | QLogic 10Gb SFP+ SR Optical Transceiver | 909
7Y51CTO1WW | 69 | Brocade 10Gb SFP+ SR Optical Transceiver | 909
7Y51CTO1WW | 747 | UID Asset Tag Label | 20
7Y51CTO1WW | 2302 | RAID Configuration | 149
7Y51CTO1WW | 2305 | Integration 1U Component | 59
7Y51CTO1WW | 2321 | Custom MFG SVCS Fee - Small Increment | 3
7Y51CTO1WW | 3791 | 0.6m Yellow Cat5e Cable | 24
7Y51CTO1WW | 3792 | 1.5m Yellow Cat5e Cable | 24
7Y51CTO1WW | 3793 | 3m Yellow Cat5e Cable | 25
7Y51CTO1WW | 3794 | 10m Yellow Cat5e Cable | 34
7Y51CTO1WW | 3795 | 25m Yellow Cat5e Cable | 69
7Y51CTO1WW | 3796 | 0.6m Green Cat5e Cable | 16
7Y51CTO1WW | 3797 | 1.5m Green Cat5e Cable | 17
7Y51CTO1WW | 3798 | 3m Green Cat5e Cable | 19
7Y51CTO1WW | 3799 | 10m Green Cat5e Cable | 29
7Y51CTO1WW | 3800 | 25m Green Cat5e Cable | 69
7Y51CTO1WW | 3801 | 0.6m Blue Cat5e Cable | 24
7Y51CTO1WW | 3802 | 1.5m Blue Cat5e Cable | 14
7Y51CTO1WW | 3803 | 3m Blue Cat5e Cable | 25
7Y51CTO1WW | 3804 | 10m Blue Cat5e Cable | 34
7Y51CTO1WW | 3805 | 25m Blue Cat5e Cable | 69
7Y51CTO1WW | 5053 | SFP+ SR Transceiver | 699
7Y51CTO1WW | 5340 | Serial Conversion Option (SCO) | 249
7Y51CTO1WW | 5341 | Virtual Media Conversion Option Gen2 (VCO2) | 129
7Y51CTO1WW | 5977 | Select Storage devices - no configured RAID required | 0
7Y51CTO1WW | 5978 | Select Storage devices - configured RAID | 0
7Y51CTO1WW | 6201 | 1.5m, 10A/100-250V, C13 to IEC 320-C14 Rack Power Cable | 19
7Y51CTO1WW | 6204 | 2.8m, 10A/100-250V, C13 to IEC 320-C20 Rack Power Cable | 19
7Y51CTO1WW | 6263 | 4.3m, 10A/100-250V, C13 to IEC 320-C14 Rack Power Cable | 19
7Y51CTO1WW | 6311 | 2.8m, 10A/100-250V, C13 to IEC 320-C14 Rack Power Cable | 9
7Y51CTO1WW | 6313 | 2.8m, 10A/120V, C13 to NEMA 5-15P (US) Line Cord | 19
7Y51CTO1WW | 6370 | 4.3m, 10A/125V, C13 to NEMA 5-15P (US) Line Cord | 10
7Y51CTO1WW | 6373 | 4.3m, 10A/250V, C13 to NEMA 6-15P (US) Line Cord | 15
7Y51CTO1WW | 6400 | 2.8m, 13A/100-250V, C13 to C14 Jumper Cord | 9
7Y51CTO1WW | 6570 | 2.0m, 13A/100-250V, C13 to C14 Jumper Cord | 19
7Y51CTO1WW | 6583 | 4.3m, 13A/100-250V, C13 to C14 Rack Power Cable | 19
7Y51CTO1WW | 7008 | Primary Array 2 HDDs | 0
7Y51CTO1WW | 7009 | Primary Array 3 HDDs | 0
7Y51CTO1WW | 7010 | Primary Array 4 HDDs | 0
7Y51CTO1WW | 7011 | Primary Array 5 HDDs | 0
7Y51CTO1WW | 7012 | Primary Array 6 HDDs | 0
7Y51CTO1WW | 7013 | Primary Array 7 HDDs | 0
7Y51CTO1WW | 7014 | Primary Array 8 HDDs | 0
7Y51CTO1WW | 7015 | Secondary Array 2 HDDs | 0
7Y51CTO1WW | 7016 | Secondary Array 3 HDDs | 0
7Y51CTO1WW | 7017 | Secondary Array 4 HDDs | 0
7Y51CTO1WW | 7057 | Secondary Array 5 HDDs | 0
7Y51CTO1WW | 7058 | Secondary Array 6 HDDs | 0
7Y51CTO1WW | 7059 | Secondary Array 7 HDDs | 0
7Y51CTO1WW | 7060 | Secondary Array 8 HDDs | 0
7Y51CTO1WW | 7664 | Primary Array 9 HDDs | 0
7Y51CTO1WW | 7831 | Customer Solution Center Services | 0
7Y51CTO1WW | 8067 | TAA Compliant Order | 0
7Y51CTO1WW | 8072 | General Racking Solution | 0
7Y51CTO1WW | 8086 | No Publications Selected | 0
7Y51CTO1WW | 8971 | Integrate in manufacturing | 0
7Y51CTO1WW | 8972 | Ship Uninstalled (Safety) | 0
7Y51CTO1WW | 9013 | Hot Spare | 0
7Y51CTO1WW | 9714 | Primary Array 10 HDDs | 0
7Y51CTO1WW | A102 | Advanced Grouping | 0
7Y51CTO1WW | A103 | System x Cluster Upgrade | 0
7Y51CTO1WW | A1MS | 10m Cat6 Yellow Cable | 49
7Y51CTO1WW | A1MT | 10m Green Cat6 Cable | 49
7Y51CTO1WW | A1MU | 10m Cat6 Blue Cable | 49
7Y51CTO1WW | A1MV | 25m Cat6 Yellow Cable | 105
7Y51CTO1WW | A1MW | 25m Green Cat6 Cable | 105
7Y51CTO1WW | A1MX | 25m Cat6 Blue Cable | 105
7Y51CTO1WW | A1PH | 1m Passive DAC SFP+ Cable | 69
7Y51CTO1WW | A1PJ | 3m Passive DAC SFP+ Cable | 89
7Y51CTO1WW | A1PK | 5m Passive DAC SFP+ Cable | 159
7Y51CTO1WW | A1RF | 2.8m, 10A/250V, C13 to NEMA 6-15P Line Cord | 15
7Y51CTO1WW | A2K6 | Primary Array - RAID 0 | 0
7Y51CTO1WW | A2K7 | Primary Array - RAID 1 | 0
7Y51CTO1WW | A2K9 | Primary Array - RAID 5 | 0
7Y51CTO1WW | A2KA | Primary Array - RAID 6 | 0
7Y51CTO1WW | A2KB | Primary Array - RAID 10 | 0
7Y51CTO1WW | A2KF | Secondary Array - RAID 0 | 0
7Y51CTO1WW | A2KG | Secondary Array - RAID 1 | 0
7Y51CTO1WW | A2KJ | Secondary Array - RAID 5 | 0
7Y51CTO1WW | A2KK | Secondary Array - RAID 6 | 0
7Y51CTO1WW | A2KL | Secondary Array - RAID 10 | 0
7Y51CTO1WW | A3RG | 0.5m Passive DAC SFP+ Cable | 79
7Y51CTO1WW | A3RH | 7m Passive DAC SFP+ Cable | 179
7Y51CTO1WW | A4VP | 1.0m, 10A/100-250V, C13 to IEC 320-C14 Rack Power Cable | 19
7Y51CTO1WW | A51N | 1.5m Passive DAC SFP+ Cable | 89
7Y51CTO1WW | A51P | 2m Passive DAC SFP+ Cable | 89
7Y51CTO1WW | A5DL | SFP 1000Base-T (RJ-45) Transceiver | 89
7Y51CTO1WW | A5UA | Lenovo 1m MPO-4xLC OM3 MMF Breakout Cable | 279
7Y51CTO1WW | A5UB | Lenovo 3m MPO-4xLC OM3 MMF Breakout Cable | 329
7Y51CTO1WW | A5UC | Lenovo 5m MPO-4xLC OM3 MMF Breakout Cable | 379
7Y51CTO1WW | ASR5 | Lenovo 0.5m LC-LC OM3 MMF Cable | 24
7Y51CTO1WW | ASR6 | Lenovo 1m LC-LC OM3 MMF Cable | 24
7Y51CTO1WW | ASR7 | Lenovo 3m LC-LC OM3 MMF Cable | 24
7Y51CTO1WW | ASR8 | Lenovo 5m LC-LC OM3 MMF Cable | 29
7Y51CTO1WW | ASR9 | Lenovo 10m LC-LC OM3 MMF Cable | 39
7Y51CTO1WW | ASRA | Lenovo 15m LC-LC OM3 MMF Cable | 45
7Y51CTO1WW | ASRB | Lenovo 25m LC-LC OM3 MMF Cable | 54
7Y51CTO1WW | ASRC | Lenovo 30m LC-LC OM3 MMF Cable | 64
7Y51CTO1WW | AT2R | Lenovo 1m Active DAC SFP+ Cables | 129
7Y51CTO1WW | AT2S | Lenovo 3m Active DAC SFP+ Cables | 139
7Y51CTO1WW | AT2T | Lenovo 5m Active DAC SFP+ Cables | 159
7Y51CTO1WW | AT7S | Emulex VFA5.2 2x10 GbE SFP+ PCIe Adapter | 449
7Y51CTO1WW | AT7T | Emulex VFA5.2 2x10 GbE SFP+ Adapter and FCoE/iSCSI SW | 1319
7Y51CTO1WW | ATPX | Intel X550-T2 Dual Port 10GBase-T Adapter | 599
7Y51CTO1WW | ATRY | Intel X550-T1 Single Port 10GBase-T Adapter | 559
7Y51CTO1WW | ATYX | Lenovo 1m SFP+ to SFP+ Active Optical Cable | 104
7Y51CTO1WW | ATYY | Lenovo 3m SFP+ to SFP+ Active Optical Cable | 99
7Y51CTO1WW | ATYZ | Lenovo 5m SFP+ to SFP+ Active Optical Cable | 114
7Y51CTO1WW | ATZ0 | Lenovo 7m SFP+ to SFP+ Active Optical Cable | 129
7Y51CTO1WW | ATZ1 | Lenovo 15m SFP+ to SFP+ Active Optical Cable | 169
7Y51CTO1WW | ATZ2 | Lenovo 20m SFP+ to SFP+ Active Optical Cable | 169
7Y51CTO1WW | ATZU | Emulex 16Gb Gen6 FC Single-port HBA | 949
7Y51CTO1WW | ATZV | Emulex 16Gb Gen6 FC Dual-port HBA | 1309
7Y51CTO1WW | AUAJ | Mellanox ConnectX-4 Lx 10/25GbE SFP28 2-port PCIe Ethernet Adapter | 499
7Y51CTO1WW | AUK7 | TPM 2.0 and Secure Boot | 0
7Y51CTO1WW | AUKN | ThinkSystem Emulex OCe14104B-NX PCIe 10Gb 4-Port SFP+ Ethernet Adapter | 539
7Y51CTO1WW | AUKP | ThinkSystem Broadcom 57416 10GBASE-T 2-Port PCIe Ethernet Adapter | 479
7Y51CTO1WW | AUKS | ThinkSystem Broadcom 57412 25GbE SFP28 1-Port PCIe Ethernet Adapter | 489
7Y51CTO1WW | AUKX | ThinkSystem Intel X710-DA2 PCIe 10Gb 2-Port SFP+ Ethernet Adapter | 459
7Y51CTO1WW | AULV | ThinkSystem 2.5" 300GB 15K SAS 12Gb Hot Swap 512n HDD | 339
7Y51CTO1WW | AULW | ThinkSystem 2.5" 600GB 15K SAS 12Gb Hot Swap 512n HDD | 469
7Y51CTO1WW | AULX | ThinkSystem 2.5" 900GB 15K SAS 12Gb Hot Swap 512e HDD | 639
7Y51CTO1WW | AULY | ThinkSystem 2.5" 300GB 10K SAS 12Gb Hot Swap 512n HDD | 289
7Y51CTO1WW | AULZ | ThinkSystem 2.5" 600GB 10K SAS 12Gb Hot Swap 512n HDD | 319
7Y51CTO1WW | AUM0 | ThinkSystem 2.5" 900GB 10K SAS 12Gb Hot Swap 512n HDD | 389
7Y51CTO1WW | AUM1 | ThinkSystem 2.5" 1.2TB 10K SAS 12Gb Hot Swap 512n HDD | 389
7Y51CTO1WW | AUM2 | ThinkSystem 2.5" 1.8TB 10K SAS 12Gb Hot Swap 512e HDD | 589
7Y51CTO1WW | AUM4 | ThinkSystem 2.5" 300GB 10K SAS 12Gb Hot Swap 512n HDD SED | 339
7Y51CTO1WW | AUM6 | ThinkSystem 2.5" 1TB 7.2K SAS 12Gb Hot Swap 512n HDD | 469
7Y51CTO1WW | AUM7 | ThinkSystem 2.5" 2TB 7.2K SAS 12Gb Hot Swap 512n HDD | 839
7Y51CTO1WW | AUNG | ThinkSystem RAID 530-8i PCIe 12Gb Adapter | 299
7Y51CTO1WW | AUNJ | ThinkSystem RAID 930-8i 2GB Flash PCIe 12Gb Adapter | 1009
7Y51CTO1WW | AUNK | ThinkSystem RAID 930-16i 4GB Flash PCIe 12Gb Adapter | 1529
7Y51CTO1WW | AUNL | ThinkSystem 430-8i SAS/SATA 12Gb HBA | 299
7Y51CTO1WW | AUNM | ThinkSystem 430-16i SAS/SATA 12Gb HBA | 589
7Y51CTO1WW | AUNN | ThinkSystem 430-16e SAS/SATA 12Gb HBA | 609
7Y51CTO1WW | AUNP | FBU345 SuperCap | 135
7Y51CTO1WW | AUNQ | ThinkSystem RAID 930-8e 4GB Flash PCIe 12Gb Adapter | 1689
7Y51CTO1WW | AUNR | ThinkSystem 430-8e SAS/SATA 12Gb HBA | 299
7Y51CTO1WW | AUPW | ThinkSystem XClarity Controller Standard to Enterprise Upgrade | 100
7Y51CTO1WW | AUU2 | ThinkSystem 3.5" 300GB 15K SAS 12Gb Hot Swap 512n HDD | 359
7Y51CTO1WW | AUU3 | ThinkSystem 3.5" 600GB 15K SAS 12Gb Hot Swap 512n HDD | 479
7Y51CTO1WW | AUU4 | ThinkSystem 3.5" 1TB 7.2K SAS 12Gb Hot Swap 512n HDD | 299
7Y51CTO1WW | AUU5 | ThinkSystem 3.5" 2TB 7.2K SAS 12Gb Hot Swap 512n HDD | 339
7Y51CTO1WW | AUU6 | ThinkSystem 3.5" 4TB 7.2K SAS 12Gb Hot Swap 512n HDD | 419
7Y51CTO1WW | AUU7 | ThinkSystem 3.5" 6TB 7.2K SAS 12Gb Hot Swap 512e HDD | 549
7Y51CTO1WW | AUU8 | ThinkSystem 3.5" 4TB 7.2K SATA 6Gb Hot Swap 512n HDD | 389
7Y51CTO1WW | AUU9 | ThinkSystem 3.5" 8TB 7.2K SATA 6Gb Hot Swap 512e HDD | 599
7Y51CTO1WW | AUUA | ThinkSystem 3.5" 6TB 7.2K SATA 6Gb Hot Swap 512e HDD | 529
7Y51CTO1WW | AUUC | ThinkSystem 3.5" 900GB 15K SAS 12Gb Hot Swap 512e HDD | 679
7Y51CTO1WW | AUUD | ThinkSystem 3.5" 2TB 7.2K SATA 6Gb Hot Swap 512n HDD | 319
7Y51CTO1WW | AUUE | ThinkSystem 2.5" 1TB 7.2K SATA 6Gb Hot Swap 512n HDD | 469
7Y51CTO1WW | AUUF | ThinkSystem 3.5" 1TB 7.2K SATA 6Gb Hot Swap 512n HDD | 269
7Y51CTO1WW | AUUJ | ThinkSystem 2.5" 2TB 7.2K SATA 6Gb Hot Swap 512e HDD | 849
7Y51CTO1WW | AUUL | ThinkSystem M.2 32GB SATA 6Gbps Non-Hot Swap SSD | 109
7Y51CTO1WW | AUUV | ThinkSystem M.2 128GB SATA 6Gbps Non-Hot Swap SSD | 159
7Y51CTO1WW | AUV2 | ThinkSystem 1610-4P NVMe Switch Adapter | 929
7Y51CTO1WW | AUWR | ThinkSystem 1U Security Bezel | 49
7Y51CTO1WW | AUZS | ThinkSystem 1TB 7.2K 6Gbps SATA 3.5" Simple Swap 512n HDD | 229
7Y51CTO1WW | AUZT | ThinkSystem 2TB 7.2K 6Gbps SATA 3.5" Simple Swap 512n HDD | 429
7Y51CTO1WW | AUZU | ThinkSystem 4TB 7.2K 6Gbps SATA 3.5" Simple Swap 512n HDD | 599
7Y51CTO1WW | AUZV | ThinkSystem Broadcom 5719 1GbE RJ45 4-Port PCIe Ethernet Adapter | 159
7Y51CTO1WW | AUZW | ThinkSystem I350-T4 PCIe 1Gb 4-Port RJ45 Ethernet Adapter | 379
7Y51CTO1WW | AUZX | ThinkSystem Broadcom 5720 1GbE RJ45 2-Port PCIe Ethernet Adapter | 129
7Y51CTO1WW | AUZY | ThinkSystem I350-T2 PCIe 1Gb 2-Port RJ45 Ethernet Adapter | 179
7Y51CTO1WW | AUZZ | ThinkSystem I350-F1 PCIe 1Gb 1-Port SFP Ethernet Adapter | 379
7Y51CTO1WW | AV1B | Lenovo 25GBase-SR SFP28 Transceiver | 449
7Y51CTO1WW | AV1F | Lenovo 3m 25G SFP28 Active Optical Cable | 489
7Y51CTO1WW | AV1G | Lenovo 5m 25G SFP28 Active Optical Cable | 489
7Y51CTO1WW | AV1H | Lenovo 10m 25G SFP28 Active Optical Cable | 499
7Y51CTO1WW | AV1J | Lenovo 15m 25G SFP28 Active Optical Cable | 497
7Y51CTO1WW | AV1K | Lenovo 20m 25G SFP28 Active Optical Cable | 519
7Y51CTO1WW | AV1R | Lenovo 3m 100G to 4x25G Breakout Active Optical Cable | 1949
7Y51CTO1WW | AV1S | Lenovo 5m 100G to 4x25G Breakout Active Optical Cable | 1975
7Y51CTO1WW | AV1T | Lenovo 10m 100G to 4x25G Breakout Active Optical Cable | 2035
7Y51CTO1WW | AV1U | Lenovo 15m 100G to 4x25G Breakout Active Optical Cable | 2095
7Y51CTO1WW | AV1V | Lenovo 20m 100G to 4x25G Breakout Active Optical Cable | 2149
7Y51CTO1WW | AV1W | Lenovo 1m Passive 25G SFP28 DAC Cable | 69
7Y51CTO1WW | AV1X | Lenovo 3m Passive 25G SFP28 DAC Cable | 79
7Y51CTO1WW | AV1Y | Lenovo 5m Passive 25G SFP28 DAC Cable | 159
7Y51CTO1WW | AV22 | Lenovo 1m 100G QSFP28 to 4x25G SFP28 Breakout DAC Cable | 179
7Y51CTO1WW | AV23 | Lenovo 3m 100G QSFP28 to 4x25G SFP28 Breakout DAC Cable | 299
7Y51CTO1WW | AV24 | Lenovo 5m 100G QSFP28 to 4x25G SFP28 Breakout DAC Cable | 459
7Y51CTO1WW | AV2B | Lenovo 1m MPO to 4x LC Breakout OM4 MMF Cable | 149
7Y51CTO1WW | AV2C | Lenovo 3m MPO to 4x LC Breakout OM4 MMF Cable | 179
7Y51CTO1WW | AV2D | Lenovo 5m MPO to 4x LC Breakout OM4 MMF Cable | 239
7Y51CTO1WW | AVFQ | 0.75m Green Cat5e Cable | 15
7Y51CTO1WW | AVFR | 1.0m Green Cat5e Cable | 19
7Y51CTO1WW | AVFS | 1.25m Green Cat5e Cable | 19
7Y51CTO1WW | AVFT | 0.75m Blue Cat5e Cable | 15
7Y51CTO1WW | AVFU | 1.0m Blue Cat5e Cable | 19
7Y51CTO1WW | AVFV | 1.25m Blue Cat5e Cable | 19
7Y51CTO1WW | AVFW | 0.75m Green Cat6 Cable | 19
7Y51CTO1WW | AVFX | 1.0m Green Cat6 Cable | 19
7Y51CTO1WW | AVFY | 1.25m Green Cat6 Cable | 19
7Y51CTO1WW | AVFZ | 1.5m Green Cat6 Cable | 19
7Y51CTO1WW | AVG0 | 3m Green Cat6 Cable | 25
7Y51CTO1WW | AVUT | ThinkSystem XClarity Controller Standard to Advanced Upgrade | 50
7Y51CTO1WW | AVUX | On Board SATA AHCI Mode | 0
7Y51CTO1WW | AVV0 | On Board SATA Software RAID Mode | 0
7Y51CTO1WW | AVV1 | Lenovo 10GBaseT SFP+ Transceiver | 599
7Y51CTO1WW | AXC6 | ThinkSystem 8TB 7.2K 6Gbps SATA 3.5" Simple Swap 512e HDD | 1199
7Y51CTO1WW | AXC7 | ThinkSystem 6TB 7.2K 6Gbps SATA 3.5" Simple Swap 512e HDD | 999
7Y51CTO1WW | B0ML | Feature Enable TPM on MB | 0
7Y51CTO1WW | B0N4 | 2.0m, 10A/100-250V, C13 to IEC 320-C14 Rack Power Cable | 29
7Y51CTO1WW | B0RJ | 10GBASE-LR SFP+Transceiver | 350
7Y51CTO1WW | B0WY | ThinkSystem Intel XXV710-DA2 10/25GbE SFP28 2-Port PCIe Ethernet Adapter | 529
7Y51CTO1WW | B0X1 | Intel X710-T4 4x10Gb Base-T Adapter | 1019
7Y51CTO1WW | B0YL | Intel X710-DA4 4x10Gb SFP+ Adapter | 869
7Y51CTO1WW | B0YR | ThinkSystem 3.5" 8TB 7.2K SAS 12Gb Hot Swap 512e HDD | 659
7Y51CTO1WW | B0YS | ThinkSystem 2.5" 2.4TB 10K SAS 12Gb Hot Swap 512e HDD | 629
7Y51CTO1WW | B117 | ThinkSystem 3.5" 12TB 7.2K SAS 12Gb Hot Swap 512e HDD | 949
7Y51CTO1WW | B118 | ThinkSystem 3.5" 12TB 7.2K SATA 6Gb Hot Swap 512e HDD | 1829
7Y51CTO1WW | B173 | Companion Part for XClarity Controller Standard to Enterprise Upgrade in Factory | 0
7Y51CTO1WW | B21R | ThinkSystem QLogic QL41262 10/25GbE SFP28 2-Port PCIe Ethernet Adapter | 409
7Y51CTO1WW | B30W | Custom MFG SVCS Fee - Medium Increment | 30
7Y51CTO1WW | B30X | Custom MFG SVCS Fee - Large Increment | 300
7Y51CTO1WW | B31D | ThinkSystem NVIDIA Quadro P620 2GB PCIe Active GPU | 269
7Y51CTO1WW | B31G | ThinkSystem QLogic QL41134 PCIe 10Gb 4-Port Base-T Ethernet Adapter | 799
7Y51CTO1WW | B32R | ThinkSystem RDX External USB 3.0 Dock | 349
7Y51CTO1WW | B34H | ThinkSystem 2.5" PM883 240GB Entry SATA 6Gb Hot Swap SSD | 219
7Y51CTO1WW | B34J | ThinkSystem 2.5" PM883 480GB Entry SATA 6Gb Hot Swap SSD | 279
7Y51CTO1WW | B34K | ThinkSystem 2.5" PM883 960GB Entry SATA 6Gb Hot Swap SSD | 449
7Y51CTO1WW | B34U | Intel Xeon E-2186G 6+2C 95W 3.8GHz Processor | 899
7Y51CTO1WW | B34V | Intel Xeon E-2176G 6+2C 80W 3.7GHz Processor | 719
7Y51CTO1WW | B34W | Intel Xeon E-2174G 4+2C 71W 3.8GHz Processor | 649
7Y51CTO1WW | B34X | Intel Xeon E-2146G 6+2C 80W 3.5GHz Processor | 619
7Y51CTO1WW | B34Y | Intel Xeon E-2144G 4+2C 71W 3.6GHz Processor | 529
7Y51CTO1WW | B34Z | Intel Xeon E-2136 6C 80W 3.3GHz Processor | 569
7Y51CTO1WW | B350 | Intel Xeon E-2134 4C 71W 3.5GHz Processor | 499
7Y51CTO1WW | B351 | Intel Xeon E-2126G 6+2C 80W 3.3GHz Processor | 509
7Y51CTO1WW | B352 | Intel Xeon E-2124G 4+2C 71W 3.4GHz Processor | 439
7Y51CTO1WW | B353 | Intel Xeon E-2124 4C 71W 3.3GHz Processor | 399
7Y51CTO1WW | B354 | Intel Xeon E-2104G 4+2C 65W 3.2GHz Processor | 399
7Y51CTO1WW | B357 | Intel Core i3-8100 4C+2 65W 3.6GHz Processor | 249
7Y51CTO1WW | B359 | Intel Core i3-8100T 4C+2 35W 3.1GHz Processor | 249
7Y51CTO1WW | B35C | Intel Pentium G5400 2C+1 54W 3.7GHz Processor | 139
7Y51CTO1WW | B35E | Intel Celeron G4900 2C+1 54W 3.1GHz Processor | 99
7Y51CTO1WW | B35G | Intel Pentium G5400T 2C+1 35W 3.1GHz Processor | 139
7Y51CTO1WW | B35H | Intel Celeron G4900T 2C+1 35W 2.9GHz Processor | 99
7Y51CTO1WW | B35J | ThinkSystem 8GB TruDDR4 2666MHz (1Rx8, 1.2V) UDIMM | 179
7Y51CTO1WW | B35K | ThinkSystem 16GB TruDDR4 2666MHz (2Rx8, 1.2V) UDIMM | 269
7Y51CTO1WW | B3VW | VMware ESXi 6.5 U2 (Factory Installed) | 0
7Y51CTO1WW | B3VX | VMware ESXi 6.7 (Factory Installed) | 0
7Y51CTO1WW | B403 | ThinkSystem SR250/SR150 3.5"x4 Chassis | 750
7Y51CTO1WW | B404 | ThinkSystem SR250 2.5" Chassis | 775
7Y51CTO1WW | B408 | ThinkSystem SR250/SR150 4x3.5" SS HBA BP Bracket Kit | 45
7Y51CTO1WW | B40L | ThinkSystem SR250 Motherboard | 675
7Y51CTO1WW | B40M | Disable Shared LAN Port | 0
7Y51CTO1WW | B40Q | ThinkSystem SR250/SR150 Fixed 300W PSU | 199
7Y51CTO1WW | B40R | ThinkSystem 450W(230V/115V) Platinum Hot-Swap Power Supply | 279
7Y51CTO1WW | B412 | ThinkSystem SR250 3.5" SATA/SAS 4-Bay BP Cable Kit | 99
7Y51CTO1WW | B413 | ThinkSystem SR250 2.5" SATA/SAS 8-Bay BP | 119
7Y51CTO1WW | B414 | ThinkSystem SR250 2.5" Anybay 10-Bay BP | 269
7Y51CTO1WW | B415 | ThinkSystem SR250/ST250 3.5"/2.5" HBA MSHD to BP MSHD Cable | 19
7Y51CTO1WW | B416 | ThinkSystem SR250 2.5"x10 NVMe Cable | 29
7Y51CTO1WW | B417 | ThinkSystem SR250 x16 PCIe Riser | 79
7Y51CTO1WW | B418 | ThinkSystem SR250/SR150 x8/x8 PCIe Riser | 79
7Y51CTO1WW | B419 | ThinkSystem SR250/SR150 Front VGA Connector Kit | 29
7Y51CTO1WW | B42A | ThinkSystem SR250 PIB (RDN PSU) | 119
7Y51CTO1WW | B42B | ThinkSystem Toolless Friction Rail v2 | 99
7Y51CTO1WW | B488 | ThinkSystem 2.5" 5200 240GB Mainstream SATA 6Gb Hot Swap SSD | 469
7Y51CTO1WW | B48D | ThinkSystem 3.5" 5200 240GB Mainstream SATA 6Gb Hot Swap SSD | 469
7Y51CTO1WW | B498 | ThinkSystem 2.5" Intel S4510 240GB Entry SATA 6Gb Hot Swap SSD | 149
7Y51CTO1WW | B499 | ThinkSystem 2.5" Intel S4510 480GB Entry SATA 6Gb Hot Swap SSD | 309
7Y51CTO1WW | B49A | ThinkSystem 2.5" Intel S4510 960GB Entry SATA 6Gb Hot Swap SSD | 529
7Y51CTO1WW | B49D | ThinkSystem 3.5" Intel S4510 240GB Entry SATA 6Gb Hot Swap SSD | 149
7Y51CTO1WW | B49E | ThinkSystem 3.5" Intel S4510 480GB Entry SATA 6Gb Hot Swap SSD | 209
7Y51CTO1WW | B49F | ThinkSystem 3.5" Intel S4510 960GB Entry SATA 6Gb Hot Swap SSD | 539
7Y51CTO1WW | B49L | ThinkSystem 2.5" Intel S4610 240GB Mainstream SATA 6Gb Hot Swap SSD | 399
7Y51CTO1WW | B49M | ThinkSystem 2.5" Intel S4610 480GB Mainstream SATA 6Gb Hot Swap SSD | 479
7Y51CTO1WW | B49N | ThinkSystem 2.5" Intel S4610 960GB Mainstream SATA 6Gb Hot Swap SSD | 699
7Y51CTO1WW | B49R | ThinkSystem 3.5" Intel S4610 240GB Mainstream SATA 6Gb Hot Swap SSD | 409
7Y51CTO1WW | B49S | ThinkSystem 3.5" Intel S4610 480GB Mainstream SATA 6Gb Hot Swap SSD | 309
7Y51CTO1WW | B49T | ThinkSystem 3.5" Intel S4610 960GB Mainstream SATA 6Gb Hot Swap SSD | 1029
7Y51CTO1WW | B4RQ | ThinkSystem RAID 730-8i 2GB Flash PCIe 12Gb Adapter | 879
7Y51CTO1WW | B58F | ThinkSystem U.2 Intel P4510 1.0TB Entry NVMe PCIe3.0 x4 Hot Swap SSD | 539
7Y51CTO1WW | B59Z | FBU02 SuperCap | 149
7Y51CTO1WW | B5Y5 | ThinkSystem 3.5" Intel S4610 240GB Mainstream SATA 6Gb Simple Swap SSD | 299
7Y51CTO1WW | B5Y6 | ThinkSystem 3.5" Intel S4610 480GB Mainstream SATA 6Gb Simple Swap SSD | 309
7Y51CTO1WW | B5Y7 | ThinkSystem 3.5" Intel S4610 960GB Mainstream SATA 6Gb Simple Swap SSD | 799
7Y51CTO1WW | B5Y8 | ThinkSystem 3.5" 5200 240GB Mainstream SATA 6Gb Simple Swap SSD | 399
7Y51CTO1WW | B6H2 | ThinkSystem Friction 2-Post Screw-in Rail Kit | 79
7Y51CTO1WW | B6JY | ThinkSystem 3.5" PM883 1.92TB Entry SATA 6Gb Hot Swap SSD | 1159
7Y51CTO1WW | B6TM | ThinkSystem 3.5" PM883 240GB Entry SATA 6Gb Hot Swap SSD | 239
7Y51CTO1WW | B6TN | ThinkSystem 3.5" PM883 480GB Entry SATA 6Gb Hot Swap SSD | 359
7Y51CTO1WW | B6U0 | VMware ESXi 6.5 U3 (factory installed) | 0
7Y51CTO1WW | B6U1 | VMware ESXi 6.7 U2 (factory installed) | 0
7Y51CTO1WW | B7EZ | ThinkSystem 3.5" 16TB 7.2K SAS 12Gb Hot Swap 512e HDD | 1309
7Y51CTO1WW | B7F0 | ThinkSystem 3.5" 16TB 7.2K SATA 6Gb Hot Swap 512e HDD | 1289
7Y51CTO1WW | B7L3 | ThinkSystem Enclosure Short Rack Rail Kit | 59
7Y51CTO1WW | B7ZF | ThinkSystem Toolless Friction Rail Kit | 59
7Y51CTO1WW | B88T | VMware ESXi 6.7 U3 (factory installed) | 0
7Y51CTO1WW | B8HP | ThinkSystem 2.5" 5300 960GB Entry SATA 6Gb Hot Swap SSD | 489
7Y51CTO1WW | B8HR | ThinkSystem 3.5" 5300 1.92TB Mainstream SATA 6Gb Hot Swap SSD | 1829
7Y51CTO1WW | B8HS | ThinkSystem M.2 5300 240GB SATA 6Gbps Non-Hot Swap SSD | 359
7Y51CTO1WW | B8HV | ThinkSystem 2.5" 5300 240GB Entry SATA 6Gb Hot Swap SSD | 359
7Y51CTO1WW | B8HY | ThinkSystem 2.5" 5300 480GB Mainstream SATA 6Gb Hot Swap SSD | 429
7Y51CTO1WW | B8HZ | ThinkSystem 3.5" 5300 1.92TB Entry SATA 6Gb Hot Swap SSD | 1139
7Y51CTO1WW | B8J0 | ThinkSystem 3.5" 5300 960GB Mainstream SATA 6Gb Hot Swap SSD | 929
7Y51CTO1WW | B8J1 | ThinkSystem 2.5" 5300 240GB Mainstream SATA 6Gb Hot Swap SSD | 409
7Y51CTO1WW | B8J5 | ThinkSystem 2.5" 5300 1.92TB Entry SATA 6Gb Hot Swap SSD | 939
7Y51CTO1WW | B8J6 | ThinkSystem 2.5" 5300 960GB Mainstream SATA 6Gb Hot Swap SSD | 729
7Y51CTO1WW | B8J9 | ThinkSystem 3.5" 5300 480GB Entry SATA 6Gb Hot Swap SSD | 379
7Y51CTO1WW | B8JB | ThinkSystem 3.5" 5300 240GB Entry SATA 6Gb Hot Swap SSD | 369
7Y51CTO1WW | B8JC | ThinkSystem 3.5" 5300 960GB Entry SATA 6Gb Hot Swap SSD | 629
7Y51CTO1WW | B8JE | ThinkSystem 2.5" 5300 1.92TB Mainstream SATA 6Gb Hot Swap SSD | 1279
7Y51CTO1WW | B8JF | ThinkSystem 3.5" 5300 480GB Mainstream SATA 6Gb Hot Swap SSD | 529
7Y51CTO1WW | B8JL | ThinkSystem 3.5" 5300 240GB Mainstream SATA 6Gb Hot Swap SSD | 419
7Y51CTO1WW | B8JM | ThinkSystem 2.5" 5300 480GB Entry SATA 6Gb Hot Swap SSD | 309
7Y51CTO1WW | B919 | ThinkSystem M.2 5300 480GB SATA 6Gbps Non-Hot Swap SSD | 369
7Y51CTO1WW | B96E | ThinkSystem 32GB TruDDR4 2666MHz (2Rx8, 1.2V) ECC UDIMM | 499
7Y51CTO1WW | B9AC | ThinkSystem 2.5" 5210 960GB Entry SATA 6Gb Hot Swap QLC SSD | 419
7Y51CTO1WW | BAJM | Intel Xeon E-2288G 8C 95W 3.7GHz Processor | 969
7Y51CTO1WW | BAJN | Intel Xeon E-2278G 8C 80W 3.4GHz Processor | 889
7Y51CTO1WW | BAJP | Intel Xeon E-2286G 6C 95W 4.0GHz Processor | 809
7Y51CTO1WW | BAJQ | Intel Xeon E-2276G 6C 80W 3.8GHz Processor | 649
7Y51CTO1WW | BAJR | Intel Xeon E-2274G 4C 83W 4.0GHz Processor | 589
7Y51CTO1WW | BAJS | Intel Xeon E-2246G 6C 80W 3.6GHz Processor | 559
7Y51CTO1WW | BAJT | Intel Xeon E-2244G 4C 71W 3.8GHz Processor | 489
7Y51CTO1WW | BAJU | Intel Xeon E-2236 6C 80W 3.4GHz Processor | 509
7Y51CTO1WW | BAJV | Intel Xeon E-2234 4C 71W 3.6GHz Processor | 449
7Y51CTO1WW | BAJW | Intel Xeon E-2226G 6C 80W 3.4GHz Processor | 459
7Y51CTO1WW | BAJX | Intel Xeon E-2224G 4C 71W 3.5GHz Processor | 399
7Y51CTO1WW | BAJY | Intel Xeon E-2224 4C 71W 3.4GHz Processor | 359
7Y51CTO1WW | BAK4 | Intel Core i3-9100 4C 65W 3.6GHz Processor | 229
7Y51CTO1WW | BAK7 | Intel Pentium G5420 2C 54W 3.8GHz Processor | 119
7Y51CTO1WW | BAKC | ThinkSystem SR250 Refresh Motherboard | 379
7Y51CTO1WW | BBZG | VMware ESXi 7.0 (Factory Installed) | 2
7Y51CTO1WW | BCB6 | Vertical Assembly Rack - Rotate Device Left (Counter Clockwise) | 0
7Y51CTO1WW | BCFH | ThinkSystem 3.5" 18TB 7.2K SATA 6Gb Hot Swap 512e HDD | 1589
7Y51CTO1WW | BCFP | ThinkSystem 3.5" 18TB 7.2K SAS 12Gb Hot Swap 512e HDD | 1609
7Y51CTO1WW | BCFT | ThinkSystem U.2 Intel P5500 1.92TB Entry NVMe PCIe 4.0 x4 Hot Swap SSD | 1479
7Y51CTO1WW | BCTC | ThinkSystem 2.5" Multi Vendor 240GB Entry SATA 6Gb Hot Swap SSD | 219
7Y51CTO1WW | BCTD | ThinkSystem 2.5" Multi Vendor 480GB Entry SATA 6Gb Hot Swap SSD | 219
7Y51CTO1WW | BCTE | ThinkSystem 2.5" Multi Vendor 960GB Entry SATA 6Gb Hot Swap SSD | 659
7Y51CTO1WW | BCTF | ThinkSystem 2.5" Multi Vendor 1.92TB Entry SATA 6Gb Hot Swap SSD | 1289
7Y51CTO1WW | BCTG | ThinkSystem 2.5" Multi Vendor 3.84TB Entry SATA 6Gb Hot Swap SSD | 1259
7Y51CTO1WW | BCTH | ThinkSystem 3.5" Multi Vendor 240GB Entry SATA 6Gb Hot Swap SSD | 229